## APC Certified Partner Pricing
Navigation Path | Part Number | Model | Product Page | Input Voltage | Output Voltage | Product Line | Product Category | Product Family | Shipping Weight | Shipping Dimensions | Units Per Pallet | Master Carton Quantity | Upc Code | NAM CERTIFIED PARTNER USD | NAM ERP USD | NAM LIST PRICE USD
Business Continuity Software >> Data Center Infrastructure Management (DCIM) Software | SWPCNS1Y-DIGI | PowerChute Network Shutdown License for Virtualization and HCI, 1-Year | https://www.se.com/us/en/product/SWPCNS1Y-DIGI |  |  | POWERCHUTE SW | Data Center Infrastructure Management (DCIM) Software | PowerChute Network Shutdown |  |  |  |  | 731304452980 | 104.00 | 149.99 | 188.00
| SWPCNS3Y-DIGI | PowerChute Network Shutdown License for Virtualization and HCI, 3-Year | https://www.se.com/us/en/product/SWPCNS3Y-DIGI |  |  | POWERCHUTE SW | Data Center Infrastructure Management (DCIM) Software | PowerChute Network Shutdown |  |  |  |  | 731304452997 | 266.00 | 379.99 | 479.00
| SWPCNS5Y-DIGI | PowerChute Network Shutdown License for Virtualization and HCI, 5-Year | https://www.se.com/us/en/product/SWPCNS5Y-DIGI |  |  | POWERCHUTE SW | Data Center Infrastructure Management (DCIM) Software | PowerChute Network Shutdown |  |  |  |  | 731304622901 | 444.00 | 629.00 | 800.00
| SWPCNS6Y-DIGI | PowerChute Network Shutdown Subscription for Virtualization and HCI, 6-Year | https://www.se.com/us/en/product/SWPCNS6Y-DIGI |  |  | POWERCHUTE SW | Data Center Infrastructure Management (DCIM) Software | PowerChute Network Shutdown |  |  |  |  | 731304743491 | 532.00 | 749.00 | 958.00
Bypass Panels >> Uninterruptible Power Supply (UPS) | SBP6KRMT2U | APC Service Bypass Panel- 200/208/240V: 50A: MBB: L6-30P/HW input: (1) L6-30R (2) L6-20R output | https://www.se.com/us/en/product/SBP6KRMT2U | 200 20 | 200 20 | SYMMETRA (1PHASE) | Uninterruptible Power Supply (UPS) | Maintenance Bypass Panels | 24.54(kilos) 54.11(lbs) | 7.99x24.02x39.02(in) 20.30x61.00x99.10(cent) |  |  | 731304212607 | 1235.00 | 1600.00 | 2120.00
| SBP10KRMI4U | APC Service Bypass Panel- 230V, 100A, MBB, Hardwire input, IEC-320 output- (8) C13 (2) C19 | https://www.se.com/us/en/product/SBP10KRMI4U | 230 | 230 | SYMMETRA (1PHASE) | Uninterruptible Power Supply (UPS) | Maintenance Bypass Panels | 31.36(kilos) 69.15(lbs) | 12.01x39.02x24.02(in) 30.50x99.10x61.00(cent) | 10 |  | 731304212638 | 1385.00 | 1800.00 | 2375.00
| SBP10KRMT4U | APC Service Bypass Panel- 200/208/240V 100A MBB Hardwire input (3) L6-30R (3) L6-20R output | https://www.se.com/us/en/product/SBP10KRMT4U | 200 20 | 200 20 | SYMMETRA (1PHASE) | Uninterruptible Power Supply (UPS) | Maintenance Bypass Panels | 31.82(kilos) 70.16(lbs) | 12.01x24.02x39.02(in) 30.50x61.00x99.10(cent) |  |  | 731304212621 | 2015.00 | 2600.00 | 3455.00
| SBP16KP | APC Service Bypass Panel- 200/208/240V, 100A, MBB, Hardwire input/output | https://www.se.com/us/en/product/SBP16KP | 200 ,208 ,230 ,480 3 PH | 120 ,200 ,208 ,230 | SYMMETRA (1PHASE) | Uninterruptible Power Supply (UPS) | Maintenance Bypass Panels | 31.29(kilos) 69.00(lbs) | 12.01x39.02x24.02(in) 30.50x99.10x61.00(cent) | 8 |  | 731304212645 | 1630.00 | 2100.00 | 2795.00
| SBP16KRMP4U | APC Service Bypass Panel- 200/208/240V, 100A, MBB, Hardwire input (6) L14-30R output | https://www.se.com/us/en/product/SBP16KRMP4U | 208 | 200 20 | SYMMETRA (1PHASE) | Uninterruptible Power Supply (UPS) | Maintenance Bypass Panels | 33.64(kilos) 74.18(lbs) | 12.01x24.02x39.02(in) 30.50x61.00x99.10(cent) |  |  | 731304212669 | 1855.00 | 2400.00 | 3175.00
| SBP16KRMP4U-HW | APC Service Bypass Panel 200/208/240V Symmetra LX 4-16kVA (1)L14-30R, (3)L5-20R, (1)100A Hardwire | https://www.se.com/us/en/product/SBP16KRMP4U-HW | 208 | 120 ,208 | SYMMETRA (1PHASE) | Uninterruptible Power Supply (UPS) | Maintenance Bypass Panels | 33.64(kilos) 74.18(lbs) | 12.01x24.02x39.02(in) 30.50x61.00x99.10(cent) |  |  | 731304225195 | 1645.00 | 2125.00 | 2815.00
| SBP20KP | APC Service Bypass Panel 200/208/230/240V MBB 125A HW Input/Output | https://www.se.com/us/en/product/SBP20KP | 200 ,208 ,220 ,230 ,240 ,380 3 PH,400 3 PH,415 3 PH | 200 ,208 ,220 ,230 ,240 | SMART-UPS ON-LINE | Uninterruptible Power Supply (UPS) | Maintenance Bypass Panels | 31.36(kilos) 69.15(lbs) | 12.01x24.02x33.27(in) 30.50x61.00x84.50(cent) |  |  | 731304266952 | 1570.00 | 1950.00 | 2690.00
| SBP20KRMT4U | APC Service Bypass Panel 200/208/240V MBB 125A HW input (2) L6-30R (4) L6-20R output | https://www.se.com/us/en/product/SBP20KRMT4U | 200 ,240 | 200 ,240 | SMART-UPS ON-LINE | Uninterruptible Power Supply (UPS) | Maintenance Bypass Panels | 31.36(kilos) 69.15(lbs) | 12.01x24.02x33.27(in) 30.50x61.00x84.50(cent) |  |  | 731304266976 | 1535.00 | 1900.00 | 2630.00
| SBP1500RM | APC SERVICE BYPASS PANEL 120V 15A BBM 5-15P input (8) 5-15R output | https://www.se.com/us/en/product/SBP1500RM | 120 | 120 | SMART-UPS OVER 1.5 KVA | Uninterruptible Power Supply (UPS) | Maintenance Bypass Panels | 3.80(kilos) 8.38(lbs) | 5.94x18.23x11.61(in) 15.10x46.30x29.50(cent) |  |  | 731304266730 | 275.00 | 349.99 | 472.00
| SBP1500RMI | APC SERVICE BYPASS PANEL 230V 10A BBM IEC C14 input, (6) IEC C13 output | https://www.se.com/us/en/product/SBP1500RMI | 230 | 230 | SMART-UPS OVER 1.5 KVA | Uninterruptible Power Supply (UPS) | Maintenance Bypass Panels | 3.50(kilos) 7.72(lbs) | 5.94x11.61x18.23(in) 15.10x29.50x46.30(cent) | 56 |  | 731304263593 | 355.00 | 449.00 | 609.00
| SBP2200RM | APC SERVICE BYPASS PANEL 120V 20A BBM 5-20P input (6) 5-15R (2) 5-20R output | https://www.se.com/us/en/product/SBP2200RM | 120 | 120 | SMART-UPS OVER 1.5 KVA | Uninterruptible Power Supply (UPS) | Maintenance Bypass Panels | 3.80(kilos) 8.38(lbs) | 5.94x18.23x11.61(in) 15.10x46.30x29.50(cent) |  |  | 731304266754 | 327.00 | 409.00 | 561.00
| SBP3000 | APC Service Bypass Panel- 100-240V, 30A, BBM, Wall Mount, Hardwire Input/Output | https://www.se.com/us/en/product/SBP3000 | 100 ,230 | 100 ,230 | SYMMETRA (1PHASE) | Uninterruptible Power Supply (UPS) | Maintenance Bypass Panels | 17.45(kilos) 38.47(lbs) | 7.87x38.19x23.62(in) 20.00x97.00x60.00(cent) | 4 |  | 731304212713 | 691.00 | 889.00 | 1185.00
| SBP3000RM | APC SERVICE BYPASS PANEL 120V 30A BBM L5-30P input (4) 5-20R (1) L5-30R output | https://www.se.com/us/en/product/SBP3000RM | 120 | 120 | SMART-UPS OVER 1.5 KVA | Uninterruptible Power Supply (UPS) | Maintenance Bypass Panels | 5.27(kilos) 11.62(lbs) | 5.94x18.23x11.61(in) 15.10x46.30x29.50(cent) |  |  | 731304266723 | 372.00 | 469.00 | 638.00
| SBP3000RM2U | APC Service Bypass Panel- 100-120V: 30A: BBM: L5-30P input: (2) 5-20R (6) 5-15R output | https://www.se.com/us/en/product/SBP3000RM2U | 100 10 | 100 10 | SYMMETRA (1PHASE) | Uninterruptible Power Supply (UPS) | Maintenance Bypass Panels | 24.56(kilos) 54.15(lbs) | 7.99x24.02x39.02(in) 20.30x61.00x99.10(cent) |  |  | 731304212577 | 785.00 | 1025.00 | 1345.00
| SBP3000RMHW | APC SERVICE BYPASS PANEL 230V 16A BBM Hardwire | https://www.se.com/us/en/product/SBP3000RMHW | 230 | 230 | SMART-UPS OVER 1.5 KVA | Uninterruptible Power Supply (UPS) | Maintenance Bypass Panels | 3.45(kilos) 7.61(lbs) | 5.94x11.61x18.23(in) 15.10x29.50x46.30(cent) | 64 |  | 731304283225 | 438.00 | 549.00 | 750.00
| SBP3000RMI | APC SERVICE BYPASS PANEL 230V 16A BBM IEC C20 input, (6) IEC C13 (1) C19 output | https://www.se.com/us/en/product/SBP3000RMI | 230 | 230 | SMART-UPS OVER 1.5 KVA | Uninterruptible Power Supply (UPS) | Maintenance Bypass Panels | 3.91(kilos) 8.62(lbs) | 5.94x18.23x11.61(in) 15.10x46.30x29.50(cent) |  |  | 731304266747 | 429.00 | 539.00 | 735.00
| SBP5000RMI2U | APC Service Bypass Panel - 230V, 32A, BBM, IEC320 C20/HW Input, IEC-320 Output - (2) C19 (8) C13 | https://www.se.com/us/en/product/SBP5000RMI2U | 230 | 230 | SYMMETRA (1PHASE) | Uninterruptible Power Supply (UPS) | Maintenance Bypass Panels | 23.18(kilos) 51.11(lbs) | 7.99x39.02x24.02(in) 20.30x99.10x61.00(cent) | 12 |  | 731304212591 | 844.00 | 1100.00 | 1450.00
| SBP5000RMT2U | APC Service Bypass Panel - 200/208/240V, 30A, BBM, L6-30P input (2) L6-30R (2) L6-20R output | https://www.se.com/us/en/product/SBP5000RMT2U | 200 20 | 200 20 | SYMMETRA (1PHASE) | Uninterruptible Power Supply (UPS) | Maintenance Bypass Panels | 24.54(kilos) 54.11(lbs) | 7.99x24.02x39.02(in) 20.30x61.00x99.10(cent) |  |  | 731304212584 | 981.00 | 1275.00 | 1685.00
Close Coupled Air Conditioners >> Cooling | ACAC10005 | InRow Bridge Partition, Data Cable 300 MM | https://www.se.com/us/en/product/ACAC10005 |  |  | INROW COOLING | Cooling | Uniflair InRow Cooling Accessories | 4.56(kilos) 10.05(lbs) | 10.16x18.31x3.50(in) 25.80x46.50x8.90(cent) |  |  | 731304242307 | 347.00 | 509.00 | 625.00
| ACAC10010 | InRow Bridge Partition, Data Cable 600 MM | https://www.se.com/us/en/product/ACAC10010 |  |  | INROW COOLING | Cooling | Uniflair InRow Cooling Accessories | 7.73(kilos) 17.04(lbs) | 4.53x28.43x10.67(in) 11.50x72.20x27.10(cent) |  |  | 731304242338 | 410.00 | 599.00 | 737.00
| ACAC10011 | "3ft (0.9144m) Stainless Flex Pipe Kit 1" MPT to 1" FPT Union" | https://www.se.com/us/en/product/ACAC10011 |  |  | INROW COOLING | Cooling | Uniflair InRow Cooling Accessories | 5.23(kilos) 11.53(lbs) | 5.00x29.02x29.02(in) 12.70x73.70x73.70(cent) |  |  | 731304249221 | 920.00 | 1350.00 | 1660.00
| ACAC10012 | "6ft (1.828m) Stainless Flex Pipe Kit 1" MPT to 1" FPT Union" | https://www.se.com/us/en/product/ACAC10012 |  |  | INROW COOLING | Cooling | Uniflair InRow Cooling Accessories | 6.91(kilos) 15.24(lbs) | 5.00x29.02x29.02(in) 12.70x73.70x73.70(cent) |  |  | 731304249238 | 1545.00 | 2250.00 | 2780.00
| ACAC10013 | "8ft (2.743m) Stainless Flex Pipe Kit 1" MPT to 1" FPT Union" | https://www.se.com/us/en/product/ACAC10013 |  |  | INROW COOLING | Cooling | Uniflair Chilled Water InRow Cooling | 7.17(kilos) 15.80(lbs) | 22.00x23.00x9.00(in) 55.88x58.42x22.86(cent) |  |  | 731304343974 | 1470.00 | 2150.00 | 2640.00
| ACAC10016 | "3ft (0.914m) Stainless Flex Pipe Kit 1.25" MPT to 1.5" NPSM, OFS, Female" | https://www.se.com/us/en/product/ACAC10016 |  |  | INROW COOLING | Cooling | Uniflair InRow Cooling Accessories | 8.64(kilos) 19.05(lbs) | 5.00x29.02x29.02(in) 12.70x73.70x73.70(cent) |  |  | 731304250814 | 908.00 | 1325.00 | 1635.00
| ACAC10017 | "6ft (1.828m) Stainless Flex Pipe Kit 1.25" MPT to 1.5" NPSM, OFS, Female" | https://www.se.com/us/en/product/ACAC10017 |  |  | INROW COOLING | Cooling | Uniflair InRow Cooling Accessories | 10.91(kilos) 24.06(lbs) | 5.00x29.02x29.02(in) 12.70x73.70x73.70(cent) |  |  | 731304250807 | 1280.00 | 1875.00 | 2305.00
| ACAC10022 | "Isolation Valve Assemblies, 1/2" ODF" | https://www.se.com/us/en/product/ACAC10022 |  |  | INROW COOLING | Cooling | Uniflair InRow Cooling Accessories | 0.86(kilos) 1.90(lbs) | 2.36x11.46x4.76(in) 6.00x29.10x12.10(cent) |  |  | 731304261490 | 173.00 | 249.99 | 311.00
| ACAC10029 | Flexible Refrigerant Bronze Hose 0.5 inches diameter x 9 ft long | https://www.se.com/us/en/product/ACAC10029 |  |  | INROW COOLING | Cooling | Uniflair Direct Expansion InRow Cooling | 4.99(kilos) 11.00(lbs) | 4.00x16.00x24.00(in) 10.16x40.64x60.96(cent) |  |  | 731304344025 | 2255.00 | 3275.00 | 4055.00
| ACAC10032 | Top Piping Kit - ACRC301S | https://www.se.com/us/en/product/ACAC10032 |  |  | INROW COOLING | Cooling | Uniflair InRow Cooling Accessories | 6.83(kilos) 15.05(lbs) | 8.66x59.45x9.45(in) 22.00x151.00x24.00(cent) |  |  | 731304305804 | 503.00 | 739.00 | 906.00
| ACAC10033 | Top Piping Kit - ACRC301H | https://www.se.com/us/en/product/ACAC10033 |  |  | INROW COOLING | Cooling | Uniflair InRow Cooling Accessories | 9.32(kilos) 20.55(lbs) | 74.80x9.84x9.06(in) 190.00x25.00x23.00(cent) |  |  | 731304305811 | 520.00 | 759.00 | 936.00
| ACAC10035 | Compressor Acoustic Hood - RD25kW | https://www.se.com/us/en/product/ACAC10035 |  |  | INROW COOLING | Cooling | Uniflair Direct Expansion InRow Cooling | 3.50(kilos) 7.72(lbs) | 170.08x28.35x161.42(in) 432.00x72.00x410.00(cent) |  |  | 731304344612 | 412.00 | 599.00 | 741.00
| ACAC10036 | Humidity Sensor - RD25kW | https://www.se.com/us/en/product/ACAC10036 |  |  | INROW COOLING | Cooling | Uniflair Direct Expansion InRow Cooling | 0.45(kilos) 0.99(lbs) | 64.57x44.88x64.57(in) 164.00x114.00x164.00(cent) |  |  | 731304344629 | 179.00 | 259.99 | 322.00
| ACAC10037 | Ball Valve & Union - RD25kW | https://www.se.com/us/en/product/ACAC10037 |  |  | INROW COOLING | Cooling | Uniflair Direct Expansion InRow Cooling | 1.85(kilos) 4.08(lbs) | 103.94x103.94x103.94(in) 264.00x264.00x264.00(cent) |  |  | 731304344636 | 375.00 | 549.00 | 674.00
| ACAC10038 | Duplicate PSU (indoor) - RD25kW | https://www.se.com/us/en/product/ACAC10038 |  |  | INROW COOLING | Cooling | Uniflair Direct Expansion InRow Cooling | 1.20(kilos) 2.65(lbs) | 103.94x103.94x103.94(in) 264.00x264.00x264.00(cent) |  |  | 731304344643 | 938.00 | 1375.00 | 1690.00
| ACAC10049 | Winter Accessory Kit - Heaters, Brackets, Wiring | https://www.se.com/us/en/product/ACAC10049 |  |  | INROW COOLING | Cooling | Uniflair Direct Expansion InRow Cooling | 12.25(kilos) 27.00(lbs) | 6.75x38.25x13.00(in) 17.15x97.16x33.02(cent) |  |  | 731304410263 | 803.00 | 1175.00 | 1445.00
| ACAC10051 | Dual feed kit for Hydronic unit 200-240v | https://www.se.com/us/en/product/ACAC10051 |  |  | INROW COOLING | Cooling | Uniflair Direct Expansion InRow Cooling |  |  |  |  | 731304422976 | 1270.00 | 1850.00 | 2280.00
| ACAC10052 | Dual feed kit for Hydronic unit 380-415v | https://www.se.com/us/en/product/ACAC10052 |  |  | INROW COOLING | Cooling | Uniflair Direct Expansion InRow Cooling |  |  |  |  | 731304422983 | Call for Quote | Call for Quote | Call for Quote
| ACAC10053 | Heaters for EBOX and VFD box in low ambient | https://www.se.com/us/en/product/ACAC10053 |  |  | INROW COOLING | Cooling | Uniflair Direct Expansion InRow Cooling | 3.41(kilos) 7.52(lbs) | 143.70x70.08x76.77(in) 365.00x178.00x195.00(cent) |  |  | 731304426639 | 922.00 | 1350.00 | 1660.00
| ACAC10057 | Winter Accessory Kit | https://www.se.com/us/en/product/ACAC10057 |  |  | INROW COOLING | Cooling | Uniflair Direct Expansion InRow Cooling | 24.10(kilos) 53.14(lbs) | 25.79x12.24x16.14(in) 65.50x31.10x41.00(cent) |  |  | 731304743569 | 930.00 | 1350.00 | 1675.00
| ACAC10058 | InRow ATS for 48VDC | https://www.se.com/us/en/product/ACAC10058 |  |  | INROW COOLING | Cooling | Uniflair Direct Expansion InRow Cooling | 7.00(kilos) 15.44(lbs) | 7.09x11.81x18.90(in) 18.00x30.00x48.00(cent) |  |  | 731304449256 | 1455.00 | 2125.00 | 2620.00
| ACAC10059 | InRow ATS for 100-120v /200-240v | https://www.se.com/us/en/product/ACAC10059 |  |  | INROW COOLING | Cooling | Uniflair Direct Expansion InRow Cooling | 7.00(kilos) 15.44(lbs) | 7.09x11.81x18.90(in) 18.00x30.00x48.00(cent) |  |  | 731304449263 | 705.00 | 1025.00 | 1270.00
| ACAC10060 | Condensing unit ATS, CE/UL | https://www.se.com/us/en/product/ACAC10060 |  |  | INROW COOLING | Cooling | Uniflair Direct Expansion InRow Cooling | 8.50(kilos) 18.74(lbs) | 9.53x17.64x20.63(in) 24.20x44.80x52.40(cent) |  |  | 731304449270 | 769.00 | 1125.00 | 1385.00
| ACAC10061 | Pump - DP Control, 208-230V, 50/60Hz | https://www.se.com/us/en/product/ACAC10061 |  |  | INROW COOLING | Cooling | Uniflair InRow Cooling Accessories | 19.00(kilos) 41.90(lbs) | 17.32x35.43x14.57(in) 44.00x90.00x37.00(cent) |  |  | 731304436829 | 4230.00 | 6150.00 | 7610.00
| ACAC10062 | InRow ball valve and union | https://www.se.com/us/en/product/ACAC10062 |  |  | INROW COOLING | Cooling | Uniflair Direct Expansion InRow Cooling | 2.00(kilos) 4.41(lbs) | 7.87x9.84x9.84(in) 20.00x25.00x25.00(cent) |  |  | 731304449287 | 238.00 | 349.99 | 429.00
| ACAC10063 | Flooded Receiver, 2.2L with 75w heater | https://www.se.com/us/en/product/ACAC10063 |  |  | INROW COOLING | Cooling | Uniflair Direct Expansion InRow Cooling | 45.00(kilos) 99.23(lbs) | 25.79x15.51x25.20(in) 65.50x39.40x64.00(cent) |  |  | 731304743576 | 3890.00 | 5650.00 | 7000.00
| ACAC10502 | "Condensate Drain Tubing - PVC Flex 0.25" (1/4") ID, 0.385" (3/8") OD x 50ft L (2 cooling units)" | https://www.se.com/us/en/product/ACAC10502 |  |  | INROW COOLING | Cooling | Uniflair InRow Cooling Accessories | 1.82(kilos) 4.00(lbs) | 5.51x18.90x13.39(in) 14.00x48.00x34.00(cent) |  |  | 731304344032 | 51.00 | 79.99 | 92.00
| ACAC10503 | "Condensate Drain Tubing - PVC Flex 0.1875" (3/16") ID, 0.3125" (5/16") OD x 50ft L (2 cooling units)" | https://www.se.com/us/en/product/ACAC10503 |  |  | INROW COOLING | Cooling | Uniflair InRow Cooling Accessories | 1.68(kilos) 3.69(lbs) | 5.51x18.50x13.39(in) 14.00x47.00x34.00(cent) |  |  | 731304344049 | 50.00 | 79.99 | 90.00
| ACAC11008 | InRow OA End Aisle Containment Kit - 42U | https://www.se.com/us/en/product/ACAC11008 |  |  | RACKS AND ENCLOSURES | Cooling | Uniflair InRow Cooling Accessories | 12.20(kilos) 26.90(lbs) | 9.02x14.33x14.33(in) 22.90x36.40x36.40(cent) |  |  | 731304273592 | 596.00 | 759.00 | 1055.00
| ACAC11009 | InRow OA End Aisle Containment Kit - 48U | https://www.se.com/us/en/product/ACAC11009 |  |  | RACKS AND ENCLOSURES | Cooling | Uniflair InRow Cooling Accessories | 13.00(kilos) 28.67(lbs) | 9.02x14.33x14.33(in) 22.90x36.40x36.40(cent) |  |  | 731304273660 | 623.00 | 799.00 | 1100.00
| ACAC20002 | CDU Flexible Fluid Piping - 300 Feet (91.4 Meters) | https://www.se.com/us/en/product/ACAC20002 |  |  | INROW COOLING | Cooling | Uniflair InRow Cooling Accessories | 39.55(kilos) 87.21(lbs) | 12.52x45.51x45.51(in) 31.80x115.60x115.60(cent) |  |  | 731304241621 | 2485.00 | 3600.00 | 4470.00
| ACAC20003 | CDU Flexible Fluid Piping - 100 Feet (30.4 Meters) | https://www.se.com/us/en/product/ACAC20003 |  |  | INROW COOLING | Cooling | Uniflair InRow Cooling Accessories | 13.18(kilos) 29.06(lbs) | 7.01x45.51x45.51(in) 17.80x115.60x115.60(cent) |  |  | 731304241614 | 951.00 | 1400.00 | 1715.00
| ACAC20005 | CDU Flexible Fluid Piping Insulation - 102 Feet (31.0 Meters) | https://www.se.com/us/en/product/ACAC20005 |  |  | INROW COOLING | Cooling | Uniflair InRow Cooling Accessories | 8.64(kilos) 19.05(lbs) | 10.98x75.00x15.51(in) 27.90x190.50x39.40(cent) |  |  | 731304241027 | 515.00 | 749.00 | 927.00
| ACAC20006 | CDU Flexible Fluid Piping Couplings (4 per pack) | https://www.se.com/us/en/product/ACAC20006 |  |  | INROW COOLING | Cooling | Uniflair InRow Cooling Accessories | 0.91(kilos) 2.01(lbs) | 6.50x6.30x6.30(in) 16.50x16.00x16.00(cent) |  |  | 731304241591 | 325.00 | 479.00 | 584.00
| ACAC75013 | Flooded Receiver, 20L, 219mm diameter, 640mm length, GB with heater | https://www.se.com/us/en/product/ACAC75013 |  |  | INROW COOLING | Cooling | Uniflair Direct Expansion InRow Cooling | 68.04(kilos) 150.03(lbs) | 14.94x16.14x43.50(in) 37.95x41.00x110.50(cent) |  |  | 731304326946 | 2740.00 | 3975.00 | 4930.00
| ACAC75014 | Flooded Receiver, 20L, 219mm diameter, 640mm length, ASME with heater | https://www.se.com/us/en/product/ACAC75014 |  |  | INROW COOLING | Cooling | Uniflair Direct Expansion InRow Cooling | 68.04(kilos) 150.03(lbs) | 14.96x16.14x43.50(in) 38.00x41.00x110.50(cent) |  |  | 731304326953 | 3310.00 | 4800.00 | 5955.00
| ACAC75015 | Flooded Receiver, 20L, 219mm diameter, 640mm length, PED with heater | https://www.se.com/us/en/product/ACAC75015 |  |  | INROW COOLING | Cooling | Uniflair Direct Expansion InRow Cooling | 68.04(kilos) 150.03(lbs) | 14.96x16.14x43.50(in) 38.00x41.00x110.50(cent) |  |  | 731304326960 | 3690.00 | 5350.00 | 6640.00
| ACAC75016 | Flooded Receiver, 20L, 219mm diameter, 640mm length, ASME with 200w heater | https://www.se.com/us/en/product/ACAC75016 |  |  | INROW COOLING | Cooling | Uniflair Direct Expansion InRow Cooling | 84.37(kilos) 186.03(lbs) | 25.00x31.00x25.50(in) 63.50x78.74x64.77(cent) |  |  | 731304413493 | 6010.00 | 8725.00 | 10815.00
| ACCD75228 | Condenser, 38kW, 95F(35C),208-230V/3, 60Hz | https://www.se.com/us/en/product/ACCD75228 | 200 3 PH,208 3 PH,220 3 PH,240 3 PH |  | INROW COOLING | Cooling | Uniflair Direct Expansion InRow Cooling | 272.16(kilos) 600.11(lbs) | 35.00x42.99x130.00(in) 88.90x109.20x330.20(cent) |  |  | 731304327882 | 13475.00 | 19600.00 | 24255.00
| ACCD75229 | Condenser, 46kW, 115F(46C),208-230V/3, 60Hz | https://www.se.com/us/en/product/ACCD75229 | 200 3 PH,208 3 PH,220 3 PH,240 3 PH |  | INROW COOLING | Cooling | Uniflair Direct Expansion InRow Cooling | 272.16(kilos) 600.11(lbs) | 35.00x42.99x130.00(in) 88.90x109.20x330.20(cent) |  |  | 731304327899 | 16695.00 | 24300.00 | 30055.00
| ACCD75230 | Condenser, 38kW, 95F(35C,460V/3, 60Hz | https://www.se.com/us/en/product/ACCD75230 | 460 3 PH,480 3 PH |  | INROW COOLING | Cooling | Uniflair Direct Expansion InRow Cooling | 272.16(kilos) 600.11(lbs) | 35.00x42.99x130.00(in) 88.90x109.20x330.20(cent) |  |  | 731304326656 | 12480.00 | 18100.00 | 22460.00
| ACCD75231 | Condenser, 46kW, 115F(46C),460V/3, 60Hz | https://www.se.com/us/en/product/ACCD75231 | 460 3 PH,480 3 PH |  | INROW COOLING | Cooling | Uniflair Direct Expansion InRow Cooling | 272.16(kilos) 600.11(lbs) | 35.00x42.99x42.99(in) 88.90x109.20x109.20(cent) |  |  | 731304326663 | 14520.00 | 21100.00 | 26135.00
| ACCD75232 | Condenser, 46kw, 95F/115F(35C/46C),230V/1, 50Hz | https://www.se.com/us/en/product/ACCD75232 | 230 |  | INROW COOLING | Cooling | Uniflair Direct Expansion InRow Cooling | 150.00(kilos) 330.75(lbs) | 55.00x50.00x90.00(in) 139.70x127.00x228.60(cent) |  |  | 731304326670 | 7050.00 | 10300.00 | 12685.00
| ACCD75232-C | Condenser, 46kw, 95F/115F(35C/46C),230V/1, 50Hz, with CE | https://www.se.com/us/en/product/ACCD75232-C | 230 |  | INROW COOLING | Cooling | Uniflair Direct Expansion InRow Cooling | 150.00(kilos) 330.75(lbs) | 55.00x50.00x90.00(in) 139.70x127.00x228.60(cent) |  |  | 731304326687 | 7710.00 | 11200.00 | 13875.00
| ACCD75233-C | Condenser, 46kw, 95F/115F(35C/46C),230V/1, 60Hz , with CE | https://www.se.com/us/en/product/ACCD75233-C | 230 |  | INROW COOLING | Cooling | Uniflair Direct Expansion InRow Cooling | 150.00(kilos) 330.75(lbs) | 55.00x50.00x90.00(in) 139.70x127.00x228.60(cent) |  |  | 731304326977 | 7315.00 | 10700.00 | 13165.00
| ACCD75234 | Condenser 1x1 Build to Order, 38kW, 95F, 208-230V/3, 60Hz (qsce54076) | https://www.se.com/us/en/product/ACCD75234 | 200 3 PH,208 3 PH,220 3 PH,240 3 PH |  | INROW COOLING | Cooling | Uniflair Direct Expansion InRow Cooling | 312.98(kilos) 690.12(lbs) | 65.98x55.00x85.00(in) 167.60x139.70x215.90(cent) |  |  | 731304793175 | 11480.00 | 16700.00 | 20660.00
| ACCD75235 | Condenser 1x1 Build to Order, 38kW, 95F, 460V/3, 60Hz (qsce55319) | https://www.se.com/us/en/product/ACCD75235 | 200 3 PH,208 3 PH,220 3 PH,240 3 PH |  | INROW COOLING | Cooling | Uniflair Direct Expansion InRow Cooling | 312.98(kilos) 690.12(lbs) | 65.98x55.00x85.00(in) 167.60x139.70x215.90(cent) |  |  | 731304793182 | 12480.00 | 18100.00 | 22460.00
| ACCU100 | Condensing unit, 200-240v, CE/UL | https://www.se.com/us/en/product/ACCU100 |  |  | INROW COOLING | Cooling | Uniflair Direct Expansion InRow Cooling | 130.00(kilos) 286.65(lbs) | 48.54x20.16x48.82(in) 123.30x51.20x124.00(cent) |  |  | 731304449232 | 10890.00 | 15800.00 | 19600.00
| ACCU300 | InRow DX 300mm Condensing Unit, 200-240v, Single Power, UL | https://www.se.com/us/en/product/ACCU300 |  |  | INROW COOLING | Cooling | Uniflair Direct Expansion InRow Cooling | 297.00(kilos) 654.89(lbs) | 44.72x68.70x42.72(in) 113.60x174.50x108.50(cent) |  | 1 | 731304410201 | 19550.00 | 28400.00 | 35190.00
| ACCU300D | InRow DX 300mm Condensing Unit, 200-240v, Dual Power, UL | https://www.se.com/us/en/product/ACCU300D |  |  | INROW COOLING | Cooling | Uniflair Direct Expansion InRow Cooling | 305.00(kilos) 672.53(lbs) | 44.72x68.70x42.72(in) 113.60x174.50x108.50(cent) |  | 1 | 731304410218 | 21645.00 | 31400.00 | 38960.00
| ACCU301 | InRow DX 300mm Condensing Unit, 460-480v, Single Power, UL | https://www.se.com/us/en/product/ACCU301 |  |  | INROW COOLING | Cooling | Uniflair Direct Expansion InRow Cooling | 297.00(kilos) 654.89(lbs) | 44.72x68.70x42.72(in) 113.60x174.50x108.50(cent) |  | 1 | 731304410225 | 19550.00 | 28400.00 | 35190.00
| ACCU301D | InRow DX 300mm Condensing Unit, 460-480v, Dual Power, UL | https://www.se.com/us/en/product/ACCU301D |  |  | INROW COOLING | Cooling | Uniflair Direct Expansion InRow Cooling | 305.00(kilos) 672.53(lbs) | 44.72x68.70x42.72(in) 113.60x174.50x108.50(cent) |  | 1 | 731304410232 | 21645.00 | 31400.00 | 38960.00
| ACFD12-B | Cooling Distribution Unit 12 Circuit, Bottom/Top Mains, Bottom Distribution Piping | https://www.se.com/us/en/product/ACFD12-B |  |  | INROW COOLING | Cooling | Uniflair Chilled Water InRow Cooling | 314.56(kilos) 693.60(lbs) | 85.00x47.99x35.00(in) 215.90x121.90x88.90(cent) |  |  | 731304256632 | 17965.00 | 26100.00 | 32335.00
| ACFD12-T | Cooling Distribution Unit 12 Circuit, Bottom/Top Mains, Top Distribution Piping | https://www.se.com/us/en/product/ACFD12-T |  |  | INROW COOLING | Cooling | Uniflair Chilled Water InRow Cooling | 314.56(kilos) 693.60(lbs) | 85.00x47.99x35.00(in) 215.90x121.90x88.90(cent) |  |  | 731304256649 | 17965.00 | 26100.00 | 32335.00
| ACHU300 | InRow 300mm Water-Cooled Condensing Unit, 200-240v, UL, ambient above 0C | https://www.se.com/us/en/product/ACHU300 | 200...240 AC 3 PH |  | INROW COOLING | Cooling | Uniflair Direct Expansion InRow Cooling | 175.00(kilos) 385.88(lbs) | 26.02x45.12x45.12(in) 66.10x114.60x114.60(cent) |  |  | 731304426998 | 15180.00 | 22100.00 | 27320.00
| ACHU300-L | InRow 300mm Water-Cooled Condensing Unit, 200-240v, UL, ambient down to -40C | https://www.se.com/us/en/product/ACHU300-L | 200...240 AC 3 PH |  | INROW COOLING | Cooling | Uniflair Direct Expansion InRow Cooling | 180.00(kilos) 396.90(lbs) | 26.02x45.12x45.12(in) 66.10x114.60x114.60(cent) |  |  | 731304426615 | 16315.00 | 23700.00 | 29365.00
| ACHU302 | InRow 300mm Water-Cooled Condensing Unit, 380v to 415v, CE, ambient above 0C | https://www.se.com/us/en/product/ACHU302 | 380...415 AC 3 PH |  | INROW COOLING | Cooling | Uniflair Direct Expansion InRow Cooling |  |  |  |  | 731304422969 | Call for Quote | Call for Quote | Call for Quote
| ACHU302-L | InRow 300mm Water-Cooled Condensing Unit, 380v to 415v, CE, ambient down to -40C | https://www.se.com/us/en/product/ACHU302-L | 380...415 AC 3 PH |  | INROW COOLING | Cooling | Uniflair Direct Expansion InRow Cooling |  |  |  |  | 731304426622 | Call for Quote | Call for Quote | Call for Quote
| ACRC301H | InRow RC, 300mm, Chilled Water, 208-230V, 50/60Hz - HT | https://www.se.com/us/en/product/ACRC301H | 208 ,230 |  | INROW COOLING | Cooling | Uniflair Chilled Water InRow Cooling | 220.00(kilos) 485.10(lbs) | 83.39x29.37x44.76(in) 211.80x74.60x113.70(cent) |  |  | 731304301370 | 16105.00 | 23400.00 | 28990.00
| ACRC301HQ | InRow RC 300mm HT | https://www.se.com/us/en/product/ACRC301HQ |  |  | INROW COOLING | Cooling | Uniflair Chilled Water InRow Cooling |  |  |  |  | 731304415466 | Call for Quote | Call for Quote | Call for Quote
| ACRC301HXW | RC 300mm HT, CW, 208-230V 50/60Hz -White | https://www.se.com/us/en/product/ACRC301HXW |  |  | INROW COOLING | Cooling | Uniflair Chilled Water InRow Cooling | 219.54(kilos) 484.08(lbs) | 83.39x44.76x29.37(in) 211.80x113.70x74.60(cent) |  |  | 731304415343 | 17455.00 | 25400.00 | 31420.00
| ACRC301S | InRow RC, 300mm, Chilled Water, 100-240V, 50/60 Hz - ST | https://www.se.com/us/en/product/ACRC301S | 100...120 10 |  | INROW COOLING | Cooling | Uniflair Chilled Water InRow Cooling | 192.00(kilos) 423.36(lbs) | 83.39x29.37x44.76(in) 211.80x74.60x113.70(cent) |  |  | 731304301387 | 11515.00 | 16700.00 | 20730.00
| ACRC301SX797 | InRow RC, 300mm, Chilled Water, 100-240V, 50/60 Hz - ST w/ gravity drain | https://www.se.com/us/en/product/ACRC301SX797 | 100...120 10 |  | INROW COOLING | Cooling | Uniflair Chilled Water InRow Cooling | 192.00(kilos) 423.36(lbs) | 83.39x29.37x44.76(in) 211.80x74.60x113.70(cent) |  |  | 731304332879 | 10165.00 | 14800.00 | 18295.00
| ACRC301SXW | InRow RC, 300mm, Chilled Water, 100-240V, 50/60 Hz - ST - RAL 9003 | https://www.se.com/us/en/product/ACRC301SXW | 100...120 10 |  | INROW COOLING | Cooling | Uniflair Chilled Water InRow Cooling | 184.00(kilos) 405.72(lbs) | 78.39x43.11x11.81(in) 199.10x109.50x30.00(cent) |  |  | 731304426271 | 11800.00 | 17200.00 | 21240.00
| ACRC600 | InRow RC, 600mm, Chilled Water, 200-240V, 50/60Hz | https://www.se.com/us/en/product/ACRC600 | 200 3 PH,208 3 PH |  | INROW COOLING | Cooling | Uniflair Chilled Water InRow Cooling | 405.45(kilos) 894.02(lbs) | 85.28x33.46x44.76(in) 216.60x85.00x113.70(cent) |  |  | 731304330363 | 24320.00 | 35300.00 | 43775.00
| ACRC600P | InRow RC, 600mm, Chilled Water 200-240V 50/60Hz, w/ humidifier | https://www.se.com/us/en/product/ACRC600P | 200 3 PH,208 3 PH,220 3 PH,240 3 PH |  | INROW COOLING | Cooling | Uniflair Chilled Water InRow Cooling | 463.18(kilos) 1021.31(lbs) | 85.28x33.46x44.76(in) 216.60x85.00x113.70(cent) |  |  | 731304330370 | 26230.00 | 38100.00 | 47210.00
| ACRC601 | InRow RC, 600mm, Chilled Water, 460-480V, 60Hz | https://www.se.com/us/en/product/ACRC601 | 480 3 PH |  | INROW COOLING | Cooling | Uniflair Chilled Water InRow Cooling | 405.45(kilos) 894.02(lbs) | 85.28x33.46x44.76(in) 216.60x85.00x113.70(cent) |  |  | 731304330387 | 24385.00 | 35400.00 | 43895.00
| ACRC601P | InRow RC, 600mm, Chilled Water 460-480V 60Hz, w/ humidifier | https://www.se.com/us/en/product/ACRC601P | 460 3 PH,480 3 PH |  | INROW COOLING | Cooling | Uniflair Chilled Water InRow Cooling | 463.18(kilos) 1021.31(lbs) | 85.28x33.46x44.76(in) 216.60x85.00x113.70(cent) |  |  | 731304330394 | 24920.00 | 36200.00 | 44850.00
| ACRC602 | InRow RC, 600mm, Chilled Water, 380-415V, 50/60Hz | https://www.se.com/us/en/product/ACRC602 | 400 3 PH |  | INROW COOLING | Cooling | Uniflair Chilled Water InRow Cooling | 405.45(kilos) 894.02(lbs) | 85.28x33.46x44.76(in) 216.60x85.00x113.70(cent) |  |  | 731304330400 | 23540.00 | 34200.00 | 42375.00
| ACRC602P | InRow RC, 600mm, Chilled Water 380-415V 50/60 Hz, w/ humidifier | https://www.se.com/us/en/product/ACRC602P | 380 3 PH,415 3 PH |  | INROW COOLING | Cooling | Uniflair Chilled Water InRow Cooling | 463.18(kilos) 1021.31(lbs) | 85.28x33.46x44.76(in) 216.60x85.00x113.70(cent) |  |  | 731304330417 | 24190.00 | 35100.00 | 43545.00
| ACRD100 | InRow RD, 300mm, Air Cooled, 208-230V, 60Hz | https://www.se.com/us/en/product/ACRD100 | 208 20 |  | INROW COOLING | Cooling | Uniflair Direct Expansion InRow Cooling | 221.82(kilos) 489.11(lbs) | 83.39x29.37x44.76(in) 211.80x74.60x113.70(cent) |  |  | 731304264477 | 13820.00 | 20100.00 | 24875.00
| ACRD101 | InRow RD, 300mm, Air Cooled, 220-240V, 50Hz | https://www.se.com/us/en/product/ACRD101 | 220 22 |  | INROW COOLING | Cooling | Uniflair Direct Expansion InRow Cooling | 221.82(kilos) 489.11(lbs) | 83.39x29.37x44.76(in) 211.80x74.60x113.70(cent) |  |  | 731304264460 | 13085.00 | 19000.00 | 23550.00
| ACRD101D | InRow DX 300mm Indoor Unit, 48VDC, Standard, CE/UL | https://www.se.com/us/en/product/ACRD101D |  |  | INROW COOLING | Cooling | Uniflair Direct Expansion InRow Cooling | 150.00(kilos) 330.75(lbs) | 78.39x43.11x11.81(in) 199.10x109.50x30.00(cent) |  |  | 731304449218 | 13605.00 | 19800.00 | 24490.00
| ACRD101P | InRow DX 300mm Indoor Unit, 200-240v, precision, CE/UL | https://www.se.com/us/en/product/ACRD101P |  |  | INROW COOLING | Cooling | Uniflair Direct Expansion InRow Cooling | 165.00(kilos) 363.83(lbs) | 78.39x43.11x11.81(in) 199.10x109.50x30.00(cent) |  |  | 731304743552 | 17270.00 | 25100.00 | 31085.00
| ACRD101S | InRow DX 300mm Indoor Unit, 100-120v /200-240v, Standard, CE/UL | https://www.se.com/us/en/product/ACRD101S |  |  | INROW COOLING | Cooling | Uniflair Direct Expansion InRow Cooling | 150.00(kilos) 330.75(lbs) | 78.39x43.11x11.81(in) 199.10x109.50x30.00(cent) |  |  | 731304449225 | 13390.00 | 19500.00 | 24100.00
| ACRD200 | InRow RD, 300mm, Fluid Cooled, 208-230V, 60Hz | https://www.se.com/us/en/product/ACRD200 | 208 20 |  | INROW COOLING | Cooling | Uniflair Direct Expansion InRow Cooling | 237.27(kilos) 523.18(lbs) | 83.39x29.37x44.76(in) 211.80x74.60x113.70(cent) |  |  | 731304264453 | 15440.00 | 22400.00 | 27785.00
| ACRD201 | InRow RD, 300mm, Fluid Cooled, 220-240V, 50Hz | https://www.se.com/us/en/product/ACRD201 | 220 22 |  | INROW COOLING | Cooling | Uniflair Direct Expansion InRow Cooling | 241.82(kilos) 533.21(lbs) | 83.39x29.37x44.76(in) 211.80x74.60x113.70(cent) |  |  | 731304264484 | 14670.00 | 21300.00 | 26405.00
| ACRD301P | InRow DX 300mm 30kW Indoor Unit, 200-240V, Humidifier & Reheat, CE/UL | https://www.se.com/us/en/product/ACRD301P |  |  | INROW COOLING | Cooling | Uniflair Direct Expansion InRow Cooling | 213.50(kilos) 470.77(lbs) | 847.24x447.64x260.24(in) 2152.00x1137.00x661.00(cent) |  | 1 | 731304410171 | 15415.00 | 22400.00 | 27745.00
| ACRD301S | InRow DX 300mm 30kW Indoor Unit, 100-120v /200-240v, Standard, CE/UL | https://www.se.com/us/en/product/ACRD301S |  |  | INROW COOLING | Cooling | Uniflair Direct Expansion InRow Cooling | 200.00(kilos) 441.00(lbs) | 847.24x447.64x260.24(in) 2152.00x1137.00x661.00(cent) |  | 1 | 731304410164 | 14275.00 | 20700.00 | 25690.00
| ACRD600 | InRow RD, 600mm Air Cooled, 200-240V, 50/60Hz | https://www.se.com/us/en/product/ACRD600 | 200...240 3 PH |  | INROW COOLING | Cooling | Uniflair Direct Expansion InRow Cooling | 447.00(kilos) 985.64(lbs) | 85.28x33.46x44.76(in) 216.60x85.00x113.70(cent) |  |  | 731304326694 | 25575.00 | 37100.00 | 46035.00
| ACRD600P | InRow RD, 600mm Air Cooled, 200-240V, 50/60Hz, with humidifier | https://www.se.com/us/en/product/ACRD600P | 200...240 3 PH |  | INROW COOLING | Cooling | Uniflair Direct Expansion InRow Cooling | 458.00(kilos) 1009.89(lbs) | 85.28x33.46x44.76(in) 216.60x85.00x113.70(cent) |  |  | 731304326700 | 27220.00 | 39500.00 | 48995.00
| ACRD601 | InRow RD, 600mm Air Cooled, 460-480V, 60Hz | https://www.se.com/us/en/product/ACRD601 | 460 3 PH,480 3 PH |  | INROW COOLING | Cooling | Uniflair Direct Expansion InRow Cooling | 436.00(kilos) 961.38(lbs) | 85.28x33.46x44.76(in) 216.60x85.00x113.70(cent) |  |  | 731304326717 | 25580.00 | 37100.00 | 46040.00
| ACRD601P | InRow RD, 600mm Air Cooled, 460-480V, 60Hz, with humidifier | https://www.se.com/us/en/product/ACRD601P | 460 3 PH,480 3 PH |  | INROW COOLING | Cooling | Uniflair Direct Expansion InRow Cooling | 447.00(kilos) 985.64(lbs) | 85.28x33.46x44.76(in) 216.60x85.00x113.70(cent) |  |  | 731304326724 | 27220.00 | 39500.00 | 48995.00
| ACRD602 | InRow RD, 600mm Air Cooled, 380-415V, 50/60Hz | https://www.se.com/us/en/product/ACRD602 | 380 3 PH,400 3 PH,415 3 PH |  | INROW COOLING | Cooling | Uniflair Direct Expansion InRow Cooling | 436.00(kilos) 961.38(lbs) | 85.28x33.46x44.76(in) 216.60x85.00x113.70(cent) |  |  | 731304326731 | 24580.00 | 35700.00 | 44240.00
| ACRD602P | InRow RD, 600mm Air Cooled, 380-415V, 50/60Hz, with humidifier | https://www.se.com/us/en/product/ACRD602P | 380 3 PH,400 3 PH,415 3 PH |  | INROW COOLING | Cooling | Uniflair Direct Expansion InRow Cooling | 447.00(kilos) 985.64(lbs) | 85.28x33.46x44.76(in) 216.60x85.00x113.70(cent) |  |  | 731304326748 | 27895.00 | 40500.00 | 50210.00
| ACRH301P | InRow Twin Coil 300mm 27kW Indoor Unit, 200-240V, Humidifier & Reheat, CE/UL | https://www.se.com/us/en/product/ACRH301P | 200...240 AC 1 PH |  | INROW COOLING | Cooling | Uniflair Direct Expansion InRow Cooling | 240.00(kilos) 529.20(lbs) | 43.11x84.72x26.02(in) 109.50x215.20x66.10(cent) |  |  | 731304422945 | 17560.00 | 25500.00 | 31605.00
| ACRH301S | InRow Twin Coil 300mm 27kW Indoor Unit, 200-240V, CE/UL | https://www.se.com/us/en/product/ACRH301S | 100...240 AC 1 PH |  | INROW COOLING | Cooling | Uniflair Direct Expansion InRow Cooling | 226.50(kilos) 499.43(lbs) | 43.11x84.72x26.02(in) 109.50x215.20x66.10(cent) |  |  | 731304422938 | 17100.00 | 24800.00 | 30775.00
| ANC331 | Custom Third Party PL331 Solution | https://www.se.com/us/en/product/ANC331 |  |  | INROW COOLING | Cooling | Uniflair Direct Expansion InRow Cooling | [5 empty] | Call for Quote | Call for Quote | Call for Quote
| AP9325 | Leak Sensor - 6.1 m (20 ft) w/ interface cable | https://www.se.com/us/en/product/AP9325 |  |  | INROW COOLING | Cooling | Uniflair InRow Cooling Accessories | 0.52(kilos) 1.15(lbs) | 2.80x9.21x6.42(in) 7.10x23.40x16.30(cent) |  |  | 731304209416 | 409.00 | 599.00 | 736.00
| AP9326 | Leak Sensor - 6.1 m (20 ft) | https://www.se.com/us/en/product/AP9326 |  |  | INROW COOLING | Cooling | Uniflair InRow Cooling Accessories | 0.39(kilos) 0.86(lbs) | 2.01x9.21x6.42(in) 5.10x23.40x16.30(cent) |  |  | 731304209423 | 309.00 | 449.00 | 555.00
| QPUMP | Pumps and associated parts | https://www.se.com/us/en/product/QPUMP |  |  | INROW COOLING | Cooling | Uniflair Direct Expansion InRow Cooling | 0.01(kilos) 0.02(lbs) | 0.00x0.00x0.00(in) 0.01x0.01x0.01(cent) |  |  |  | Call for Quote | Call for Quote | Call for Quote
| RACSC101 | InRow SC System 1 InRow SC, 1 NetShelter SX Rack 600mm, and Rear Containment | https://www.se.com/us/en/product/RACSC101 | 208 ,220 ,230 ,240 |  | INROW COOLING | Cooling | Uniflair Direct Expansion InRow Cooling | [5 empty] | 12295.00 | 17900.00 | 22125.00
| RACSC112 | InRow SC System 1 InRow SC, 1 NetShelter SX Rack 600mm, with Front and Rear Containment | https://www.se.com/us/en/product/RACSC112 | 200 ,208 ,220 ,230 ,240 |  | INROW COOLING | Cooling | Uniflair Direct Expansion InRow Cooling | [5 empty] | 16005.00 | 23300.00 | 28810.00
| RACSC201 | InRow SC System 2 InRow SC units, 1 NetShelter SX Rack 600mm, and Rear Containment | https://www.se.com/us/en/product/RACSC201 | 200 ,208 ,220 ,230 ,240 |  | INROW COOLING | Cooling | Uniflair Direct Expansion InRow Cooling | [5 empty] | 20785.00 | 30200.00 | 37415.00
| WACFSURD100-SPL2 | ACRD100 LEVEL 2 SPARE PARTS KIT | https://www.se.com/us/en/product/WACFSURD100-SPL2 |  |  | SPARES COOLING | Cooling | Uniflair Direct Expansion InRow Cooling | 24.50(kilos) 54.02(lbs) | 27.99x24.02x30.98(in) 71.10x61.00x78.70(cent) |  |  | 731304570011 | 7225.00 | 7625.00 | 13685.00
| WACFSURD100-SPL3 | ACRD100 LEVEL 3 SPARE PARTS KIT | https://www.se.com/us/en/product/WACFSURD100-SPL3 |  |  | SPARES COOLING | Cooling | Uniflair Direct Expansion InRow Cooling | 24.50(kilos) 54.02(lbs) | 27.99x24.02x30.98(in) 71.10x61.00x78.70(cent) |  |  | 731304570028 | 12490.00 | 13200.00 | 23665.00
| WACFSURD101-SPL2 | ACRD101 LEVEL 2 SPARE PARTS KIT | https://www.se.com/us/en/product/WACFSURD101-SPL2 |  |  | SPARES COOLING | Cooling | Uniflair Direct Expansion InRow Cooling | 24.50(kilos) 54.02(lbs) | 27.99x24.02x30.98(in) 71.10x61.00x78.70(cent) |  |  | 731304570035 | 7165.00 | 7550.00 | 13570.00
| WACFSURD101-SPL3 | ACRD101 LEVEL 3 SPARE PARTS KIT | https://www.se.com/us/en/product/WACFSURD101-SPL3 |  |  | SPARES COOLING | Cooling | Uniflair Direct Expansion InRow Cooling | 24.50(kilos) 54.02(lbs) | 27.99x24.02x30.98(in) 71.10x61.00x78.70(cent) |  |  | 731304570042 | 14690.00 | 15500.00 | 27830.00
| WACFSURD200-SPL2 | ACRD200 LEVEL 2 SPARE PARTS KIT | https://www.se.com/us/en/product/WACFSURD200-SPL2 |  |  | SPARES COOLING | Cooling | Uniflair Direct Expansion InRow Cooling | 24.50(kilos) 54.02(lbs) | 27.99x24.02x30.98(in) 71.10x61.00x78.70(cent) |  |  | 731304570059 | 8095.00 | 8525.00 | 15335.00
| WACFSURD200-SPL3 | ACRD200 LEVEL 3 SPARE PARTS KIT | https://www.se.com/us/en/product/WACFSURD200-SPL3 |  |  | SPARES COOLING | Cooling | Uniflair Direct Expansion InRow Cooling | 24.50(kilos) 54.02(lbs) | 27.99x24.02x30.98(in) 71.10x61.00x78.70(cent) |  |  | 731304570066 | 13820.00 | 14600.00 | 26185.00
| WACFSURD201-SPL2 | ACRD201 LEVEL 2 SPARE PARTS KIT | https://www.se.com/us/en/product/WACFSURD201-SPL2 |  |  | SPARES COOLING | Cooling | Uniflair Direct Expansion InRow Cooling | 24.50(kilos) 54.02(lbs) | 27.99x24.02x30.98(in) 71.10x61.00x78.70(cent) |  |  | 731304570073 | 8410.00 | 8850.00 | 15930.00
| WACFSURD201-SPL3 | ACRD201 LEVEL 3 SPARE PARTS KIT | https://www.se.com/us/en/product/WACFSURD201-SPL3 |  |  | SPARES COOLING | Cooling | Uniflair Direct Expansion InRow Cooling | 24.50(kilos) 54.02(lbs) | 27.99x24.02x30.98(in) 71.10x61.00x78.70(cent) |  |  | 731304570080 | 13875.00 | 14700.00 | 26290.00
| WACOA500-SPL1 | ACOA500 SPARE PARTS KIT - LEVEL 1 | https://www.se.com/us/en/product/WACOA500-SPL1 |  |  | SPARES COOLING | Cooling | InRow Pumped Refrigerant | 4.04(kilos) 8.91(lbs) | 12.01x10.98x19.25(in) 30.50x27.90x48.90(cent) |  |  | 731304570097 | 4535.00 | 4775.00 | 8585.00
| WACOA501-SPL1 | ACOA501 SPARE PARTS KIT - LEVEL 1 | https://www.se.com/us/en/product/WACOA501-SPL1 |  |  | SPARES COOLING | Cooling | InRow Pumped Refrigerant | 4.04(kilos) 8.91(lbs) | 12.01x10.98x19.25(in) 30.50x27.90x48.90(cent) |  |  | 731304570103 | 5225.00 | 5500.00 | 9900.00
| WACRC301H-SPL1 | ACRC301H LEVEL 1 SPARE PARTS KIT | https://www.se.com/us/en/product/WACRC301H-SPL1 |  |  | SPARES COOLING | Cooling | Uniflair Chilled Water InRow Cooling | 7.77(kilos) 17.13(lbs) | 19.69x15.75x22.64(in) 50.00x40.00x57.50(cent) |  |  | 731304570110 | 3355.00 | 3550.00 | 6350.00
| WACRC301H-SPL2 | ACRC301H LEVEL 2 SPARE PARTS KIT | https://www.se.com/us/en/product/WACRC301H-SPL2 |  |  | SPARES COOLING | Cooling | Uniflair Chilled Water InRow Cooling | 18.26(kilos) 40.27(lbs) | 32.09x34.74x34.25(in) 81.50x88.25x87.00(cent) |  |  | 731304570127 | 6840.00 | 7200.00 | 12960.00
| WACRC301H-SPL3 | ACRC301H LEVEL 3 SPARE PARTS KIT | https://www.se.com/us/en/product/WACRC301H-SPL3 |  |  | SPARES COOLING | Cooling | Uniflair Chilled Water InRow Cooling | 24.34(kilos) 53.67(lbs) | 43.55x41.30x41.77(in) 110.62x104.90x106.10(cent) |  |  | 731304570134 | 7890.00 | 8325.00 | 14945.00
| WACRC301S-SPL1 | ACRC301S LEVEL 1 SPARE PARTS KIT | https://www.se.com/us/en/product/WACRC301S-SPL1 |  |  | SPARES COOLING | Cooling | Uniflair Chilled Water InRow Cooling | 7.75(kilos) 17.08(lbs) | 19.69x15.75x22.64(in) 50.00x40.00x57.50(cent) |  |  | 731304570141 | 3620.00 | 3825.00 | 6855.00
| WACRC301S-SPL2 | ACRC301S LEVEL 2 SPARE PARTS KIT | https://www.se.com/us/en/product/WACRC301S-SPL2 |  |  | SPARES COOLING | Cooling | Uniflair Chilled Water InRow Cooling | 18.26(kilos) 40.27(lbs) | 32.09x34.74x34.25(in) 81.50x88.25x87.00(cent) |  |  | 731304570158 | 5500.00 | 5800.00 | 10425.00
| WACRC301S-SPL3 | ACRC301S LEVEL 3 SPARE PARTS KIT | https://www.se.com/us/en/product/WACRC301S-SPL3 |  |  | SPARES COOLING | Cooling | Uniflair Chilled Water InRow Cooling | 24.34(kilos) 53.67(lbs) | 38.33x41.31x41.79(in) 97.35x104.94x106.15(cent) |  |  | 731304570165 | 6475.00 | 6825.00 | 12270.00
| WRC600UPG-SPL1 | CW 600MM CONTROLLER UPGRADE WITH FRONT DOOR - SPARE PARTS KIT | https://www.se.com/us/en/product/WRC600UPG-SPL1 |  |  | SPARES COOLING | Cooling | Uniflair Chilled Water InRow Cooling | 35.45(kilos) 78.17(lbs) | 22.01x36.26x76.57(in) 55.90x92.10x194.50(cent) |  |  | 731304572121 | 2840.00 | 3000.00 | 5375.00
| WRC600UPG-SPL2 | CW 600MM CONTROLLER UPGRADE WITH FRONT AND REAR DOORS - SPARE PARTS KIT | https://www.se.com/us/en/product/WRC600UPG-SPL2 |  |  | SPARES COOLING | Cooling | Uniflair Chilled Water InRow Cooling | 63.23(kilos) 139.43(lbs) | 22.01x36.26x76.57(in) 55.90x92.10x194.50(cent) |  |  | 731304572138 | 3765.00 | 3975.00 | 7130.00
Computer Cables and Devices >> Networking and Cable Solutions | QWBESS-EXTWARR | Battery Energy Storage Solution Extended Warranty | https://www.se.com/us/en/product/QWBESS-EXTWARR |  |  | VENDOR MGMT SERVICES | Networking and Cable Solutions | Parallel | [5 empty] | Call for Quote | Call for Quote | Call for Quote
| QWBESSCOMM | Battery Energy Storage Solution System Start-up Commissioning | https://www.se.com/us/en/product/QWBESSCOMM |  |  | VENDOR MGMT SERVICES | Networking and Cable Solutions | Parallel |  |  |  |  | 731304759805 | Call for Quote | Call for Quote | Call for Quote
Containment and Air Distribution >> Cooling | ACAC22005 | Active Flow Controller -125Pa | https://www.se.com/us/en/product/ACAC22005 |  |  | AIR DISTRIBUTION | Cooling | NetShelter Data Center Containment | 1.44(kilos) 3.18(lbs) | 3.19x22.28x13.39(in) 8.10x56.60x34.00(cent) |  |  | 731304328230 | 225.00 | 329.99 | 404.00
| ACAC40000 | NetShelter AV 2U Vent Panel with Temperature Display | https://www.se.com/us/en/product/ACAC40000 |  |  | AIR DISTRIBUTION | Cooling | Rack Air Distribution | 0.62(kilos) 1.37(lbs) | 4.00x20.75x4.00(in) 10.16x52.71x10.16(cent) |  |  | 731304283607 | 85.00 | 129.99 | 153.00
| ACAC40001 | NetShelter AV 2U Vent Panel | https://www.se.com/us/en/product/ACAC40001 |  |  | AIR DISTRIBUTION | Cooling | Rack Air Distribution | 0.58(kilos) 1.28(lbs) | 4.00x20.75x4.00(in) 10.16x52.71x10.16(cent) |  |  | 731304283614 | 59.00 | 89.99 | 106.00
| ACF001 | APC AIR DISTRIBUTION UNIT 2U RM 115V 60HZ | https://www.se.com/us/en/product/ACF001 | 120 |  | SMALL SYSTEM COOLING | Cooling | Rack Air Distribution | 26.82(kilos) 59.14(lbs) | 10.00x32.99x32.99(in) 25.40x83.80x83.80(cent) |  |  | 731304120742 | 831.00 | 1225.00 | 1500.00
| ACF001RF | APC Replacement Filter Air Dist Unit | https://www.se.com/us/en/product/ACF001RF |  |  | SMALL SYSTEM COOLING | Cooling | Rack Air Distribution | 1.18(kilos) 2.60(lbs) | 5.98x11.73x20.24(in) 15.20x29.80x51.40(cent) |  |  | 731304200413 | 62.00 | 89.99 | 111.00
| ACF002 | APC AIR DIST UNIT 2U RM 230/208V 50/60HZ | https://www.se.com/us/en/product/ACF002 | 208 20 |  | SMALL SYSTEM COOLING | Cooling | Rack Air Distribution | 26.82(kilos) 59.14(lbs) | 10.00x32.99x32.99(in) 25.40x83.80x83.80(cent) |  |  | 731304120827 | 772.00 | 1125.00 | 1390.00
| ACF115 | APC Rack Air Removal Unit SX Fan Assembly 100-240V 50/60 Hz | https://www.se.com/us/en/product/ACF115 | 100 ,120 ,200 ,208 ,230 |  | SMALL SYSTEM COOLING | Cooling | Rack Air Distribution | 56.82(kilos) 125.29(lbs) | 60.00x32.01x12.01(in) 152.40x81.30x30.50(cent) |  |  | 731304240983 | 2125.00 | 3075.00 | 3820.00
| ACF126 | APC Rack Air Removal Unit SX Ducting Kit 24 inch | https://www.se.com/us/en/product/ACF126 |  |  | SMALL SYSTEM COOLING | Cooling | Rack Air Distribution | 12.86(kilos) 28.36(lbs) | 17.01x27.24x27.52(in) 43.20x69.20x69.90(cent) |  |  | 731304240990 | 204.00 | 299.99 | 366.00
| ACF127 | APC Air Removal Unit Ducting Kit 600mm | https://www.se.com/us/en/product/ACF127 |  |  | SMALL SYSTEM COOLING | Cooling | Rack Air Distribution | 12.86(kilos) 28.36(lbs) | 17.01x27.52x27.24(in) 43.20x69.90x69.20(cent) |  |  | 731304241003 | 198.00 | 289.99 | 356.00
| ACF136 | APC Rack Air Removal Unit SX 600mm Wide Frame | https://www.se.com/us/en/product/ACF136 |  |  | SMALL SYSTEM COOLING | Cooling | Rack Air Distribution | 33.18(kilos) 73.16(lbs) | 82.01x30.98x15.00(in) 208.30x78.70x38.10(cent) |  |  | 731304240976 | 515.00 | 749.00 | 926.00
| ACF137 | APC Rack Air Removal Unit SX 750mm Wide Frame | https://www.se.com/us/en/product/ACF137 |  |  | SMALL SYSTEM COOLING | Cooling | Rack Air Distribution | 44.10(kilos) 97.24(lbs) | 37.52x82.99x13.27(in) 95.30x210.80x33.70(cent) |  |  | 731304243151 | 658.00 | 959.00 | 1185.00
| ACF201BLK | Rack Side Air Distribution 2U 115V 60HZ | https://www.se.com/us/en/product/ACF201BLK | 120 |  | SMALL SYSTEM COOLING | Cooling | Rack Air Distribution | 19.56(kilos) 43.13(lbs) | 9.49x25.98x30.98(in) 24.10x66.00x78.70(cent) |  |  | 731304227007 | 595.00 | 869.00 | 1075.00
| ACF202BLK | APC SIDE AIR DISTRIBUTION UNIT 2U RM 230/208 50/60HZ | https://www.se.com/us/en/product/ACF202BLK | 200 ,230 |  | SMALL SYSTEM COOLING | Cooling | Rack Air Distribution | 19.51(kilos) 43.02(lbs) | 9.49x30.98x25.98(in) 24.10x78.70x66.00(cent) |  |  | 731304232933 | 622.00 | 909.00 | 1120.00
| ACF400 | APC Rack Air Removal Unit SX 100-240V 50/60 Hz with 600mm Wide Frame | https://www.se.com/us/en/product/ACF400 | 100 ,120 ,200 ,208 ,230 |  | SMALL SYSTEM COOLING | Cooling | Rack Air Distribution | 90.00(kilos) 198.45(lbs) |  |  |  | 731304302155 | 2495.00 | 3625.00 | 4490.00
| ACF402 | APC Rack Air Removal Unit SX 100-240V 50/60 Hz with 750mm Wide Frame | https://www.se.com/us/en/product/ACF402 | 100 ,120 ,200 ,208 ,230 |  | SMALL SYSTEM COOLING | Cooling | Rack Air Distribution | 100.91(kilos) 222.51(lbs) |  |  |  |  | 2600.00 | 3775.00 | 4675.00
| ACF501 | Netshelter SX Roof Fan Tray 115 VAC | https://www.se.com/us/en/product/ACF501 | 115 |  | SMALL SYSTEM COOLING | Cooling | Rack Air Distribution | 12.00(kilos) 26.46(lbs) | 5.98x29.49x39.02(in) 15.20x74.90x99.10(cent) |  |  | 731304234678 | 316.00 | 459.00 | 569.00
| ACF502 | Netshelter SX Roof Fan Tray 208-230 VAC | https://www.se.com/us/en/product/ACF502 | 208 20 |  | SMALL SYSTEM COOLING | Cooling | Rack Air Distribution | 12.50(kilos) 27.56(lbs) | 5.98x29.49x39.02(in) 15.20x74.90x99.10(cent) |  |  | 731304234661 | 309.00 | 449.00 | 555.00
| ACF503 | Netshelter SX Roof Fan Tray 115 VAC 750mm | https://www.se.com/us/en/product/ACF503 | 120 |  | SMALL SYSTEM COOLING | Cooling | Rack Air Distribution | 13.82(kilos) 30.47(lbs) | 6.50x35.98x39.02(in) 16.50x91.40x99.10(cent) |  |  | 731304235163 | 475.00 | 689.00 | 855.00
| ACF504 | Netshelter SX Roof Fan Tray 208-230 VAC 750mm | https://www.se.com/us/en/product/ACF504 | 208 20 |  | SMALL SYSTEM COOLING | Cooling | Rack Air Distribution | 14.00(kilos) 30.87(lbs) | 6.50x35.98x39.02(in) 16.50x91.40x99.10(cent) |  |  | 731304235156 | 475.00 | 689.00 | 855.00
| ACF505 | NetShelter AV Roof Fan Tray 825mm 115VAC | https://www.se.com/us/en/product/ACF505 | 115 |  | SMALL SYSTEM COOLING | Cooling | Rack Air Distribution | 10.91(kilos) 24.06(lbs) | 6.50x27.24x30.24(in) 16.50x69.20x76.80(cent) |  |  | 731304282136 | 310.00 | 449.00 | 558.00
| ACF600 | NetShelter AV 2U Rack Fan Panel | https://www.se.com/us/en/product/ACF600 | 120 |  | SMALL SYSTEM COOLING | Cooling | Rack Air Distribution | 1.35(kilos) 2.98(lbs) | 5.25x20.75x5.25(in) 13.34x52.71x13.34(cent) |  |  | 731304283638 | 243.00 | 359.99 | 437.00
| ACF601 | NetShelter AV Rack Fan Temperature Controller | https://www.se.com/us/en/product/ACF601 |  |  | SMALL SYSTEM COOLING | Cooling | Rack Air Distribution | 0.04(kilos) 0.09(lbs) | 2.00x4.00x2.00(in) 5.08x10.16x5.08(cent) |  |  | 731304283645 | 80.00 | 119.99 | 143.00
| ANC336 | Custom Third Party PL336 Solution | https://www.se.com/us/en/product/ANC336 |  |  | UNIFLAIR ROOM COOLING | Cooling | NetShelter Data Center Containment | 0.01(kilos) 0.02(lbs) | 0.00x0.00x0.00(in) 0.01x0.01x0.01(cent) |  |  |  | Call for Quote | Call for Quote | Call for Quote
| AR7725 | Side Airflow Duct Kit For Nexus 7009, 750mm Wide Enclosures | https://www.se.com/us/en/product/AR7725 |  |  | UNIFLAIR ROOM COOLING | Cooling | Rack Air Distribution | 18.70(kilos) 41.23(lbs) | 12.20x27.17x25.00(in) 31.00x69.00x63.50(cent) |  |  | 731304311317 | 358.00 | 519.00 | 643.00
| AR8206ABLK | NETSHELTER WX FAN TRAY 120VAC BLACK | https://www.se.com/us/en/product/AR8206ABLK | 120 |  | UNIFLAIR ROOM COOLING | Cooling | Rack Air Distribution | 2.73(kilos) 6.02(lbs) | 2.56x13.15x9.37(in) 6.50x33.40x23.80(cent) |  |  | 731304225201 | 175.00 | 259.99 | 315.00
| AR8207BLK | NetShelter WX Fan Tray 230VAC Black | https://www.se.com/us/en/product/AR8207BLK | 208 20 |  | UNIFLAIR ROOM COOLING | Cooling | Rack Air Distribution | 2.73(kilos) 6.02(lbs) | 2.28x12.60x9.21(in) 5.80x32.00x23.40(cent) |  |  | 731304120216 | 141.00 | 209.99 | 254.00
| AR8213 | NetShelter WX Fan Module | https://www.se.com/us/en/product/AR8213 | 115 |  | UNIFLAIR ROOM COOLING | Cooling | Rack Air Distribution | 2.99(kilos) 6.59(lbs) | 4.65x22.80x8.11(in) 11.80x57.90x20.60(cent) |  |  | 731304312130 | 87.00 | 129.99 | 155.00
| QAIRDIST | Air distribution systems and associated parts | https://www.se.com/us/en/product/QAIRDIST |  |  | ACCESS FLOORING | Cooling | NetShelter Data Center Containment | 0.01(kilos) 0.02(lbs) | 0.00x0.00x0.00(in) 0.01x0.01x0.01(cent) |  |  |  | Call for Quote | Call for Quote | Call for Quote
| QCONTAINMENT | Containment Systems and Assocated Parts | https://www.se.com/us/en/product/QCONTAINMENT |  |  | SMALL SYSTEM COOLING | Cooling | NetShelter Data Center Containment | 0.01(kilos) 0.02(lbs) | 0.00x0.00x0.00(in) 0.01x0.01x0.01(cent) |  |  |  | Call for Quote | Call for Quote | Call for Quote
Data Center and Facility 3 Phase UPS >> Uninterruptible Power Supply (UPS) | 0G-SY20KF | GENERIC ASSY SYM 20KVA 3PH 208V W/DIST | https://www.se.com/us/en/product/0G-SY20KF |  |  | SYMMETRA 3PH UPS | Uninterruptible Power Supply (UPS) | Symmetra PX | 571.53(kilos) 1260.21(lbs) | 91.00x29.50x41.50(in) 231.14x74.93x105.41(cent) |  |  |  | 19655.00 | 28500.00 | 35380.00
| 0M-G5TB300ADJ | MGE GALAXY 5000 ADJ BAT CABINET TYPE 300 | https://www.se.com/us/en/product/0M-G5TB300ADJ |  |  | OPT MID RANGE 3PH UPS | Uninterruptible Power Supply (UPS) | Galaxy 5000 | 1369.85(kilos) 3020.52(lbs) | 75.69x42.50x44.00(in) 192.25x107.95x111.76(cent) |  |  |  | 4220.00 | 6125.00 | 7590.00
| 0M-G5TB490ADJ | MGE GALAXY 5000 ADJ BAT CABINET TYPE 490 | https://www.se.com/us/en/product/0M-G5TB490ADJ |  |  | OPT MID RANGE 3PH UPS | Uninterruptible Power Supply (UPS) | Galaxy 5000 | 2109.21(kilos) 4650.80(lbs) | 75.00x48.48x33.42(in) 190.50x123.14x84.89(cent) |  |  |  | 6645.00 | 9650.00 | 11955.00
| 0M-G5TBSH01 | MGE GALAXY 5000 BAT SHELF UPS12-300MR 32 | https://www.se.com/us/en/product/0M-G5TBSH01 |  |  | OPT MID RANGE 3PH UPS | Uninterruptible Power Supply (UPS) | Galaxy 5000 | 0.01(kilos) 0.02(lbs) | 0.00x0.00x0.00(in) 0.01x0.01x0.01(cent) |  |  |  | 2870.00 | 4175.00 | 5160.00
| 0M-G5TH100K130GADJ | MGE GALAXY 5000 100-130KVA ADJ MB 480V | https://www.se.com/us/en/product/0M-G5TH100K130GADJ |  |  | OPT MID RANGE 3PH UPS | Uninterruptible Power Supply (UPS) | Galaxy 5000 | 653.17(kilos) 1440.25(lbs) | 81.00x37.00x42.00(in) 205.74x93.98x106.68(cent) |  |  |  | 4265.00 | 6200.00 | 7675.00
| 0M-G5THOPT010 | MGE GALAXY 5000 100-130KVA W/LD ISO 208V | https://www.se.com/us/en/product/0M-G5THOPT010 |  |  | OPT MID RANGE 3PH UPS | Uninterruptible Power Supply (UPS) | Galaxy 5000 | 6.85(kilos) 15.10(lbs) | 43.00x24.50x9.00(in) 109.22x62.23x22.86(cent) |  |  |  | 6220.00 | 9025.00 | 11195.00
| 0M-G5TU40K80G | MGE GALAXY 5000 40/80KVA 480V | https://www.se.com/us/en/product/0M-G5TU40K80G |  |  | OPT MID RANGE 3PH UPS | Uninterruptible Power Supply (UPS) | Galaxy 5000 | 410.05(kilos) 904.16(lbs) | 80.00x31.22x36.22(in) 203.20x79.30x92.00(cent) |  |  |  | 17410.00 | 25300.00 | 31335.00
| 0M-G5TU100K130G | MGE GALAXY 5000 100/130KVA 480V | https://www.se.com/us/en/product/0M-G5TU100K130G |  |  | OPT MID RANGE 3PH UPS | Uninterruptible Power Supply (UPS) | Galaxy 5000 | 342.92(kilos) 756.13(lbs) | 81.00x37.00x42.00(in) 205.74x93.98x106.68(cent) |  |  |  | 24505.00 | 35600.00 | 44110.00
| 0M-TMRAB001 | EXTERNAL SYNCHRO BOX | https://www.se.com/us/en/product/0M-TMRAB001 |  |  | MED INDUSTRIAL 3PH UPS | Uninterruptible Power Supply (UPS) | MGE Galaxy PW | 15.00(kilos) 33.08(lbs) | 19.69x15.75x7.87(in) 50.00x40.00x20.00(cent) |  |  |  | 2515.00 | 3650.00 | 4525.00
| 0M-TMRAB002 | TEMPERATURE MONITOR | https://www.se.com/us/en/product/0M-TMRAB002 |  |  | MED INDUSTRIAL 3PH UPS | Uninterruptible Power Supply (UPS) | MGE Galaxy PW | 14.97(kilos) 33.01(lbs) | 4.72x6.69x6.69(in) 12.00x17.00x17.00(cent) |  |  |  | 54.00 | 79.99 | 98.00
| AP9644 | Network Management Card LCES2 with Modbus, Ethernet, and Aux Sensors | https://www.se.com/us/en/product/AP9644 |  |  | NMC EMBEDDED SW | Uninterruptible Power Supply (UPS) | Galaxy VS Accessories | 0.80(kilos) 1.76(lbs) | 1.97x9.25x6.54(in) 5.00x23.50x16.61(cent) |  |  | 731304355557 | 747.00 | 999.00 | 1280.00
| BATTPS12V2000PPEXD | PS12V2000PP Exide Sprinter Pure Power 12V VRLA Battery | https://www.se.com/us/en/product/BATTPS12V2000PPEXD |  |  | GALAXY 7000 3PH UPS | Uninterruptible Power Supply (UPS) | MGE Battery Systems | 21.00(kilos) 46.31(lbs) | 8.66x9.25x6.77(in) 22.00x23.50x17.20(cent) |  |  | 731304771401 | 176.00 | 259.99 | 316.00
| BATTXP12V1800GNB | XP12V1800 Exide 12V VRLA Battery | https://www.se.com/us/en/product/BATTXP12V1800GNB |  |  | GALAXY 7000 3PH UPS | Uninterruptible Power Supply (UPS) | MGE Battery Systems | 23.70(kilos) 52.26(lbs) | 10.24x7.76x9.65(in) 26.00x19.70x24.50(cent) |  |  |  | 176.00 | 259.99 | 316.00
| E3MBBBQ | Adapted Battery Breaker Box,and Associated Parts Used with an Easy UPS 3M | https://www.se.com/us/en/product/E3MBBBQ |  |  | EASY 3M 3PH UPS | Uninterruptible Power Supply (UPS) | Easy UPS 3M | [5 empty] | Call for Quote | Call for Quote | Call for Quote
| E3MBBKQ | Adapted Battery Breaker Kit,and Associated Parts Used with an Easy UPS 3M | https://www.se.com/us/en/product/E3MBBKQ |  |  | EASY 3M 3PH UPS | Uninterruptible Power Supply (UPS) | Easy UPS 3M | [5 empty] | Call for Quote | Call for Quote | Call for Quote
| E3MOPT012 | Easy UPS 3M 15M Parallel Kit for 60-200 kVA | https://www.se.com/us/en/product/E3MOPT012 |  |  | EASY 3M 3PH UPS | Uninterruptible Power Supply (UPS) | Easy UPS 3-Series Accessories | 0.98(kilos) 2.16(lbs) | 33.86x125.59x80.71(in) 86.00x319.00x205.00(cent) |  |  | 731304434757 | Call for Quote | Call for Quote | Call for Quote
| E3SBPAR10K40F | Easy UPS 3S Parallel Maintenance Bypass Panel for 3 UPSs, 10-40kVA 208V | https://www.se.com/us/en/product/E3SBPAR10K40F |  |  | EASY 3S 3PH UPS | Uninterruptible Power Supply (UPS) | Easy UPS 3-Series Accessories | 101.60(kilos) 224.03(lbs) | 47.24x31.50x22.28(in) 120.00x80.00x56.60(cent) |  |  | 731304427612 | 7910.00 | 11500.00 | 14235.00
| E3SBPSU10K20F | Easy UPS 3S Maintenance Bypass Panel, single unit, 10-20kVA 208V | https://www.se.com/us/en/product/E3SBPSU10K20F |  |  | EASY 3S 3PH UPS | Uninterruptible Power Supply (UPS) | Easy UPS 3-Series Accessories | 42.00(kilos) 92.61(lbs) | 196.85x314.96x472.44(in) 500.00x800.00x1200.00(cent) |  |  | 731304427599 | 3950.00 | 5725.00 | 7110.00
| E3SBPSU30K40F | Easy UPS 3S Maintenance Bypass Panel, single unit, 30-40kVA 208V | https://www.se.com/us/en/product/E3SBPSU30K40F |  |  | EASY 3S 3PH UPS | Uninterruptible Power Supply (UPS) | Easy UPS 3-Series Accessories | 86.00(kilos) 189.63(lbs) | 218.90x393.70x472.44(in) 556.00x1000.00x1200.00(cent) |  |  | 731304427605 | 5935.00 | 8625.00 | 10685.00
| E3SFBTH2 | Easy UPS 3S High Capacity Battery String 208V | https://www.se.com/us/en/product/E3SFBTH2 |  |  | EASY 3S 3PH UPS | Uninterruptible Power Supply (UPS) | Easy UPS 3-Series Accessories | 56.25(kilos) 124.03(lbs) | 70.08x100.00x310.00(in) 178.00x254.00x787.40(cent) |  |  | 731304426653 | 1325.00 | 1925.00 | 2385.00
| E3SOPT002 | Parallel Kit (5m cable) for Easy UPS 3S & Easy UPS 3S Pro | https://www.se.com/us/en/product/E3SOPT002 |  |  | EASY 3S 3PH UPS | Uninterruptible Power Supply (UPS) | Easy UPS 3-Series Accessories | 1.03(kilos) 2.26(lbs) | 6.89x15.75x8.66(in) 17.50x40.00x22.00(cent) |  |  | 731304339588 | 465.00 | 679.00 | 837.00
| E3SOPT010 | Dry Contact Card for Easy UPS 3S & Easy UPS 3S Pro | https://www.se.com/us/en/product/E3SOPT010 |  |  | EASY 3S 3PH UPS | Uninterruptible Power Supply (UPS) | Easy UPS 3-Series Accessories | 0.00(kilos) 0.00(lbs) | 38.19x65.75x93.31(in) 97.00x167.00x237.00(cent) |  |  | 731304428886 | 218.00 | 319.99 | 392.00
| E3SOPT014 | Easy UPS 3S Cold Start Kit 10-40 kVA 208V | https://www.se.com/us/en/product/E3SOPT014 |  |  | EASY 3S 3PH UPS | Uninterruptible Power Supply (UPS) | Easy UPS 3-Series Accessories | 0.00(kilos) 0.01(lbs) | 59.84x80.98x151.97(in) 152.00x205.70x386.00(cent) |  |  | 731304427629 | 177.00 | 259.99 | 319.00
| E3SOPT015 | Easy UPS 3S Kirk Key Kit | https://www.se.com/us/en/product/E3SOPT015 |  |  | EASY 3S 3PH UPS | Uninterruptible Power Supply (UPS) | Easy UPS 3-Series Accessories | 0.00(kilos) 0.00(lbs) | 47.24x100.79x70.87(in) 120.00x256.00x180.00(cent) |  |  | 731304428015 | 995.00 | 1450.00 | 1790.00
| E3SOPT016 | Parallel Kit (15m cable) for Easy UPS 3S & Easy UPS 3S Pro | https://www.se.com/us/en/product/E3SOPT016 |  |  | EASY 3S 3PH UPS | Uninterruptible Power Supply (UPS) | Easy UPS 3-Series Accessories | 1.70(kilos) 3.75(lbs) | 51.18x129.92x153.54(in) 130.00x330.00x390.00(cent) |  |  | 731304434740 | Call for Quote | Call for Quote | Call for Quote
| E3SUPS10KFBS | Easy UPS 3S 10 kVA 208V 3:3 UPS for internal batteries, Start-up 5x8 | https://www.se.com/us/en/product/E3SUPS10KFBS | 208 3 PH | 208 3 PH | EASY 3S 3PH UPS | Uninterruptible Power Supply (UPS) | Easy UPS 3S | 152.00(kilos) 335.16(lbs) | 627.95x314.96x472.44(in) 1595.00x800.00x1200.00(cent) |  |  | 731304433675 | 9710.00 | 14100.00 | 17475.00
| E3SUPS15KFBS | Easy UPS 3S 15 kVA 208V 3:3 UPS for internal batteries, Start-up 5x8 | https://www.se.com/us/en/product/E3SUPS15KFBS | 208 3 PH | 208 3 PH | EASY 3S 3PH UPS | Uninterruptible Power Supply (UPS) | Easy UPS 3S | 165.00(kilos) 363.83(lbs) | 627.95x314.96x472.44(in) 1595.00x800.00x1200.00(cent) |  |  | 731304433682 | 11150.00 | 16200.00 | 20070.00
| E3SUPS20KFBS | Easy UPS 3S 20 kVA 208V 3:3 UPS for internal batteries, Start-up 5x8 | https://www.se.com/us/en/product/E3SUPS20KFBS | 208 3 PH | 208 3 PH | EASY 3S 3PH UPS | Uninterruptible Power Supply (UPS) | Easy UPS 3S | 165.00(kilos) 363.83(lbs) | 627.95x314.96x472.44(in) 1595.00x800.00x1200.00(cent) |  |  | 731304433699 | 12190.00 | 17700.00 | 21945.00
| E3SUPS30KFBS | Easy UPS 3S 30 kVA 208V 3:3 UPS for internal batteries, Start-up 5x8 | https://www.se.com/us/en/product/E3SUPS30KFBS | 208 3 PH | 208 3 PH | EASY 3S 3PH UPS | Uninterruptible Power Supply (UPS) | Easy UPS 3S | 188.00(kilos) 414.54(lbs) | 627.95x314.96x472.44(in) 1595.00x800.00x1200.00(cent) |  |  | 731304433705 | 15365.00 | 22300.00 | 27650.00
| E3SUPS40KFBS | Easy UPS 3S 40 kVA 208V 3:3 UPS for internal batteries, Start-up 5x8 | https://www.se.com/us/en/product/E3SUPS40KFBS | 208 3 PH | 208 3 PH | EASY 3S 3PH UPS | Uninterruptible Power Supply (UPS) | Easy UPS 3S | 220.00(kilos) 485.10(lbs) | 627.95x314.96x472.44(in) 1595.00x800.00x1200.00(cent) |  |  | 731304433712 | 18275.00 | 26500.00 | 32895.00
| E3SXR7 | Easy UPS 3S Modular Battery Cabinet 208V | https://www.se.com/us/en/product/E3SXR7 |  |  | EASY 3S 3PH UPS | Uninterruptible Power Supply (UPS) | Easy UPS 3-Series Accessories | 172.00(kilos) 379.26(lbs) | 627.95x314.96x472.44(in) 1595.00x800.00x1200.00(cent) |  |  | 731304427582 | 4840.00 | 7025.00 | 8710.00
| E7TBATOPT | EXTERNAL BATTERIES OPT GALAXY EPS 7000 | https://www.se.com/us/en/product/E7TBATOPT |  |  | FAMILY OTHER FOR SP3PH | Uninterruptible Power Supply (UPS) | EPS 7000 | [5 empty] | Call for Quote | Call for Quote | Call for Quote
| E7TBATX | EXTERNAL BATTERIES OPT GALAXY EPS 7000 | https://www.se.com/us/en/product/E7TBATX |  |  | FAMILY OTHER FOR SP3PH | Uninterruptible Power Supply (UPS) | EPS 7000 | [5 empty] | Call for Quote | Call for Quote | Call for Quote
| E7TGOPT300-500 | INTEGRATED OPTIONS GALAXY EPS 7000 | https://www.se.com/us/en/product/E7TGOPT300-500 |  |  | FAMILY OTHER FOR SP3PH | Uninterruptible Power Supply (UPS) | EPS 7000 | [5 empty] | Call for Quote | Call for Quote | Call for Quote
| E7TGOPTEXT | EXTERNAL OPTIONS GALAXY EPS 7000 | https://www.se.com/us/en/product/E7TGOPTEXT |  |  | FAMILY OTHER FOR SP3PH | Uninterruptible Power Supply (UPS) | EPS 7000 | [5 empty] | Call for Quote | Call for Quote | Call for Quote
| E7TMBCX | EXT MAIN BYPASS GALAXY EPS7000 300-500K | https://www.se.com/us/en/product/E7TMBCX |  |  | FAMILY OTHER FOR SP3PH | Uninterruptible Power Supply (UPS) | EPS 7000 | [5 empty] | Call for Quote | Call for Quote | Call for Quote
| E7TUPSPM300-500 | POWER MODULE GALAXY EPS 7000 300-500 KVA | https://www.se.com/us/en/product/E7TUPSPM300-500 |  |  | FAMILY OTHER FOR SP3PH | Uninterruptible Power Supply (UPS) | EPS 7000 | [5 empty] | Call for Quote | Call for Quote | Call for Quote
| E8TGOPTEXT78 | EXTERNAL OPT GALAXY EPS8000 750-800KVA | https://www.se.com/us/en/product/E8TGOPTEXT78 |  |  | FAMILY OTHER FOR SP3PH | Uninterruptible Power Supply (UPS) | EPS 8000 | [5 empty] | Call for Quote | Call for Quote | Call for Quote
| E8TUPSPM625 | POWER MODULE MGE GALAXY EPS 8000 625 KVA | https://www.se.com/us/en/product/E8TUPSPM625 |  |  | FAMILY OTHER FOR SP3PH | Uninterruptible Power Supply (UPS) | EPS 8000 | [5 empty] | Call for Quote | Call for Quote | Call for Quote
| E8TUPSPM750-800 | POWER MODULE GALAXY EPS 8000 750-800 KVA | https://www.se.com/us/en/product/E8TUPSPM750-800 |  |  | FAMILY OTHER FOR SP3PH | Uninterruptible Power Supply (UPS) | EPS 8000 | [5 empty] | Call for Quote | Call for Quote | Call for Quote
| E8TUPSPM1000-1100 | POWER MODULE GALAXY EPS 8000 1000-1100 K | https://www.se.com/us/en/product/E8TUPSPM1000-1100 |  |  | FAMILY OTHER FOR SP3PH | Uninterruptible Power Supply (UPS) | EPS 8000 | [5 empty] | Call for Quote | Call for Quote | Call for Quote
| EPWUPSQ | Adapted Galaxy PW and associated parts | https://www.se.com/us/en/product/EPWUPSQ |  |  | EASY 3S 3PH UPS | Uninterruptible Power Supply (UPS) | Galaxy PW 2nd Gen |  |  |  |  | 731304430896 | Call for Quote | Call for Quote | Call for Quote
| G3KUPSPM10 | POWER MODULE GALAXY 3000 10KVA | https://www.se.com/us/en/product/G3KUPSPM10 |  |  | FAMILY OTHER FOR SP3PH | Uninterruptible Power Supply (UPS) | MGE Galaxy 3000 | [5 empty] | Call for Quote | Call for Quote | Call for Quote
| G4TAUXX | MGE GALAXY 4000 AUXILIARY OPTIONS | https://www.se.com/us/en/product/G4TAUXX |  |  | FAMILY OTHER FOR SP3PH | Uninterruptible Power Supply (UPS) | MGE Galaxy 4000 | [5 empty] | Call for Quote | Call for Quote | Call for Quote
| G4TDOCX | DOCUMENT PACKAGE OPTIONS GALAXY 4000 | https://www.se.com/us/en/product/G4TDOCX |  |  | FAMILY OTHER FOR SP3PH | Uninterruptible Power Supply (UPS) | MGE Galaxy 4000 | [5 empty] | Call for Quote | Call for Quote | Call for Quote
| G4TEOX | EXTERNAL OPTIONS GALAXY 4000 | https://www.se.com/us/en/product/G4TEOX |  |  | FAMILY OTHER FOR SP3PH | Uninterruptible Power Supply (UPS) | MGE Galaxy 4000 | [5 empty] | Call for Quote | Call for Quote | Call for Quote
| G4TGOPT | MGE GALAXY 4000 INTEGRATED UPS OPTIONS | https://www.se.com/us/en/product/G4TGOPT |  |  | FAMILY OTHER FOR SP3PH | Uninterruptible Power Supply (UPS) | MGE Galaxy 4000 | [5 empty] | Call for Quote | Call for Quote | Call for Quote
| G4TMBCX | MGE GALAXY 4000 EXTERNAL BYPASS OPTIONS | https://www.se.com/us/en/product/G4TMBCX |  |  | FAMILY OTHER FOR SP3PH | Uninterruptible Power Supply (UPS) | MGE Galaxy 4000 | [5 empty] | Call for Quote | Call for Quote | Call for Quote
| G4TUPSPM40 | MGE GALAXY 4000 40KVA UPS SELECTIONS | https://www.se.com/us/en/product/G4TUPSPM40 |  |  | FAMILY OTHER FOR SP3PH | Uninterruptible Power Supply (UPS) | MGE Galaxy 4000 | [5 empty] | Call for Quote | Call for Quote | Call for Quote
| G4TUPSPM65 | POWER MODULE GALAXY 4000 65KVA | https://www.se.com/us/en/product/G4TUPSPM65 |  |  | FAMILY OTHER FOR SP3PH | Uninterruptible Power Supply (UPS) | MGE Galaxy 4000 | [5 empty] | Call for Quote | Call for Quote | Call for Quote
| G4TUPSPM75 | POWER MODULE GALAXY 4000 75KVA | https://www.se.com/us/en/product/G4TUPSPM75 |  |  | FAMILY OTHER FOR SP3PH | Uninterruptible Power Supply (UPS) | MGE Galaxy 4000 | [5 empty] | Call for Quote | Call for Quote | Call for Quote
| G5TA40X | MGE GALAXY 5000 40 KVA AUX OPTIONS | https://www.se.com/us/en/product/G5TA40X |  |  | OPT MID RANGE 3PH UPS | Uninterruptible Power Supply (UPS) | Galaxy 5000 | [5 empty] | Call for Quote | Call for Quote | Call for Quote
| G5TA50X | MGE GALAXY 5000 520 KVA AUX OPTIONS | https://www.se.com/us/en/product/G5TA50X |  |  | OPT MID RANGE 3PH UPS | Uninterruptible Power Supply (UPS) | Galaxy 5000 | [5 empty] | Call for Quote | Call for Quote | Call for Quote
| G5TA60X | MGE GALAXY 5000 60 KVA AUX OPTIONS | https://www.se.com/us/en/product/G5TA60X |  |  | OPT MID RANGE 3PH UPS | Uninterruptible Power Supply (UPS) | Galaxy 5000 | [5 empty] | Call for Quote | Call for Quote | Call for Quote
| G5TA80X | MGE GALAXY 5000 80 KVA AUX OPTIONS | https://www.se.com/us/en/product/G5TA80X |  |  | OPT MID RANGE 3PH UPS | Uninterruptible Power Supply (UPS) | Galaxy 5000 | [5 empty] | Call for Quote | Call for Quote | Call for Quote
| G5TA100X | MGE GALAXY 5000 100 KVA AUX OPTIONS | https://www.se.com/us/en/product/G5TA100X |  |  | OPT MID RANGE 3PH UPS | Uninterruptible Power Supply (UPS) | Galaxy 5000 | [5 empty] | Call for Quote | Call for Quote | Call for Quote
| G5TABX | EMPTY BATTERY CUBICLE OPTIONS GALAXY 5000 | https://www.se.com/us/en/product/G5TABX |  |  | OPT MID RANGE 3PH UPS | Uninterruptible Power Supply (UPS) | Galaxy 5000 | [5 empty] | Call for Quote | Call for Quote | Call for Quote
| G5TB80X | MGE GALAXY 5000 60KVA BAT CAB IP32 30 MN | https://www.se.com/us/en/product/G5TB80X |  |  | OPT MID RANGE 3PH UPS | Uninterruptible Power Supply (UPS) | Galaxy 5000 | [5 empty] | Call for Quote | Call for Quote | Call for Quote
| G5TBX | MGE GALAXY 5000 EXT BATTERIES OPTIONS | https://www.se.com/us/en/product/G5TBX |  |  | OPT MID RANGE 3PH UPS | Uninterruptible Power Supply (UPS) | Galaxy 5000 | [5 empty] | Call for Quote | Call for Quote | Call for Quote
| G5TGOPT | MGE GALAXY 5000 INTEGRATED OPTIONS | https://www.se.com/us/en/product/G5TGOPT |  |  | OPT MID RANGE 3PH UPS | Uninterruptible Power Supply (UPS) | Galaxy 5000 | [5 empty] | Call for Quote | Call for Quote | Call for Quote
| G5TH40K50G | MGE GALAXY 5000 40 KVA EXT BYP OPTIONS | https://www.se.com/us/en/product/G5TH40K50G |  |  | OPT MID RANGE 3PH UPS | Uninterruptible Power Supply (UPS) | Galaxy 5000 | [5 empty] | Call for Quote | Call for Quote | Call for Quote
| G5THX | MGE GALAXY 5000 BYPASS OPTIONS | https://www.se.com/us/en/product/G5THX |  |  | OPT MID RANGE 3PH UPS | Uninterruptible Power Supply (UPS) | Galaxy 5000 | [5 empty] | Call for Quote | Call for Quote | Call for Quote
| G5TOPT40 | MGE GALAXY 5000 40KVA INT OPT | https://www.se.com/us/en/product/G5TOPT40 |  |  | OPT MID RANGE 3PH UPS | Uninterruptible Power Supply (UPS) | Galaxy 5000 | [5 empty] | Call for Quote | Call for Quote | Call for Quote
| G5TOPT50 | MGE GALAXY 5000 50KVA INT OPT | https://www.se.com/us/en/product/G5TOPT50 |  |  | OPT MID RANGE 3PH UPS | Uninterruptible Power Supply (UPS) | Galaxy 5000 | [5 empty] | Call for Quote | Call for Quote | Call for Quote
| G5TOPT60 | MGE GALAXY 5000 60 KVA 480V INT OPT | https://www.se.com/us/en/product/G5TOPT60 |  |  | OPT MID RANGE 3PH UPS | Uninterruptible Power Supply (UPS) | Galaxy 5000 | [5 empty] | Call for Quote | Call for Quote | Call for Quote
| G5TOPT80 | MGE GALAXY 5000 80 KVA 480V INT OPT | https://www.se.com/us/en/product/G5TOPT80 |  |  | OPT MID RANGE 3PH UPS | Uninterruptible Power Supply (UPS) | Galaxy 5000 | [5 empty] | Call for Quote | Call for Quote | Call for Quote
| G5TOPT100 | MGE GALAXY 5000 100 KVA 480V INT OPT | https://www.se.com/us/en/product/G5TOPT100 |  |  | OPT MID RANGE 3PH UPS | Uninterruptible Power Supply (UPS) | Galaxy 5000 | [5 empty] | Call for Quote | Call for Quote | Call for Quote
| G5TUPSPM40K80G | MGE GALAXY 5000 40-80 KVA 480V | https://www.se.com/us/en/product/G5TUPSPM40K80G |  |  | OPT MID RANGE 3PH UPS | Uninterruptible Power Supply (UPS) | Galaxy 5000 | [5 empty] | Call for Quote | Call for Quote | Call for Quote
| G5TUPSPM60 | MGE GALAXY 5000 60 KVA UPS SELECTIONS | https://www.se.com/us/en/product/G5TUPSPM60 |  |  | OPT MID RANGE 3PH UPS | Uninterruptible Power Supply (UPS) | Galaxy 5000 | [5 empty] | Call for Quote | Call for Quote | Call for Quote
| G5TUPSPM80 | MGE GALAXY 5000 80 KVA UPS SELECTIONS | https://www.se.com/us/en/product/G5TUPSPM80 |  |  | OPT MID RANGE 3PH UPS | Uninterruptible Power Supply (UPS) | Galaxy 5000 | [5 empty] | Call for Quote | Call for Quote | Call for Quote
| G5TUPSPM100K130G | MGE GALAXY 5000 100-130 KVA 480V | https://www.se.com/us/en/product/G5TUPSPM100K130G |  |  | OPT MID RANGE 3PH UPS | Uninterruptible Power Supply (UPS) | Galaxy 5000 | [5 empty] | Call for Quote | Call for Quote | Call for Quote
| G7TSBSPM | POWER MODULE SBS GALAXY 7000 | https://www.se.com/us/en/product/G7TSBSPM |  |  | FAMILY OTHER FOR SP3PH | Uninterruptible Power Supply (UPS) | Galaxy 7000 | [5 empty] | Call for Quote | Call for Quote | Call for Quote
| GVBEC | Bottom Cable Entry Cabinet, 400 mm wide, for Galaxy VS/VL | https://www.se.com/us/en/product/GVBEC |  |  | GALAXY VL 3PH UPS | Uninterruptible Power Supply (UPS) | Galaxy VL | 110.00(kilos) 242.55(lbs) | 841.73x210.63x389.76(in) 2138.00x535.00x990.00(cent) |  |  | 731304423096 | 1655.00 | 2925.00 | 3605.00
| GVEAC7 | Galaxy V Series Empty Auxiliary Cabinet | https://www.se.com/us/en/product/GVEAC7 |  |  | GALAXY VS 3PH UPS | Uninterruptible Power Supply (UPS) | Galaxy VS Accessories | 205.00(kilos) 452.03(lbs) | 85.04x32.68x37.01(in) 216.00x83.00x94.00(cent) |  |  | 731304342830 | 4045.00 | 5825.00 | 7290.00
| GVLBBQ | Adapted Battery Breaker Box,and Associated Parts Used with a Galaxy V | https://www.se.com/us/en/product/GVLBBQ |  |  | GALAXY VL 3PH UPS | Uninterruptible Power Supply (UPS) | Galaxy VL |  |  |  |  | 731304424697 | Call for Quote | Call for Quote | Call for Quote
| GVLCCQ | Adapted Cable Cabinet,and Associated Parts Used with a Galaxy VL | https://www.se.com/us/en/product/GVLCCQ |  |  | GALAXY VL 3PH UPS | Uninterruptible Power Supply (UPS) | Galaxy VL |  |  |  |  | 731304424703 | Call for Quote | Call for Quote | Call for Quote
| GVLQ | Adapted UPS, and Associated Parts Used with a Galaxy VL | https://www.se.com/us/en/product/GVLQ |  |  | GALAXY VL 3PH UPS | Uninterruptible Power Supply (UPS) | Galaxy VL |  |  |  |  | 731304424710 | Call for Quote | Call for Quote | Call for Quote
| GVLSBPQ | Adapted Service Bypass,and Associated Parts Used with a Galaxy VL | https://www.se.com/us/en/product/GVLSBPQ |  |  | GALAXY VL 3PH UPS | Uninterruptible Power Supply (UPS) | Galaxy VL |  |  |  |  | 731304424727 | Call for Quote | Call for Quote | Call for Quote
| GVLSGQ | Adapted Switchgear and Associated parts used with a Galaxy VL | https://www.se.com/us/en/product/GVLSGQ |  |  | GALAXY VL 3PH UPS | Uninterruptible Power Supply (UPS) | Galaxy VL |  |  |  |  | 731304427704 | Call for Quote | Call for Quote | Call for Quote
| GVLXFMRQ | Adapted Transformer Cabinet,and Associated Parts Used with a Galaxy VL | https://www.se.com/us/en/product/GVLXFMRQ |  |  | GALAXY VL 3PH UPS | Uninterruptible Power Supply (UPS) | Galaxy VL |  |  |  |  | 731304424734 | Call for Quote | Call for Quote | Call for Quote
| GVMBBQ | Adapted Battery Cabinets (DC Disconnect) and associated parts used | https://www.se.com/us/en/product/GVMBBQ |  |  | OPT MID RANGE 3PH UPS | Uninterruptible Power Supply (UPS) | Galaxy VM | 0.01(kilos) 0.02(lbs) | 0.00x0.00x0.00(in) 0.01x0.01x0.01(cent) |  |  |  | Call for Quote | Call for Quote | Call for Quote
| GVMCCQ | Adapted Connection Cabinets and associated parts used with a Galaxy | https://www.se.com/us/en/product/GVMCCQ |  |  | OPT MID RANGE 3PH UPS | Uninterruptible Power Supply (UPS) | Galaxy VM | 0.01(kilos) 0.02(lbs) | 0.00x0.00x0.00(in) 0.01x0.01x0.01(cent) |  |  |  | Call for Quote | Call for Quote | Call for Quote
| GVMDFW-KIT | Galaxy VM Dust Filter Kit Wide Power Cabinet | https://www.se.com/us/en/product/GVMDFW-KIT |  |  | OPT MID RANGE 3PH UPS | Uninterruptible Power Supply (UPS) | Galaxy VM | 3.50(kilos) 7.72(lbs) | 5.00x15.59x9.49(in) 12.70x39.60x24.10(cent) |  |  | 731304311232 | 217.00 | 319.99 | 390.00
| GVML2MBCN-KIT | Galaxy VM Level 2 Seismic Kit for Narrow Modular Battery Cabinet | https://www.se.com/us/en/product/GVML2MBCN-KIT |  |  | OPT MID RANGE 3PH UPS | Uninterruptible Power Supply (UPS) | Galaxy VM | 18.14(kilos) 40.00(lbs) | 7.99x15.98x34.02(in) 20.30x40.60x86.40(cent) |  |  | 731304320777 | 298.00 | 439.00 | 537.00
| GVML2MBCW-KIT | Galaxy VM Level 2 Seismic Kit for Wide Modular Battery Cabinet | https://www.se.com/us/en/product/GVML2MBCW-KIT |  |  | OPT MID RANGE 3PH UPS | Uninterruptible Power Supply (UPS) | Galaxy VM | 27.00(kilos) 59.53(lbs) | 5.98x30.00x34.02(in) 15.20x76.20x86.40(cent) |  |  | 731304320784 | 370.00 | 539.00 | 665.00
| GVMMBTU | Galaxy VM UPS Modular Battery module | https://www.se.com/us/en/product/GVMMBTU |  |  | OPT MID RANGE 3PH UPS | Uninterruptible Power Supply (UPS) | Galaxy VM | 126.01(kilos) 277.85(lbs) | 7.32x8.23x36.38(in) 18.60x20.90x92.40(cent) |  |  | 731304746560 | 1705.00 | 2475.00 | 3070.00
| GVMMODBCN | Galaxy VM UPS Modular Battery Cabinet Narrow for 6 battery modules | https://www.se.com/us/en/product/GVMMODBCN | 480 3 PH |  | OPT MID RANGE 3PH UPS | Uninterruptible Power Supply (UPS) | Galaxy VM | 164.00(kilos) 361.62(lbs) | 84.65x29.53x41.73(in) 215.00x75.00x106.00(cent) |  |  | 731304311256 | 3680.00 | 5350.00 | 6625.00
| GVMMODBCW | Galaxy VM UPS Modular Battery Cabinet wide for 12 battery modules | https://www.se.com/us/en/product/GVMMODBCW | 480 3 PH |  | OPT MID RANGE 3PH UPS | Uninterruptible Power Supply (UPS) | Galaxy VM | 252.00(kilos) 555.66(lbs) | 84.65x38.98x41.73(in) 215.00x99.00x106.00(cent) |  |  | 731304311263 | 5360.00 | 7775.00 | 9645.00
| GVMPB160KG65S | Galaxy VM 160 kVA UPS Parallel 480-480 V, 65kAIC, Start up 5x8 | https://www.se.com/us/en/product/GVMPB160KG65S | 480 3 PH | 480 3 PH | OPT MID RANGE 3PH UPS | Uninterruptible Power Supply (UPS) | Galaxy VM | 720.91(kilos) 1589.61(lbs) | 84.88x58.66x41.73(in) 215.60x149.00x106.00(cent) |  |  |  | 39190.00 | 56900.00 | 70545.00
| GVMPB160KHS | Galaxy VM 160 kVA UPS Parallel 400-400 V with Backfeed protection, Start up 5x8 | https://www.se.com/us/en/product/GVMPB160KHS | 400 3 PH | 400 3 PH | OPT MID RANGE 3PH UPS | Uninterruptible Power Supply (UPS) | Galaxy VM | 744.50(kilos) 1641.62(lbs) | 84.88x58.66x41.73(in) 215.60x149.00x106.00(cent) |  |  |  | 25430.00 | 36900.00 | 45770.00
| GVMPB180KG65S | Galaxy VM 180 kVA UPS Parallel 480-480 V, 65kAIC, Start up 5x8 | https://www.se.com/us/en/product/GVMPB180KG65S | 480 3 PH | 480 3 PH | OPT MID RANGE 3PH UPS | Uninterruptible Power Supply (UPS) | Galaxy VM | 720.91(kilos) 1589.61(lbs) | 84.88x58.66x41.73(in) 215.60x149.00x106.00(cent) |  |  |  | 44715.00 | 64900.00 | 80485.00
| GVMPB225KG65S | Galaxy VM 225 kVA UPS Parallel 480-480 V, 65kAIC, Start up 5x8 | https://www.se.com/us/en/product/GVMPB225KG65S | 480 3 PH | 480 3 PH | OPT MID RANGE 3PH UPS | Uninterruptible Power Supply (UPS) | Galaxy VM | 745.00(kilos) 1642.73(lbs) | 84.88x58.66x41.73(in) 215.60x149.00x106.00(cent) |  |  |  | 54225.00 | 78700.00 | 97605.00
| GVMQ | Adapted UPS, and associated parts used with a Galaxy VM | https://www.se.com/us/en/product/GVMQ |  |  | OPT MID RANGE 3PH UPS | Uninterruptible Power Supply (UPS) | Galaxy VM | 0.01(kilos) 0.02(lbs) | 0.00x0.00x0.00(in) 0.01x0.01x0.01(cent) |  |  |  | Call for Quote | Call for Quote | Call for Quote
| GVMRB160KG65S | Galaxy VM 160 kVA Additional UPS for 1+1 480-480 V, 65kAIC, Start up 5x8 | https://www.se.com/us/en/product/GVMRB160KG65S | 480 3 PH | 480 3 PH | OPT MID RANGE 3PH UPS | Uninterruptible Power Supply (UPS) | Galaxy VM | 720.91(kilos) 1589.61(lbs) | 84.88x58.66x41.73(in) 215.60x149.00x106.00(cent) |  |  | 731304326519 | 38425.00 | 55800.00 | 69160.00
| GVMRB180KG65S | Galaxy VM 180 kVA Additional UPS for 1+1 480-480 V, 65kAIC, Start up 5x8 | https://www.se.com/us/en/product/GVMRB180KG65S | 480 3 PH | 480 3 PH | OPT MID RANGE 3PH UPS | Uninterruptible Power Supply (UPS) | Galaxy VM | 720.91(kilos) 1589.61(lbs) | 84.88x58.66x41.73(in) 215.60x149.00x106.00(cent) |  |  | 731304326526 | 44715.00 | 64900.00 | 80485.00
| GVMRB225KG65S | Galaxy VM 225 kVA Additional UPS for 1+1 480-480 V, 65kAIC, Start up 5x8 | https://www.se.com/us/en/product/GVMRB225KG65S | 480 3 PH | 480 3 PH | OPT MID RANGE 3PH UPS | Uninterruptible Power Supply (UPS) | Galaxy VM | 745.00(kilos) 1642.73(lbs) | 84.88x58.66x41.73(in) 215.60x149.00x106.00(cent) |  |  | 731304326533 | 51705.00 | 75000.00 | 93070.00
| GVMS160KGF65S | Galaxy VM 160 kVA UPS Single 480-208 V, 65kAIC, Start up 5x8 | https://www.se.com/us/en/product/GVMS160KGF65S | 480 3 PH | 208 3 PH | OPT MID RANGE 3PH UPS | Uninterruptible Power Supply (UPS) | Galaxy VM | 1920.96(kilos) 4235.72(lbs) | 84.88x80.00x41.73(in) 215.60x203.20x106.00(cent) |  |  | 731304326540 | 69155.00 | 100500.00 | 124480.00
| GVMS180KGF65S | Galaxy VM 180 kVA UPS Single 480-208 V, 65kAIC, Start up 5x8 | https://www.se.com/us/en/product/GVMS180KGF65S | 480 3 PH | 208 3 PH | OPT MID RANGE 3PH UPS | Uninterruptible Power Supply (UPS) | Galaxy VM | 1920.96(kilos) 4235.72(lbs) | 84.88x80.00x41.73(in) 215.60x203.20x106.00(cent) |  |  | 731304326557 | 69660.00 | 101500.00 | 125385.00
| GVMS225KGF65S | Galaxy VM 225 kVA UPS Single 480-208 V, 65kAIC, Start up 5x8 | https://www.se.com/us/en/product/GVMS225KGF65S | 480 3 PH | 208 3 PH | OPT MID RANGE 3PH UPS | Uninterruptible Power Supply (UPS) | Galaxy VM | 1920.96(kilos) 4235.72(lbs) | 84.88x80.00x70.94(in) 215.60x203.20x180.20(cent) |  |  | 731304326564 | 78120.00 | 113500.00 | 140615.00
| GVMSB160KG65S | Galaxy VM 160 kVA UPS Single 480-480 V, 65kAIC, Start up 5x8 | https://www.se.com/us/en/product/GVMSB160KG65S | 480 3 PH | 480 3 PH | OPT MID RANGE 3PH UPS | Uninterruptible Power Supply (UPS) | Galaxy VM | 719.40(kilos) 1586.28(lbs) | 84.88x58.66x41.73(in) 215.60x149.00x106.00(cent) |  |  | 731304746577 | 41385.00 | 60100.00 | 74490.00
| GVMSB160KHS | Galaxy VM 160 kVA UPS Single 400-400 V with Backfeed protection, Start up 5x8 | https://www.se.com/us/en/product/GVMSB160KHS | 400 3 PH | 400 3 PH | OPT MID RANGE 3PH UPS | Uninterruptible Power Supply (UPS) | Galaxy VM | 744.50(kilos) 1641.62(lbs) | 84.88x58.66x41.42(in) 215.60x149.00x105.20(cent) |  |  | 731304638674 | 25885.00 | 37600.00 | 46590.00
| GVMSB180KG65S | Galaxy VM 180 kVA UPS Single 480-480 V,65kAIC, Start up 5x8 | https://www.se.com/us/en/product/GVMSB180KG65S | 480 3 PH | 480 3 PH | OPT MID RANGE 3PH UPS | Uninterruptible Power Supply (UPS) | Galaxy VM | 720.91(kilos) 1589.61(lbs) | 84.88x58.66x41.73(in) 215.60x149.00x106.00(cent) |  |  | 731304746584 | 47775.00 | 69300.00 | 85990.00
| GVMSB200KHS | Galaxy VM 200 kVA UPS Single 400-400 V with Backfeed protection, Start up 5x8 | https://www.se.com/us/en/product/GVMSB200KHS | 400 3 PH | 400 3 PH | OPT MID RANGE 3PH UPS | Uninterruptible Power Supply (UPS) | Galaxy VM | 770.00(kilos) 1697.85(lbs) | 84.88x58.66x41.73(in) 215.60x149.00x106.00(cent) |  |  |  | 36730.00 | 53300.00 | 66110.00
| GVMSB225KG65S | Galaxy VM 225 kVA UPS Single 480-480 V, 65kAIC, Start up 5x8 | https://www.se.com/us/en/product/GVMSB225KG65S | 480 3 PH | 480 3 PH | OPT MID RANGE 3PH UPS | Uninterruptible Power Supply (UPS) | Galaxy VM | 745.00(kilos) 1642.73(lbs) | 84.88x58.66x41.73(in) 215.60x149.00x106.00(cent) |  |  | 731304326571 | 56235.00 | 81600.00 | 101220.00
| GVMSBC450KG | Galaxy VM System Bypass Cabinet 450K 480V | https://www.se.com/us/en/product/GVMSBC450KG | 480 3 PH | 480 3 PH | OPT MID RANGE 3PH UPS | Uninterruptible Power Supply (UPS) | Galaxy VM | 560.19(kilos) 1235.22(lbs) | 80.55x71.06x45.51(in) 204.60x180.50x115.60(cent) |  |  | 731304311270 | 17030.00 | 24700.00 | 30655.00
| GVMSBC640KHEL | GALAXY VM System Bypass Cabinet 640KVA 380/400/415V EL | https://www.se.com/us/en/product/GVMSBC640KHEL | 400 3 PH | 400 3 PH | OPT MID RANGE 3PH UPS | Uninterruptible Power Supply (UPS) | Galaxy VM | 350.00(kilos) 771.75(lbs) | 77.95x28.15x35.00(in) 198.00x71.50x88.90(cent) |  |  |  | 14025.00 | 20400.00 | 25245.00
| GVMSBC675KG | Galaxy VM System Bypass Cabinet 675K 480V | https://www.se.com/us/en/product/GVMSBC675KG | 480 3 PH | 480 3 PH | OPT MID RANGE 3PH UPS | Uninterruptible Power Supply (UPS) | Galaxy VM | 580.14(kilos) 1279.21(lbs) | 80.55x71.06x45.51(in) 204.60x180.50x115.60(cent) |  |  | 731304311287 | 21480.00 | 31200.00 | 38660.00
| GVMSBCLB675KG | Galaxy VM System Bypass Cabinet 675K 480V with load bank breaker | https://www.se.com/us/en/product/GVMSBCLB675KG | 480 3 PH | 480 3 PH | OPT MID RANGE 3PH UPS | Uninterruptible Power Supply (UPS) | Galaxy VM | 675.00(kilos) 1488.38(lbs) | 80.55x82.09x45.51(in) 204.60x208.50x115.60(cent) |  |  | 731304311294 | 23500.00 | 34100.00 | 42295.00
| GVMSBPQ | Adapted Bypass Cabinets and associated parts used with a Galaxy VM | https://www.se.com/us/en/product/GVMSBPQ |  |  | OPT MID RANGE 3PH UPS | Uninterruptible Power Supply (UPS) | Galaxy VM | 0.01(kilos) 0.02(lbs) | 0.00x0.00x0.00(in) 0.01x0.01x0.01(cent) |  |  |  | Call for Quote | Call for Quote | Call for Quote
| GVPM20KD | Galaxy V series Power Module 20kW 400V/480V, 10kW 208V | https://www.se.com/us/en/product/GVPM20KD |  |  | GALAXY VS 3PH UPS | Uninterruptible Power Supply (UPS) | Galaxy VS | 48.00(kilos) 105.84(lbs) | 129.92x228.35x307.09(in) 330.00x580.00x780.00(cent) |  |  | 731304410966 | 8190.00 | 11800.00 | 14760.00
| GVPM50KD | Galaxy V series Power Module 50kW 400V/480V, 25kW 208V | https://www.se.com/us/en/product/GVPM50KD |  |  | GALAXY VS 3PH UPS | Uninterruptible Power Supply (UPS) | Galaxy VS Accessories | 62.00(kilos) 136.71(lbs) | 129.92x228.35x307.09(in) 330.00x580.00x780.00(cent) |  |  | 731304410959 | 11725.00 | 16900.00 | 21125.00
| GVSBBB20K80H | Galaxy VS Battery Breaker Box 20-80kW 400V | https://www.se.com/us/en/product/GVSBBB20K80H |  |  | GALAXY VS 3PH UPS | Uninterruptible Power Supply (UPS) | Galaxy VS Accessories | 45.00(kilos) 99.23(lbs) | 18.90x48.03x33.07(in) 48.00x122.00x84.00(cent) |  |  | 731304342861 | 1680.00 | 2425.00 | 3020.00
| GVSBBB100K200H | Galaxy VS Battery Breaker Box 100-200kW 400V | https://www.se.com/us/en/product/GVSBBB100K200H |  |  | GALAXY VS 3PH UPS | Uninterruptible Power Supply (UPS) | Galaxy VS Accessories | 55.00(kilos) 121.28(lbs) | 18.90x48.03x33.07(in) 48.00x122.00x84.00(cent) |  |  | 731304342854 | 2520.00 | 3625.00 | 4545.00
| GVSBBK20K80H | Galaxy VS Battery Breaker Kit 20-80kW 400V | https://www.se.com/us/en/product/GVSBBK20K80H |  |  | GALAXY VS 3PH UPS | Uninterruptible Power Supply (UPS) | Galaxy VS Accessories | 20.00(kilos) 44.10(lbs) | 22.05x32.48x20.28(in) 56.00x82.50x51.50(cent) |  |  | 731304342885 | 1100.00 | 1600.00 | 1980.00
| GVSBBK100K200H | Galaxy VS Battery Breaker Kit 100-200kW 400V | https://www.se.com/us/en/product/GVSBBK100K200H |  |  | GALAXY VS 3PH UPS | Uninterruptible Power Supply (UPS) | Galaxy VS Accessories | 25.00(kilos) 55.13(lbs) | 22.05x32.48x20.28(in) 56.00x82.50x51.50(cent) |  |  | 731304342878 | 1765.00 | 2550.00 | 3175.00
| GVSBBQ | Adapted Battery Breaker Box,and Associated Parts Used with a Galaxy VS | https://www.se.com/us/en/product/GVSBBQ |  |  | GALAXY VS 3PH UPS | Uninterruptible Power Supply (UPS) | Galaxy VS | 0.01(kilos) 0.02(lbs) | 0.00x0.00x0.00(in) 0.01x0.01x0.01(cent) |  |  |  | Call for Quote | Call for Quote | Call for Quote
| GVSBP100T | Galaxy VS Maintenance Bypass Cabinet, single unit, 10-50kW 208V, 20-100kW 480V, 77.6in tall | https://www.se.com/us/en/product/GVSBP100T | 480 3 PH | 480 3 PH | GALAXY VS 3PH UPS | Uninterruptible Power Supply (UPS) | Galaxy VS Accessories | 210.00(kilos) 463.05(lbs) | 82.52x32.22x39.69(in) 209.60x81.85x100.80(cent) |  |  | 731304409687 | 7790.00 | 11200.00 | 14035.00
| GVSBPAR10K30H | Galaxy VS Parallel Maintenance Bypass Panel for 2 UPSs, 10-30kW 400V Wallmount | https://www.se.com/us/en/product/GVSBPAR10K30H |  |  | GALAXY VS 3PH UPS | Uninterruptible Power Supply (UPS) | Galaxy VS Accessories | 56.00(kilos) 123.48(lbs) | 19.69x47.24x31.50(in) 50.00x120.00x80.00(cent) |  |  | 731304367352 | 3630.00 | 5225.00 | 6540.00
| GVSBPAR40K50H | Parallel Maintenance Bypass Panel for 2 UPSs, 40-50kW 400V wallmount, for Galaxy VS and Easy UPS 3S | https://www.se.com/us/en/product/GVSBPAR40K50H |  |  | GALAXY VS 3PH UPS | Uninterruptible Power Supply (UPS) | Galaxy VS Accessories | 96.00(kilos) 211.68(lbs) | 22.83x47.24x31.50(in) 58.00x120.00x80.00(cent) |  |  | 731304367369 | 4100.00 | 5900.00 | 7385.00
| GVSBPAR60K120H | Parallel Maintenance Bypass Panel for 2 UPSs, 60-120kW 400V wallmount for Galaxy VS & Easy UPS 3S/3M | https://www.se.com/us/en/product/GVSBPAR60K120H |  |  | GALAXY VS 3PH UPS | Uninterruptible Power Supply (UPS) | Galaxy VS Accessories | 120.00(kilos) 264.60(lbs) | 19.69x472.44x39.37(in) 50.00x1200.00x100.00(cent) |  |  | 731304367383 | 6550.00 | 9400.00 | 11800.00
| GVSBPIT25B | Galaxy VS Maintenance Bypass Cabinet w input transformer 25kW 480V or 600V in, 208V out, 59in tall | https://www.se.com/us/en/product/GVSBPIT25B |  |  | GALAXY VS 3PH UPS | Uninterruptible Power Supply (UPS) | Galaxy VS Accessories | 395.00(kilos) 870.98(lbs) | 58.46x23.62x32.91(in) 148.50x60.00x83.60(cent) |  |  | 731304404750 | 10430.00 | 15000.00 | 18795.00
| GVSBPIT50 | Galaxy VS Maintenance Bypass Cabinet with Input Transformer 30-50kW 480V or 600V In, 208V Out | https://www.se.com/us/en/product/GVSBPIT50 |  |  | GALAXY VS 3PH UPS | Uninterruptible Power Supply (UPS) | Galaxy VS Accessories | 560.00(kilos) 1234.80(lbs) | 65.75x31.50x38.98(in) 167.00x80.00x99.00(cent) |  |  | 731304342908 | 14390.00 | 20700.00 | 25925.00
| GVSBPIT75 | Galaxy VS Maintenance Bypass Cabinet with Input Transformer 75kW, 480V or 600V In, 208V Out | https://www.se.com/us/en/product/GVSBPIT75 |  |  | GALAXY VS 3PH UPS | Uninterruptible Power Supply (UPS) | Galaxy VS | 634.12(kilos) 1398.24(lbs) | 66.00x38.00x33.00(in) 167.64x96.52x83.82(cent) |  |  | 731304406921 | 18580.00 | 26700.00 | 33475.00
| GVSBPOT50B | Galaxy VS Maintenance Bypass Cabinet with output transformer 50kW 480V in, 208V out, 59in tall | https://www.se.com/us/en/product/GVSBPOT50B |  |  | GALAXY VS 3PH UPS | Uninterruptible Power Supply (UPS) | Galaxy VS Accessories | 530.00(kilos) 1168.65(lbs) | 58.46x23.62x32.91(in) 148.50x60.00x83.60(cent) |  |  | 731304404767 | 13720.00 | 19700.00 | 24720.00
| GVSBPOT100 | Galaxy VS Maintenance Bypass Cabinet with Output Transformer 60-100kW 480V In, 208V Out | https://www.se.com/us/en/product/GVSBPOT100 |  |  | GALAXY VS 3PH UPS | Uninterruptible Power Supply (UPS) | Galaxy VS Accessories | 675.00(kilos) 1488.38(lbs) | 65.75x31.50x38.98(in) 167.00x80.00x99.00(cent) |  |  | 731304342915 | 16065.00 | 23100.00 | 28950.00
| GVSBPOT100T | Galaxy VS Maintenance Bypass Cabinet with output transformer 100kW 480V in, 208V out, 77.6in tall | https://www.se.com/us/en/product/GVSBPOT100T | 480 3 PH | 208 3 PH | GALAXY VS 3PH UPS | Uninterruptible Power Supply (UPS) | Galaxy VS Accessories | 725.00(kilos) 1598.63(lbs) | 81.97x29.72x39.76(in) 208.20x75.50x101.00(cent) |  |  | 731304409670 | 21240.00 | 30500.00 | 38275.00
| GVSBPOT150 | Galaxy VS Maintenance Bypass Cabinet with Output Transformer 150kW 480V In, 208V Out | https://www.se.com/us/en/product/GVSBPOT150 |  |  | GALAXY VS 3PH UPS | Uninterruptible Power Supply (UPS) | Galaxy VS | 930.00(kilos) 2050.65(lbs) | 65.75x40.16x39.76(in) 167.00x102.00x101.00(cent) |  |  | 731304406914 | 26860.00 | 38600.00 | 48400.00
| GVSBPSU10K20H | Maintenance Bypass Panel, single unit, 10-20kW 400V wallmount, for Galaxy VS and Easy UPS 3S | https://www.se.com/us/en/product/GVSBPSU10K20H |  |  | GALAXY VS 3PH UPS | Uninterruptible Power Supply (UPS) | Galaxy VS Accessories | 20.00(kilos) 44.10(lbs) | 10.24x23.23x20.87(in) 26.00x59.00x53.00(cent) | 6 |  | 731304367406 | 920.00 | 1325.00 | 1660.00
| GVSBPSU20K60H | Maintenance Bypass Panel, single unit, 20-60kW 400V wallmount, for Galaxy VS and Easy UPS 3S | https://www.se.com/us/en/product/GVSBPSU20K60H |  |  | GALAXY VS 3PH UPS | Uninterruptible Power Supply (UPS) | Galaxy VS Accessories | 43.00(kilos) 94.82(lbs) | 18.11x31.50x28.74(in) 46.00x80.00x73.00(cent) |  |  | 731304342571 | 1390.00 | 2000.00 | 2505.00
| GVSBPSU60G-WP | Galaxy VS Maintenance Bypass Panel, single unit, 10-30kW 208V, 20-60kW 480V wallmount | https://www.se.com/us/en/product/GVSBPSU60G-WP |  |  | GALAXY VS 3PH UPS | Uninterruptible Power Supply (UPS) | Galaxy VS Accessories | 40.00(kilos) 88.20(lbs) | 31.50x18.90x47.24(in) 80.00x48.00x120.00(cent) |  |  | 731304367413 | 1830.00 | 2625.00 | 3295.00
| GVSBPSU80G | Galaxy VS Maintenance Bypass Cabinet, UL, Single-Unit 10-40kW 208V, 20-80kW 480V, 20-80kW 400V | https://www.se.com/us/en/product/GVSBPSU80G |  |  | GALAXY VS 3PH UPS | Uninterruptible Power Supply (UPS) | Galaxy VS Accessories | 125.00(kilos) 275.63(lbs) | 65.35x25.00x38.98(in) 166.00x63.50x99.00(cent) |  |  | 731304342588 | 4670.00 | 6725.00 | 8415.00
| GVSBPSU80K120H | Maintenance Bypass Panel, single unit, 80-120kW 400V wallmount, for Galaxy VS and Easy UPS 3S/3M | https://www.se.com/us/en/product/GVSBPSU80K120H |  |  | GALAXY VS 3PH UPS | Uninterruptible Power Supply (UPS) | Galaxy VS Accessories | 59.87(kilos) 132.02(lbs) | 47.24x21.26x31.50(in) 120.00x54.00x80.00(cent) |  |  | 731304344490 | 2205.00 | 3175.00 | 3975.00
| GVSBPSU100G-WP | Galaxy VS Maintenance Bypass Panel, single unit, 25-50kW 208V, 50-100kW 480V wallmount | https://www.se.com/us/en/product/GVSBPSU100G-WP |  |  | GALAXY VS 3PH UPS | Uninterruptible Power Supply (UPS) | Galaxy VS Accessories | 100.00(kilos) 220.50(lbs) | 39.37x22.83x47.24(in) 100.00x58.00x120.00(cent) |  |  | 731304367390 | 4310.00 | 6200.00 | 7765.00
| GVSBPSU150G | Galaxy VS Maintenance Bypass Cabinet, UL, Single-Unit 50-75kW 208V, 100-150kW 480V, 100-150kW 400V | https://www.se.com/us/en/product/GVSBPSU150G |  |  | GALAXY VS 3PH UPS | Uninterruptible Power Supply (UPS) | Galaxy VS Accessories | 135.00(kilos) 297.68(lbs) | 65.35x25.00x38.98(in) 166.00x63.50x99.00(cent) |  |  | 731304342564 | 6285.00 | 9025.00 | 11325.00
| GVSBPSU150KH | Maintenance Bypass Panel, single unit, 150kW 400V wallmount, for Galaxy VS and Easy UPS 3M | https://www.se.com/us/en/product/GVSBPSU150KH | 400 3 PH |  | GALAXY VS 3PH UPS | Uninterruptible Power Supply (UPS) | Galaxy VS Accessories | 60.00(kilos) 132.30(lbs) | 19.29x48.03x33.07(in) 49.00x122.00x84.00(cent) |  |  | 731304405658 | 2815.00 | 4050.00 | 5070.00
| GVSBT4 | Galaxy VS 7Ah Smart Modular Battery String | https://www.se.com/us/en/product/GVSBT4 |  |  | GALAXY VS 3PH UPS | Uninterruptible Power Supply (UPS) | Galaxy VS Accessories | 112.00(kilos) 246.96(lbs) | 7.09x22.05x32.28(in) 18.00x56.00x82.00(cent) |  |  | 731304367420 | 2715.00 | 3900.00 | 4890.00
| GVSBTH4 | Galaxy VS 9Ah Smart Modular High Capacity Battery String | https://www.se.com/us/en/product/GVSBTH4 |  |  | GALAXY VS 3PH UPS | Uninterruptible Power Supply (UPS) | Galaxy VS Accessories | 112.00(kilos) 246.96(lbs) | 7.09x23.62x31.50(in) 18.00x60.00x80.00(cent) |  |  | 731304367437 | 3255.00 | 4675.00 | 5865.00
| GVSBTH4LL | Galaxy VS 9Ah Smart Modular Long-Life High Capacity Battery String | https://www.se.com/us/en/product/GVSBTH4LL |  |  | GALAXY VS 3PH UPS | Uninterruptible Power Supply (UPS) | Galaxy VS Accessories | 140.50(kilos) 309.80(lbs) | 12.20x23.62x31.50(in) 31.00x60.00x80.00(cent) |  |  | 731304367444 | 4150.00 | 5975.00 | 7475.00
| GVSBTHU | Galaxy VS 9Ah Smart High Capacity Battery Module | https://www.se.com/us/en/product/GVSBTHU |  |  | GALAXY VS 3PH UPS | Uninterruptible Power Supply (UPS) | Galaxy VS Accessories | 33.00(kilos) 72.77(lbs) | 7.09x5.91x31.50(in) 18.00x15.00x80.00(cent) |  |  | 731304348207 | 1580.00 | 2275.00 | 2850.00
| GVSBTHULL | Galaxy VS 9Ah Smart Long-Life High Capacity Battery Module | https://www.se.com/us/en/product/GVSBTHULL |  |  | GALAXY VS 3PH UPS | Uninterruptible Power Supply (UPS) | Galaxy VS Accessories | 33.00(kilos) 72.77(lbs) | 7.09x5.91x31.50(in) 18.00x15.00x80.00(cent) |  |  | 731304367451 | 1935.00 | 2775.00 | 3480.00
| GVSBTU | Galaxy VS 7Ah Smart Battery Module | https://www.se.com/us/en/product/GVSBTU |  |  | GALAXY VX 3PH UPS | Uninterruptible Power Supply (UPS) | Galaxy VS Accessories | 31.00(kilos) 68.36(lbs) | 7.09x5.91x31.50(in) 18.00x15.00x80.00(cent) |  |  | 731304348214 | 1330.00 | 1925.00 | 2395.00
| GVSCBC10A2 | Classic Battery Cabinet, IEC, 1000mm wide, Config A2, Galaxy VS/VL and Easy UPS 3-Phase Modular | https://www.se.com/us/en/product/GVSCBC10A2 |  |  | GALAXY VS 3PH UPS | Uninterruptible Power Supply (UPS) | Galaxy VS Accessories | 1260.00(kilos) 2778.30(lbs) | 74.80x39.76x33.27(in) 190.00x101.00x84.50(cent) |  |  | 731304404798 | 18250.00 | 26200.00 | 32880.00
| GVSCBT1 | Galaxy VS Classic Battery Cabinet, UL, Type 1 | https://www.se.com/us/en/product/GVSCBT1 |  |  | GALAXY VS 3PH UPS | Uninterruptible Power Supply (UPS) | Galaxy VS Accessories | 619.00(kilos) 1364.90(lbs) | 66.46x54.02x39.29(in) 168.80x137.20x99.80(cent) |  |  | 731304342984 | 17285.00 | 24900.00 | 31145.00
| GVSCBT1ST | Galaxy VS Classic Battery Cabinet, UL, Type 1, Seismic Tested | https://www.se.com/us/en/product/GVSCBT1ST |  |  | GALAXY VS 3PH UPS | Uninterruptible Power Supply (UPS) | Galaxy VS Accessories | 662.00(kilos) 1459.71(lbs) | 66.46x54.02x39.29(in) 168.80x137.20x99.80(cent) |  |  | 731304407317 | 18260.00 | 26300.00 | 32905.00
| GVSCBT2 | Galaxy VS Classic Battery Cabinet, UL, Type 2 | https://www.se.com/us/en/product/GVSCBT2 |  |  | GALAXY VS 3PH UPS | Uninterruptible Power Supply (UPS) | Galaxy VS Accessories | 708.00(kilos) 1561.14(lbs) | 66.46x54.02x39.29(in) 168.80x137.20x99.80(cent) |  |  | 731304342991 | 20165.00 | 29000.00 | 36335.00
| GVSCBT2ST | Galaxy VS Classic Battery Cabinet, UL, Type 2, Seismic Tested | https://www.se.com/us/en/product/GVSCBT2ST |  |  | GALAXY VS 3PH UPS | Uninterruptible Power Supply (UPS) | Galaxy VS Accessories | 751.00(kilos) 1655.96(lbs) | 66.46x54.02x39.29(in) 168.80x137.20x99.80(cent) |  |  | 731304407324 | 21140.00 | 30400.00 | 38095.00
| GVSCBT3 | Galaxy VS Classic Battery Cabinet, UL, Type 3 | https://www.se.com/us/en/product/GVSCBT3 |  |  | GALAXY VS 3PH UPS | Uninterruptible Power Supply (UPS) | Galaxy VS Accessories | 1009.00(kilos) 2224.85(lbs) | 66.46x54.02x39.29(in) 168.80x137.20x99.80(cent) |  |  | 731304343004 | 23210.00 | 33400.00 | 41825.00
| GVSCBT3ST | Galaxy VS Classic Battery Cabinet, UL, Type 3, Seismic Tested | https://www.se.com/us/en/product/GVSCBT3ST |  |  | GALAXY VS 3PH UPS | Uninterruptible Power Supply (UPS) | Galaxy VS Accessories | 1053.00(kilos) 2321.87(lbs) | 66.46x54.02x39.29(in) 168.80x137.20x99.80(cent) |  |  | 731304407331 | 24385.00 | 35100.00 | 43935.00
| GVSCBT4 | Galaxy VS Classic Battery Cabinet, UL, Type 4 | https://www.se.com/us/en/product/GVSCBT4 |  |  | GALAXY VS 3PH UPS | Uninterruptible Power Supply (UPS) | Galaxy VS Accessories | 1370.00(kilos) 3020.85(lbs) | 66.46x54.02x39.29(in) 168.80x137.20x99.80(cent) |  |  | 731304343011 | 26540.00 | 38100.00 | 47820.00
| GVSCBT4ST | Galaxy VS Classic Battery Cabinet, UL, Type 4, Seismic Tested | https://www.se.com/us/en/product/GVSCBT4ST |  |  | GALAXY VS 3PH UPS | Uninterruptible Power Supply (UPS) | Galaxy VS Accessories | 1422.00(kilos) 3135.51(lbs) | 66.46x54.02x39.29(in) 168.80x137.20x99.80(cent) |  |  | 731304407348 | 27710.00 | 39800.00 | 49930.00
| GVSCBT5 | Galaxy VS Classic Battery Cabinet, UL, Type 5 | https://www.se.com/us/en/product/GVSCBT5 |  |  | GALAXY VS 3PH UPS | Uninterruptible Power Supply (UPS) | Galaxy VS Accessories | 1569.00(kilos) 3459.65(lbs) | 66.46x54.02x39.29(in) 168.80x137.20x99.80(cent) |  |  | 731304343028 | 29120.00 | 41900.00 | 52475.00
| GVSCBT5ST | Galaxy VS Classic Battery Cabinet, UL, Type 5, Seismic Tested | https://www.se.com/us/en/product/GVSCBT5ST |  |  | GALAXY VS 3PH UPS | Uninterruptible Power Supply (UPS) | Galaxy VS Accessories | 1622.00(kilos) 3576.51(lbs) | 66.46x54.02x39.29(in) 168.80x137.20x99.80(cent) |  |  | 731304407355 | 30295.00 | 43500.00 | 54585.00
| GVSCBT6ST | Galaxy VS Classic Battery Cabinet, UL, Type 6, Seismic Tested | https://www.se.com/us/en/product/GVSCBT6ST |  |  | GALAXY VS 3PH UPS | Uninterruptible Power Supply (UPS) | Galaxy VS | 1622.00(kilos) 3576.51(lbs) | 66.46x54.02x39.29(in) 168.80x137.20x99.80(cent) |  |  | 731304406471 | 34775.00 | 50000.00 | 62665.00
| GVSCBT7ST | Galaxy VS Classical Battery Cabinet, UL, Type 7, Seismic Tested | https://www.se.com/us/en/product/GVSCBT7ST |  |  | GALAXY VS 3PH UPS | Uninterruptible Power Supply (UPS) | Galaxy VS | 1763.11(kilos) 3887.67(lbs) | 67.50x33.50x54.00(in) 171.45x85.09x137.16(cent) |  |  | 731304406464 | 36105.00 | 51900.00 | 65060.00
| GVSCCQ | Adapted Cable Cabinet,and Associated Parts Used with a Galaxy VS | https://www.se.com/us/en/product/GVSCCQ |  |  | GALAXY VS 3PH UPS | Uninterruptible Power Supply (UPS) | Galaxy VS | 0.01(kilos) 0.02(lbs) | 0.00x0.00x0.00(in) 0.01x0.01x0.01(cent) |  |  |  | Call for Quote | Call for Quote | Call for Quote
| GVSMODBC6 | Galaxy VS Modular Battery Cabinet for up to 6 smart modular battery strings | https://www.se.com/us/en/product/GVSMODBC6 |  |  | GALAXY VS 3PH UPS | Uninterruptible Power Supply (UPS) | Galaxy VS Accessories | 205.00(kilos) 452.03(lbs) | 65.51x25.00x38.98(in) 166.40x63.50x99.00(cent) |  |  | 731304367468 | 5245.00 | 7525.00 | 9445.00
| GVSMODBC9 | Galaxy VS Modular Battery Cabinet for up to 9 smart modular battery strings | https://www.se.com/us/en/product/GVSMODBC9 |  |  | GALAXY VS 3PH UPS | Uninterruptible Power Supply (UPS) | Galaxy VS Accessories | 206.00(kilos) 454.23(lbs) | 81.97x29.72x39.76(in) 208.20x75.50x101.00(cent) |  |  | 731304367475 | 7180.00 | 10400.00 | 12930.00
| GVSOPT001 | Galaxy VS Air Filter Kit for 521mm wide UPS | https://www.se.com/us/en/product/GVSOPT001 |  |  | GALAXY VS 3PH UPS | Uninterruptible Power Supply (UPS) | Galaxy VS Accessories | 3.00(kilos) 6.62(lbs) | 16.14x20.08x31.89(in) 41.00x51.00x81.00(cent) |  |  | 731304343035 | 212.00 | 309.99 | 382.00
| GVSOPT002 | Galaxy VS Seismic Kit for Modular Battery Cabinet or 521mm wide UPS | https://www.se.com/us/en/product/GVSOPT002 |  |  | GALAXY VS 3PH UPS | Uninterruptible Power Supply (UPS) | Galaxy VS Accessories | 8.50(kilos) 18.74(lbs) | 10.04x14.96x27.76(in) 25.50x38.00x70.50(cent) |  |  | 731304343042 | 241.00 | 349.99 | 434.00
| GVSOPT003 | Galaxy VS Seismic Kit for Maintenance Bypass Cabinet | https://www.se.com/us/en/product/GVSOPT003 |  |  | GALAXY VS 3PH UPS | Uninterruptible Power Supply (UPS) | Galaxy VS Accessories | 10.00(kilos) 22.05(lbs) | 7.28x14.96x19.88(in) 18.50x38.00x50.50(cent) |  |  | 731304343059 | 181.00 | 259.99 | 326.00
| GVSOPT004 | Galaxy VS Kirk Key Kit for Maintenance Bypass Cabinet | https://www.se.com/us/en/product/GVSOPT004 |  |  | GALAXY VS 3PH UPS | Uninterruptible Power Supply (UPS) | Galaxy VS Accessories | 6.00(kilos) 13.23(lbs) | 10.04x12.01x12.01(in) 25.50x30.50x30.50(cent) |  |  | 731304343066 | 2700.00 | 3875.00 | 4865.00
| GVSOPT005 | Galaxy VS NEMA 2 holes kit | https://www.se.com/us/en/product/GVSOPT005 |  |  | GALAXY VS 3PH UPS | Uninterruptible Power Supply (UPS) | Galaxy VS Accessories | 3.70(kilos) 8.16(lbs) | 6.10x12.01x12.01(in) 15.50x30.50x30.50(cent) |  |  | 731304343073 | 362.00 | 519.00 | 652.00
| GVSOPT006 | Parallel Communications Kit for Galaxy VS, Easy UPS 3-Phase Modular, Galaxy PX, & Galaxy 3L Pro | https://www.se.com/us/en/product/GVSOPT006 |  |  | GALAXY VS 3PH UPS | Uninterruptible Power Supply (UPS) | Galaxy VS Accessories | 4.00(kilos) 8.82(lbs) | 5.31x17.91x12.99(in) 13.50x45.50x33.00(cent) |  |  | 731304343080 | 470.00 | 679.00 | 847.00
| GVSOPT007 | Galaxy VS Kirk Key Kit for Maintenance Bypass Cabinet | https://www.se.com/us/en/product/GVSOPT007 |  |  | GALAXY VS 3PH UPS | Uninterruptible Power Supply (UPS) | Galaxy VS Accessories | 5.00(kilos) 11.03(lbs) | 10.04x12.01x12.01(in) 25.50x30.50x30.50(cent) |  |  | 731304343097 | 1630.00 | 2350.00 | 2935.00
| GVSOPT008 | Galaxy VS Seismic kit for Maintenance Bypass Cabinet with Transfomer | https://www.se.com/us/en/product/GVSOPT008 |  |  | GALAXY VS 3PH UPS | Uninterruptible Power Supply (UPS) | Galaxy VS Accessories | 7.00(kilos) 15.44(lbs) | 10.04x14.96x27.76(in) 25.50x38.00x70.50(cent) |  |  | 731304343103 | 302.00 | 439.00 | 544.00
| GVSOPT011 | Galaxy VS Cable Kit for 2nd Classic Battery Cabinet | https://www.se.com/us/en/product/GVSOPT011 |  |  | GALAXY VS 3PH UPS | Uninterruptible Power Supply (UPS) | Galaxy VS Accessories | 5.44(kilos) 12.00(lbs) | 7.99x22.01x15.98(in) 20.30x55.90x40.60(cent) |  |  | 731304641605 | 678.00 | 979.00 | 1225.00
| GVSOPT012 | Galaxy VS Cable Kit for 59in tall maintenance bypass cabinet with transformer, 25kVA in/50kVA out | https://www.se.com/us/en/product/GVSOPT012 |  |  | GALAXY VS 3PH UPS | Uninterruptible Power Supply (UPS) | Galaxy VS Accessories | 25.00(kilos) 55.13(lbs) | 8.66x25.98x13.78(in) 22.00x66.00x35.00(cent) |  |  | 731304404781 | 554.00 | 799.00 | 997.00
| GVSOPT013 | Galaxy VS Cable and conduit box Kit for 59in tall Bypass with transformer, 25kVA in/50kVA out | https://www.se.com/us/en/product/GVSOPT013 |  |  | GALAXY VS 3PH UPS | Uninterruptible Power Supply (UPS) | Galaxy VS Accessories | 25.00(kilos) 55.13(lbs) | 8.66x25.98x13.78(in) 22.00x66.00x35.00(cent) |  |  | 731304404774 | 1475.00 | 2125.00 | 2660.00
| GVSOPT014 | Galaxy VS Air Filter Kit for 1970mm (77.6in) tall UPS | https://www.se.com/us/en/product/GVSOPT014 |  |  | GALAXY VS 3PH UPS | Uninterruptible Power Supply (UPS) | Galaxy VS Accessories | 4.20(kilos) 9.26(lbs) | 11.02x22.83x20.47(in) 28.00x58.00x52.00(cent) |  |  | 731304404811 | 222.00 | 319.99 | 399.00
| GVSOPT015 | Galaxy VS Air Filter Kit for 350mm (13.8in) wide UPS | https://www.se.com/us/en/product/GVSOPT015 |  |  | GALAXY VS 3PH UPS | Uninterruptible Power Supply (UPS) | Galaxy VS Accessories | 4.54(kilos) 10.01(lbs) | 8.82x13.66x26.54(in) 22.40x34.70x67.40(cent) |  |  | 731304404828 | 190.00 | 279.99 | 343.00
| GVSOPT016 | Galaxy VS Seismic Kit for 1970mm (77.6in) tall UPS or modular battery cabinet | https://www.se.com/us/en/product/GVSOPT016 |  |  | GALAXY VS 3PH UPS | Uninterruptible Power Supply (UPS) | Galaxy VS Accessories | 14.00(kilos) 30.87(lbs) | 9.06x25.59x12.99(in) 23.00x65.00x33.00(cent) |  |  | 731304404835 | 804.00 | 1175.00 | 1450.00
| GVSOPT017 | Galaxy VS Seismic Kit for 350mm (13.8in) wide UPS | https://www.se.com/us/en/product/GVSOPT017 |  |  | GALAXY VS 3PH UPS | Uninterruptible Power Supply (UPS) | Galaxy VS Accessories | 6.80(kilos) 14.99(lbs) | 17.72x12.80x1.97(in) 45.00x32.50x5.00(cent) |  |  | 731304404842 | 217.00 | 319.99 | 391.00
| GVSOPT018 | Galaxy VS Cable and Conduit Box for 20.5in wide UPS w batteries and maintenance bypass cabinet | https://www.se.com/us/en/product/GVSOPT018 |  |  | GALAXY VS 3PH UPS | Uninterruptible Power Supply (UPS) | Galaxy VS Accessories | 22.00(kilos) 48.51(lbs) | 19.69x15.75x31.50(in) 50.00x40.00x80.00(cent) |  |  | 731304404859 | 1475.00 | 2125.00 | 2660.00
| GVSOPT020 | Galaxy VS NEMA 2 holes kit for 77.6in tall UPS | https://www.se.com/us/en/product/GVSOPT020 |  |  | GALAXY VS 3PH UPS | Uninterruptible Power Supply (UPS) | Galaxy VS Accessories | 3.70(kilos) 8.16(lbs) | 4.72x9.84x10.24(in) 12.00x25.00x26.00(cent) |  |  | 731304404866 | 313.00 | 449.00 | 563.00
| GVSOPT025 | Galaxy VS Seismic Kit for 1970mm (77.6in) tall auxiliary cabinet | https://www.se.com/us/en/product/GVSOPT025 |  |  | GALAXY VS 3PH UPS | Uninterruptible Power Supply (UPS) | Galaxy VS Accessories | 10.00(kilos) 22.05(lbs) | 2.95x25.59x12.80(in) 7.50x65.00x32.50(cent) |  |  | 731304411215 | 302.00 | 439.00 | 544.00
| GVSOPT026 | Galaxy VS IP22 Kit for 521mm wide UPS | https://www.se.com/us/en/product/GVSOPT026 |  |  | GALAXY VS 3PH UPS | Uninterruptible Power Supply (UPS) | Galaxy VS Accessories | 9.07(kilos) 20.00(lbs) | 14.33x20.24x40.20(in) 36.40x51.40x102.10(cent) |  |  | 731304405634 | 843.00 | 1225.00 | 1520.00
| GVSOPT027 | Galaxy VS Mounting Skid for 521mm wide UPS for marine or industrial applications | https://www.se.com/us/en/product/GVSOPT027 |  |  | GALAXY VS 3PH UPS | Uninterruptible Power Supply (UPS) | Galaxy VS Accessories | 80.00(kilos) 176.40(lbs) | 78.74x244.09x374.02(in) 200.00x620.00x950.00(cent) |  |  | 731304405641 | 4215.00 | 6050.00 | 7590.00
| GVSOPT028 | Galaxy VS Cable Kit for 2nd and 3rd Classic Battery Cabinet | https://www.se.com/us/en/product/GVSOPT028 |  |  | GALAXY VS 3PH UPS | Uninterruptible Power Supply (UPS) | Galaxy VS Accessories | 9.07(kilos) 20.00(lbs) | 10.00x10.00x10.00(in) 25.40x25.40x25.40(cent) |  |  | 731304406488 | 1925.00 | 2775.00 | 3470.00
| GVSOPT029 | Galaxy VS Seismic Kit for 150kW Transformer Cabinet | https://www.se.com/us/en/product/GVSOPT029 |  |  | GALAXY VS 3PH UPS | Uninterruptible Power Supply (UPS) | Galaxy VS | 19.23(kilos) 42.41(lbs) | 13.75x35.50x8.25(in) 34.93x90.17x20.96(cent) |  |  | 731304406938 | 390.00 | 569.00 | 703.00
| GVSOPT030 | Galaxy VS Cable Kit for UPS with external Modular Battery Cabinets, adjacent installation | https://www.se.com/us/en/product/GVSOPT030 |  |  | GALAXY VS 3PH UPS | Uninterruptible Power Supply (UPS) | Galaxy VS | 9.07(kilos) 20.00(lbs) | 10.00x10.00x10.00(in) 25.40x25.40x25.40(cent) |  |  | 731304406945 | 1475.00 | 2125.00 | 2660.00
| GVSOPT031 | Galaxy VS 4th Breaker kit for 77.6in tall Maintenance Bypass Cabinet | https://www.se.com/us/en/product/GVSOPT031 |  |  | GALAXY VS 3PH UPS | Uninterruptible Power Supply (UPS) | Galaxy VS Accessories | 75.00(kilos) 165.38(lbs) | 37.40x13.78x45.28(in) 95.00x35.00x115.00(cent) |  |  | 731304411598 | 2125.00 | 3050.00 | 3830.00
| GVSOPT032 | Galaxy VS Cable Kit for 77.6in tall Bypass | https://www.se.com/us/en/product/GVSOPT032 |  |  | GALAXY VS 3PH UPS | Uninterruptible Power Supply (UPS) | Galaxy VS Accessories | 90.00(kilos) 198.45(lbs) | 37.40x13.78x45.28(in) 95.00x35.00x115.00(cent) |  |  | 731304414834 | 2435.00 | 3500.00 | 4385.00
| GVSOPT033 | Galaxy VS IP52 / NEMA12 Kit for 521mm (20.5in) wide UPS | https://www.se.com/us/en/product/GVSOPT033 |  |  | GALAXY VS 3PH UPS | Uninterruptible Power Supply (UPS) | Galaxy VS Accessories | 63.00(kilos) 138.92(lbs) | 15.94x62.40x26.97(in) 40.50x158.50x68.50(cent) |  |  | 731304423423 | 1055.00 | 1525.00 | 1900.00
| GVSOPT034 | Galaxy VS IP52 / NEMA12 Kit for Modular battery cabinet 6 strings | https://www.se.com/us/en/product/GVSOPT034 |  |  | GALAXY VS 3PH UPS | Uninterruptible Power Supply (UPS) | Galaxy VS Accessories | 58.00(kilos) 127.89(lbs) | 14.96x42.32x25.59(in) 38.00x107.50x65.00(cent) |  |  | 731304423430 | 948.00 | 1375.00 | 1710.00
| GVSOPT036 | Galaxy VS Remote Alarm Panel | https://www.se.com/us/en/product/GVSOPT036 |  |  | GALAXY VS 3PH UPS | Uninterruptible Power Supply (UPS) | Galaxy VS | 15.00(kilos) 33.08(lbs) | 196.85x157.48x90.55(in) 500.00x400.00x230.00(cent) |  |  | 731304435211 | 2375.00 | 3425.00 | 4275.00
| GVSOPT037 | Galaxy VS Output Switch Box | https://www.se.com/us/en/product/GVSOPT037 |  |  | GALAXY VS 3PH UPS | Uninterruptible Power Supply (UPS) | Galaxy VS | 15.00(kilos) 33.08(lbs) | 255.91x137.80x78.74(in) 650.00x350.00x200.00(cent) |  |  | 731304435228 | 1370.00 | 1975.00 | 2470.00
| GVSOPT038 | Galaxy VS Live Swap upgrade kit | https://www.se.com/us/en/product/GVSOPT038 |  |  | GALAXY VS 3PH UPS | Uninterruptible Power Supply (UPS) | Galaxy VS Accessories | 1.00(kilos) 2.21(lbs) | 179.92x59.06x137.80(in) 457.00x150.00x350.00(cent) |  |  | 731304439370 | 479.00 | 689.00 | 862.00
| GVSOPT038S | Galaxy VS Live Swap Upgrade Kit for UPS with External Batteries, Start-up Service 5x8 | https://www.se.com/us/en/product/GVSOPT038S |  |  | GALAXY VS 3PH UPS | Uninterruptible Power Supply (UPS) | Galaxy VS Accessories | 2.00(kilos) 4.41(lbs) | 18.70x13.78x5.91(in) 47.50x35.00x15.00(cent) |  |  | 731304440123 | 2215.00 | 3200.00 | 3990.00
| GVSOPT039 | Galaxy VS Live Swap Upgrade Kit for UPS with Modular Batteries | https://www.se.com/us/en/product/GVSOPT039 |  |  | GALAXY VS 3PH UPS | Uninterruptible Power Supply (UPS) | Galaxy VS | 11.00(kilos) 24.26(lbs) | 216.54x236.22x129.92(in) 550.00x600.00x330.00(cent) |  |  | 731304450320 | 586.00 | 849.00 | 1060.00
| GVSOPT040 | Galaxy VS Interface Cable for X-ray equipment | https://www.se.com/us/en/product/GVSOPT040 |  |  | GALAXY VS 3PH UPS | Uninterruptible Power Supply (UPS) | Galaxy VS | 1.05(kilos) 2.31(lbs) | 27.56x157.87x78.74(in) 70.00x401.00x200.00(cent) |  |  | 731304451174 | 150.00 | 219.99 | 271.00
| GVSQ | Adapted UPS, and Associated Parts Used with a Galaxy VS | https://www.se.com/us/en/product/GVSQ |  |  | GALAXY VS 3PH UPS | Uninterruptible Power Supply (UPS) | Galaxy VS | 0.01(kilos) 0.02(lbs) | 0.00x0.00x0.00(in) 0.01x0.01x0.01(cent) |  |  |  | Call for Quote | Call for Quote | Call for Quote
| GVSSBPQ | Adapted Service Bypass,and Associated Parts Used with a Galaxy VS | https://www.se.com/us/en/product/GVSSBPQ |  |  | GALAXY VS 3PH UPS | Uninterruptible Power Supply (UPS) | Galaxy VS | 0.01(kilos) 0.02(lbs) | 0.00x0.00x0.00(in) 0.01x0.01x0.01(cent) |  |  |  | Call for Quote | Call for Quote | Call for Quote
| GVSUPS10K0B4FS | Galaxy VS UPS 10kW 208V for up to 4 internal 9Ah smart modular battery strings, Start-up 5x8 | https://www.se.com/us/en/product/GVSUPS10K0B4FS | 208 3 PH | 208 3 PH | GALAXY VS 3PH UPS | Uninterruptible Power Supply (UPS) | Galaxy VS | 200.00(kilos) 441.00(lbs) | 66.14x25.20x38.98(in) 168.00x64.00x99.00(cent) |  |  | 731304409762 | 12765.00 | 18400.00 | 23005.00
| GVSUPS10KB2FS | Galaxy VS UPS 10kW 208V, 1 internal 7Ah smart modular battery string, expandable to 2, Start-up 5x8 | https://www.se.com/us/en/product/GVSUPS10KB2FS | 208 3 PH | 208 3 PH | GALAXY VS 3PH UPS | Uninterruptible Power Supply (UPS) | Galaxy VS | 270.00(kilos) 595.35(lbs) | 66.14x25.20x38.98(in) 168.00x64.00x99.00(cent) |  |  | 731304641629 | 13625.00 | 19600.00 | 24550.00
| GVSUPS10KB2HS | Galaxy VS UPS 10kW 400V, 1 internal 7Ah smart modular battery string, expandable to 2, Start-up 5x8 | https://www.se.com/us/en/product/GVSUPS10KB2HS | 400 3 PH | 400 3 PH | GALAXY VS 3PH UPS | Uninterruptible Power Supply (UPS) | Galaxy VS | 270.00(kilos) 595.35(lbs) | 66.54x25.20x38.98(in) 169.00x64.00x99.00(cent) |  |  | 731304406709 | 16210.00 | 23300.00 | 29205.00
| GVSUPS10KB4FS | Galaxy VS UPS 10kW 208V, 1 internal 9Ah smart modular battery string, expandable to 4, Start-up 5x8 | https://www.se.com/us/en/product/GVSUPS10KB4FS | 208 3 PH | 208 3 PH | GALAXY VS 3PH UPS | Uninterruptible Power Supply (UPS) | Galaxy VS | 490.00(kilos) 1080.45(lbs) | 66.14x25.20x38.98(in) 168.00x64.00x99.00(cent) |  |  | 731304641636 | 15430.00 | 22200.00 | 27805.00
| GVSUPS10KB4HS | Galaxy VS UPS 10kW 400V, 1 internal 9Ah smart modular battery string, expandable to 4, Start-up 5x8 | https://www.se.com/us/en/product/GVSUPS10KB4HS | 400 3 PH | 400 3 PH | GALAXY VS 3PH UPS | Uninterruptible Power Supply (UPS) | Galaxy VS | 360.00(kilos) 793.80(lbs) | 66.14x25.20x38.98(in) 168.00x64.00x99.00(cent) |  |  | 731304406730 | 17840.00 | 25700.00 | 32150.00
| GVSUPS10KFS | Galaxy VS UPS 10kW 208V for External Batteries, Start-up 5x8 | https://www.se.com/us/en/product/GVSUPS10KFS | 208 3 PH | 208 3 PH | GALAXY VS 3PH UPS | Uninterruptible Power Supply (UPS) | Galaxy VS | 235.00(kilos) 518.18(lbs) | 66.14x25.20x38.98(in) 168.00x64.00x99.00(cent) |  |  | 731304641643 | 12700.00 | 18300.00 | 22885.00
| GVSUPS10KFSUS | Galaxy VS UPS TAA Compliant 10kW 208V for External Batteries, Start-up 5x8 | https://www.se.com/us/en/product/GVSUPS10KFSUS |  |  | GALAXY VS 3PH UPS | Uninterruptible Power Supply (UPS) | Galaxy VS |  |  |  |  | 731304427407 | 13845.00 | 19900.00 | 24945.00
| GVSUPS10KR0B5FS | Galaxy VS UPS 10kW 208V with N+1 power module, for 5 smart modular 9Ah battery strings, Start-up 5x8 | https://www.se.com/us/en/product/GVSUPS10KR0B5FS | 208 3 PH | 208 3 PH | GALAXY VS 3PH UPS | Uninterruptible Power Supply (UPS) | Galaxy VS | 250.00(kilos) 551.25(lbs) | 77.56x33.35x21.65(in) 197.00x84.70x55.00(cent) |  |  | 731304409830 | 18905.00 | 27200.00 | 34065.00
| GVSUPS10KRFS | Galaxy VS UPS 10kW 208V with N+1 power module for external batteries, Start-up 5x8 | https://www.se.com/us/en/product/GVSUPS10KRFS | 208 3 PH | 208 3 PH | GALAXY VS 3PH UPS | Uninterruptible Power Supply (UPS) | Galaxy VS | 250.00(kilos) 551.25(lbs) | 66.14x38.98x25.20(in) 168.00x99.00x64.00(cent) |  |  | 731304418542 | 21875.00 | 31500.00 | 39420.00
| GVSUPS15K0B4FS | Galaxy VS UPS 15kW 208V for up to 4 internal 9Ah smart modular battery strings, Start-up 5x8 | https://www.se.com/us/en/product/GVSUPS15K0B4FS | 208 3 PH | 208 3 PH | GALAXY VS 3PH UPS | Uninterruptible Power Supply (UPS) | Galaxy VS | 200.00(kilos) 441.00(lbs) | 58.46x33.35x20.51(in) 148.50x84.70x52.10(cent) |  |  | 731304409779 | 13615.00 | 19600.00 | 24530.00
| GVSUPS15KB2HS | Galaxy VS UPS 15kW 400V, 1 internal 7Ah smart modular battery string, expandable to 2, Start-up 5x8 | https://www.se.com/us/en/product/GVSUPS15KB2HS | 400 3 PH | 400 3 PH | GALAXY VS 3PH UPS | Uninterruptible Power Supply (UPS) | Galaxy VS | 270.00(kilos) 595.35(lbs) | 66.54x25.20x38.98(in) 169.00x64.00x99.00(cent) |  |  | 731304406716 | 17060.00 | 24500.00 | 30745.00
| GVSUPS15KB4FS | Galaxy VS UPS 15kW 208V, 2 internal 9Ah smart modular battery strings, expandable to 4, Start-up 5x8 | https://www.se.com/us/en/product/GVSUPS15KB4FS | 208 3 PH | 208 3 PH | GALAXY VS 3PH UPS | Uninterruptible Power Supply (UPS) | Galaxy VS | 490.00(kilos) 1080.45(lbs) | 66.14x25.20x38.98(in) 168.00x64.00x99.00(cent) |  |  | 731304641674 | 18985.00 | 27300.00 | 34210.00
| GVSUPS15KB4HS | Galaxy VS UPS 15kW 400V, 1 internal 9Ah smart modular battery string, expandable to 4, Start-up 5x8 | https://www.se.com/us/en/product/GVSUPS15KB4HS | 400 3 PH | 400 3 PH | GALAXY VS 3PH UPS | Uninterruptible Power Supply (UPS) | Galaxy VS | 360.00(kilos) 793.80(lbs) | 66.14x25.20x38.98(in) 168.00x64.00x99.00(cent) |  |  | 731304641681 | 18780.00 | 27000.00 | 33840.00
| GVSUPS15KFS | Galaxy VS UPS 15kW 208V for External Batteries, Start-up 5x8 | https://www.se.com/us/en/product/GVSUPS15KFS | 208 3 PH | 208 3 PH | GALAXY VS 3PH UPS | Uninterruptible Power Supply (UPS) | Galaxy VS | 235.00(kilos) 518.18(lbs) | 66.14x25.20x38.98(in) 168.00x64.00x99.00(cent) |  |  | 731304641698 | 14290.00 | 20600.00 | 25745.00
| GVSUPS15KFSUS | Galaxy VS UPS TAA Compliant 15kW 208V for External Batteries, Start-up 5x8 | https://www.se.com/us/en/product/GVSUPS15KFSUS |  |  | GALAXY VS 3PH UPS | Uninterruptible Power Supply (UPS) | Galaxy VS |  |  |  |  | 731304427414 | 15575.00 | 22400.00 | 28060.00
| GVSUPS15KR0B5FS | Galaxy VS UPS 15kW 208V with N+1 power module, for 5 smart modular 9Ah battery strings, Start-up 5x8 | https://www.se.com/us/en/product/GVSUPS15KR0B5FS | 208 3 PH | 208 3 PH | GALAXY VS 3PH UPS | Uninterruptible Power Supply (UPS) | Galaxy VS | 250.00(kilos) 551.25(lbs) | 77.56x33.35x21.65(in) 197.00x84.70x55.00(cent) |  |  | 731304409847 | 20575.00 | 29600.00 | 37075.00
| GVSUPS15KRFS | Galaxy VS UPS 15kW 208V with N+1 power module for external batteries, Start-up 5x8 | https://www.se.com/us/en/product/GVSUPS15KRFS | 208 3 PH | 208 3 PH | GALAXY VS 3PH UPS | Uninterruptible Power Supply (UPS) | Galaxy VS | 250.00(kilos) 551.25(lbs) | 66.14x38.98x25.20(in) 168.00x99.00x64.00(cent) |  |  | 731304418559 | 23420.00 | 33700.00 | 42195.00
| GVSUPS20K0B4FS | Galaxy VS UPS 20kW 208V for up to 4 internal 9Ah smart modular battery strings, Start-up 5x8 | https://www.se.com/us/en/product/GVSUPS20K0B4FS | 208 3 PH | 208 3 PH | GALAXY VS 3PH UPS | Uninterruptible Power Supply (UPS) | Galaxy VS | 200.00(kilos) 441.00(lbs) | 66.14x25.20x38.98(in) 168.00x64.00x99.00(cent) |  |  | 731304409786 | 14885.00 | 21400.00 | 26820.00
| GVSUPS20K0B4GS | Galaxy VS UPS 20kW 480V for up to 4 internal 9Ah smart modular battery strings, Start-up 5x8 | https://www.se.com/us/en/product/GVSUPS20K0B4GS | 480 3 PH | 480 3 PH | GALAXY VS 3PH UPS | Uninterruptible Power Supply (UPS) | Galaxy VS | 192.00(kilos) 423.36(lbs) | 58.46x33.35x20.51(in) 148.50x84.70x52.10(cent) |  |  | 731304409908 | 17020.00 | 24500.00 | 30670.00
| GVSUPS20K0B4HS | Galaxy VS UPS 20kW 400V for up to 4 internal 9Ah smart modular battery strings, Start-up 5x8 | https://www.se.com/us/en/product/GVSUPS20K0B4HS | 400 3 PH | 400 3 PH | GALAXY VS 3PH UPS | Uninterruptible Power Supply (UPS) | Galaxy VS | 200.00(kilos) 441.00(lbs) | 66.14x25.20x38.98(in) 168.00x64.00x99.00(cent) |  |  | 731304410041 | 17020.00 | 24500.00 | 30670.00
| GVSUPS20K100B3H | Galaxy VS UPS 20kW with transformer, 480V Input 400V Output, with 2 modular battery strings expandable to 3 | https://www.se.com/us/en/product/GVSUPS20K100B3H |  | 400 3 PH | GALAXY VS 3PH UPS | Uninterruptible Power Supply (UPS) | Galaxy VS | 870.00(kilos) 1918.35(lbs) | 787.40x236.22x354.33(in) 2000.00x600.00x900.00(cent) |  |  | 731304435204 | 56035.00 | 80500.00 | 100970.00
| GVSUPS20KB2GS | Galaxy VS UPS 20kW 480V, 1 internal 7Ah smart modular battery string, expandable to 2, Start-up 5x8 | https://www.se.com/us/en/product/GVSUPS20KB2GS | 480 3 PH | 480 3 PH | GALAXY VS 3PH UPS | Uninterruptible Power Supply (UPS) | Galaxy VS | 270.00(kilos) 595.35(lbs) | 66.14x25.20x38.98(in) 168.00x64.00x99.00(cent) |  |  | 731304641704 | 17960.00 | 25800.00 | 32365.00
| GVSUPS20KB2HS | Galaxy VS UPS 20kW 400V, 1 internal 7Ah smart modular battery string, expandable to 2, Start-up 5x8 | https://www.se.com/us/en/product/GVSUPS20KB2HS | 400 3 PH | 400 3 PH | GALAXY VS 3PH UPS | Uninterruptible Power Supply (UPS) | Galaxy VS | 270.00(kilos) 595.35(lbs) | 66.54x25.20x38.98(in) 169.00x64.00x99.00(cent) |  |  | 731304406723 | 17960.00 | 25800.00 | 32365.00
| GVSUPS20KB4FS | Galaxy VS UPS 20kW 208V, 2 internal 9Ah smart modular battery strings, expandable to 4, Start-up 5x8 | https://www.se.com/us/en/product/GVSUPS20KB4FS | 208 3 PH | 208 3 PH | GALAXY VS 3PH UPS | Uninterruptible Power Supply (UPS) | Galaxy VS | 490.00(kilos) 1080.45(lbs) | 66.14x25.20x38.98(in) 168.00x64.00x99.00(cent) |  |  | 731304641711 | 20150.00 | 29000.00 | 36305.00
| GVSUPS20KB4GS | Galaxy VS UPS 20kW 480V, 1 internal 9Ah smart modular battery string, expandable to 4, Start-up 5x8 | https://www.se.com/us/en/product/GVSUPS20KB4GS | 480 3 PH | 480 3 PH | GALAXY VS 3PH UPS | Uninterruptible Power Supply (UPS) | Galaxy VS | 490.00(kilos) 1080.45(lbs) | 66.14x25.20x38.98(in) 168.00x64.00x99.00(cent) |  |  | 731304641728 | 19770.00 | 28400.00 | 35620.00
| GVSUPS20KB4HS | Galaxy VS UPS 20kW 400V, 1 internal 9Ah smart modular battery string, expandable to 4, Start-up 5x8 | https://www.se.com/us/en/product/GVSUPS20KB4HS | 400 3 PH | 400 3 PH | GALAXY VS 3PH UPS | Uninterruptible Power Supply (UPS) | Galaxy VS | 360.00(kilos) 793.80(lbs) | 66.14x25.20x38.98(in) 168.00x64.00x99.00(cent) |  |  | 731304406754 | 19770.00 | 28400.00 | 35620.00
| GVSUPS20KFS | Galaxy VS UPS 20kW 208V for External Batteries, Start-up 5x8 | https://www.se.com/us/en/product/GVSUPS20KFS | 208 3 PH | 208 3 PH | GALAXY VS 3PH UPS | Uninterruptible Power Supply (UPS) | Galaxy VS | 235.00(kilos) 518.18(lbs) | 66.14x25.20x38.98(in) 168.00x64.00x99.00(cent) |  |  | 731304641735 | 15080.00 | 21700.00 | 27175.00
| GVSUPS20KFSUS | Galaxy VS UPS TAA Compliant 20kW 208V for External Batteries, Start-up 5x8 | https://www.se.com/us/en/product/GVSUPS20KFSUS |  |  | GALAXY VS 3PH UPS | Uninterruptible Power Supply (UPS) | Galaxy VS |  |  |  |  | 731304427421 | 16440.00 | 23600.00 | 29620.00
| GVSUPS20KGS | Galaxy VS UPS 20kW 480V for External Batteries, Start-up 5x8 | https://www.se.com/us/en/product/GVSUPS20KGS | 480 3 PH | 480 3 PH | GALAXY VS 3PH UPS | Uninterruptible Power Supply (UPS) | Galaxy VS | 235.00(kilos) 518.18(lbs) | 66.14x25.20x38.98(in) 168.00x64.00x99.00(cent) |  |  | 731304641742 | 18220.00 | 26200.00 | 32830.00
| GVSUPS20KGSUS | Galaxy VS UPS TAA Compliant 20kW 480V for External Batteries, Start-up 5x8 | https://www.se.com/us/en/product/GVSUPS20KGSUS |  |  | GALAXY VS 3PH UPS | Uninterruptible Power Supply (UPS) | Galaxy VS |  |  |  |  | 731304427339 | 19860.00 | 28600.00 | 35785.00
| GVSUPS20KHS | Galaxy VS UPS 20kW 400V for External Batteries, Start-up 5x8 | https://www.se.com/us/en/product/GVSUPS20KHS | 400 3 PH | 400 3 PH | GALAXY VS 3PH UPS | Uninterruptible Power Supply (UPS) | Galaxy VS | 235.00(kilos) 518.18(lbs) | 66.14x25.20x38.98(in) 168.00x64.00x99.00(cent) |  |  | 731304342670 | 18220.00 | 26200.00 | 32830.00
| GVSUPS20KMHS | Galaxy VS UPS 20kW 400V for external batteries, halogen-free cables, marine certified, Start-up 5x8 | https://www.se.com/us/en/product/GVSUPS20KMHS | 400 3 PH | 400 3 PH | GALAXY VS 3PH UPS | Uninterruptible Power Supply (UPS) | Galaxy VS | 250.00(kilos) 551.25(lbs) | 66.14x25.20x38.98(in) 168.00x64.00x99.00(cent) |  |  | 731304418337 | 19565.00 | 28100.00 | 35255.00
| GVSUPS20KR0B5FS | Galaxy VS UPS 20kW 208V with N+1 power module, for 5 smart modular 9Ah battery strings, Start-up 5x8 | https://www.se.com/us/en/product/GVSUPS20KR0B5FS | 208 3 PH | 208 3 PH | GALAXY VS 3PH UPS | Uninterruptible Power Supply (UPS) | Galaxy VS | 250.00(kilos) 551.25(lbs) | 81.97x29.72x39.76(in) 208.20x75.50x101.00(cent) |  |  | 731304409854 | 22510.00 | 32400.00 | 40565.00
| GVSUPS20KR0B5GS | Galaxy VS UPS 20kW 480V with N+1 power module, for 5 smart modular 9Ah battery strings, Start-up 5x8 | https://www.se.com/us/en/product/GVSUPS20KR0B5GS | 480 3 PH | 480 3 PH | GALAXY VS 3PH UPS | Uninterruptible Power Supply (UPS) | Galaxy VS | 250.00(kilos) 551.25(lbs) | 81.97x29.72x39.76(in) 208.20x75.50x101.00(cent) |  |  | 731304409977 | 23635.00 | 34000.00 | 42585.00
| GVSUPS20KR0B5HS | Galaxy VS UPS 20kW 400V with N+1 power module, for 5 smart modular 9Ah battery strings, Start-up 5x8 | https://www.se.com/us/en/product/GVSUPS20KR0B5HS | 400 3 PH | 400 3 PH | GALAXY VS 3PH UPS | Uninterruptible Power Supply (UPS) | Galaxy VS | 250.00(kilos) 551.25(lbs) | 81.97x29.72x39.76(in) 208.20x75.50x101.00(cent) |  |  | 731304410119 | 23635.00 | 34000.00 | 42585.00
| GVSUPS20KRFS | Galaxy VS UPS 20kW 208V with N+1 power module for external batteries, Start-up 5x8 | https://www.se.com/us/en/product/GVSUPS20KRFS | 208 3 PH | 208 3 PH | GALAXY VS 3PH UPS | Uninterruptible Power Supply (UPS) | Galaxy VS | 250.00(kilos) 551.25(lbs) | 66.14x38.98x25.20(in) 168.00x99.00x64.00(cent) |  |  | 731304418566 | 24190.00 | 34800.00 | 43585.00
| GVSUPS20KRGS | Galaxy VS UPS 20kW 480V with N+1 power module for external batteries, Start-up 5x8 | https://www.se.com/us/en/product/GVSUPS20KRGS | 480 3 PH | 480 3 PH | GALAXY VS 3PH UPS | Uninterruptible Power Supply (UPS) | Galaxy VS | 250.00(kilos) 551.25(lbs) | 66.14x38.98x25.20(in) 168.00x99.00x64.00(cent) |  |  | 731304418474 | 27235.00 | 39100.00 | 49075.00
| GVSUPS20KRHS | Galaxy VS UPS 20kW 400V with N+1 power module for external batteries, Start-up 5x8 | https://www.se.com/us/en/product/GVSUPS20KRHS | 400 3 PH | 400 3 PH | GALAXY VS 3PH UPS | Uninterruptible Power Supply (UPS) | Galaxy VS | 250.00(kilos) 551.25(lbs) | 66.14x25.20x38.98(in) 168.00x64.00x99.00(cent) |  |  | 731304418269 | 27235.00 | 39100.00 | 49075.00
| GVSUPS25K0B4FS | Galaxy VS UPS 25kW 208V for up to 4 internal 9Ah smart modular battery strings, Start-up 5x8 | https://www.se.com/us/en/product/GVSUPS25K0B4FS | 208 3 PH | 208 3 PH | GALAXY VS 3PH UPS | Uninterruptible Power Supply (UPS) | Galaxy VS | 200.00(kilos) 441.00(lbs) | 66.14x25.20x38.98(in) 168.00x64.00x99.00(cent) |  |  | 731304409793 | 16600.00 | 23900.00 | 29915.00
| GVSUPS25K75FS | Galaxy VS UPS 25kW 208V scalable to 75kW for external batteries, Start-up 5x8 | https://www.se.com/us/en/product/GVSUPS25K75FS | 208 3 PH | 208 3 PH | GALAXY VS 3PH UPS | Uninterruptible Power Supply (UPS) | Galaxy VS | 250.00(kilos) 551.25(lbs) | 66.14x25.20x38.98(in) 168.00x64.00x99.00(cent) |  |  | 731304418627 | 18890.00 | 27200.00 | 34035.00
| GVSUPS25KB4FS | Galaxy VS UPS 25kW 208V, 2 internal 9Ah smart modular battery strings, expandable to 4, Start-up 5x8 | https://www.se.com/us/en/product/GVSUPS25KB4FS | 208 3 PH | 208 3 PH | GALAXY VS 3PH UPS | Uninterruptible Power Supply (UPS) | Galaxy VS | 490.00(kilos) 1080.45(lbs) | 66.14x25.20x38.98(in) 168.00x64.00x99.00(cent) |  |  | 731304641759 | 21000.00 | 30200.00 | 37840.00
| GVSUPS25KFS | Galaxy VS UPS 25kW 208V for External Batteries, Start-up 5x8 | https://www.se.com/us/en/product/GVSUPS25KFS | 208 3 PH | 208 3 PH | GALAXY VS 3PH UPS | Uninterruptible Power Supply (UPS) | Galaxy VS | 235.00(kilos) 518.18(lbs) | 66.14x25.20x38.98(in) 168.00x64.00x99.00(cent) |  |  | 731304641766 | 15875.00 | 22800.00 | 28605.00
| GVSUPS25KFSUS | Galaxy VS UPS TAA Compliant 25kW 208V for External Batteries, Start-up 5x8 | https://www.se.com/us/en/product/GVSUPS25KFSUS | 208 3 PH | 208 3 PH | GALAXY VS 3PH UPS | Uninterruptible Power Supply (UPS) | Galaxy VS |  |  |  |  | 731304427438 | 17305.00 | 24900.00 | 31180.00
| GVSUPS25KR0B5FS | Galaxy VS UPS 25kW 208V with N+1 power module, for 5 smart modular 9Ah battery strings, Start-up 5x8 | https://www.se.com/us/en/product/GVSUPS25KR0B5FS | 208 3 PH | 208 3 PH | GALAXY VS 3PH UPS | Uninterruptible Power Supply (UPS) | Galaxy VS | 250.00(kilos) 551.25(lbs) | 81.97x29.72x39.76(in) 208.20x75.50x101.00(cent) |  |  | 731304409861 | 25130.00 | 36100.00 | 45285.00
| GVSUPS25KRFS | Galaxy VS UPS 25kW 208V with N+1 power module for external batteries, Start-up 5x8 | https://www.se.com/us/en/product/GVSUPS25KRFS | 208 3 PH | 208 3 PH | GALAXY VS 3PH UPS | Uninterruptible Power Supply (UPS) | Galaxy VS | 250.00(kilos) 551.25(lbs) | 58.46x33.35x20.51(in) 148.50x84.70x52.10(cent) |  |  | 731304418573 | 24960.00 | 35900.00 | 44975.00
| GVSUPS30K0B4GS | Galaxy VS UPS 30kW 480V for up to 4 internal 9Ah smart modular battery strings, Start-up 5x8 | https://www.se.com/us/en/product/GVSUPS30K0B4GS | 480 3 PH | 480 3 PH | GALAXY VS 3PH UPS | Uninterruptible Power Supply (UPS) | Galaxy VS | 200.00(kilos) 441.00(lbs) | 66.14x25.20x38.98(in) 168.00x64.00x99.00(cent) |  |  | 731304409915 | 19450.00 | 28000.00 | 35045.00
| GVSUPS30K0B4HS | Galaxy VS UPS 30kW 400V for up to 4 internal 9Ah smart modular battery strings, Start-up 5x8 | https://www.se.com/us/en/product/GVSUPS30K0B4HS | 400 3 PH | 400 3 PH | GALAXY VS 3PH UPS | Uninterruptible Power Supply (UPS) | Galaxy VS | 200.00(kilos) 441.00(lbs) | 66.14x25.20x38.98(in) 168.00x64.00x99.00(cent) |  |  | 731304410058 | 19450.00 | 28000.00 | 35045.00
| GVSUPS30K0B5FS | Galaxy VS UPS 30kW 208V for up to 5 internal 9Ah smart modular battery strings, Start-up 5x8 | https://www.se.com/us/en/product/GVSUPS30K0B5FS | 208 3 PH | 208 3 PH | GALAXY VS 3PH UPS | Uninterruptible Power Supply (UPS) | Galaxy VS | 250.00(kilos) 551.25(lbs) | 77.56x33.35x21.65(in) 197.00x84.70x55.00(cent) |  |  | 731304409809 | 18105.00 | 26000.00 | 32625.00
| GVSUPS30KB4GS | Galaxy VS UPS 30kW 480V, 2 internal 9Ah smart modular battery strings, expandable to 4, Start-up 5x8 | https://www.se.com/us/en/product/GVSUPS30KB4GS | 480 3 PH | 480 3 PH | GALAXY VS 3PH UPS | Uninterruptible Power Supply (UPS) | Galaxy VS | 490.00(kilos) 1080.45(lbs) | 66.14x25.20x38.98(in) 168.00x64.00x99.00(cent) |  |  | 731304641773 | 23320.00 | 33500.00 | 42025.00
| GVSUPS30KB4HS | Galaxy VS UPS 30kW 400V, 2 internal 9Ah smart modular battery strings, expandable to 4, Start-up 5x8 | https://www.se.com/us/en/product/GVSUPS30KB4HS | 400 3 PH | 400 3 PH | GALAXY VS 3PH UPS | Uninterruptible Power Supply (UPS) | Galaxy VS | 490.00(kilos) 1080.45(lbs) | 66.14x25.20x38.98(in) 168.00x64.00x99.00(cent) |  |  | 731304641780 | 23320.00 | 33500.00 | 42025.00
| GVSUPS30KB5FS | Galaxy VS UPS 30kW 208V, 3 internal 9Ah smart modular battery strings, expandable to 5, Start-up 5x8 | https://www.se.com/us/en/product/GVSUPS30KB5FS | 208 3 PH | 208 3 PH | GALAXY VS 3PH UPS | Uninterruptible Power Supply (UPS) | Galaxy VS | 665.00(kilos) 1466.33(lbs) | 77.56x33.35x21.65(in) 197.00x84.70x55.00(cent) |  |  | 731304409731 | 27875.00 | 40100.00 | 50230.00
| GVSUPS30KFS | Galaxy VS UPS 30kW 208V for External Batteries, Start-up 5x8 | https://www.se.com/us/en/product/GVSUPS30KFS | 208 3 PH | 208 3 PH | GALAXY VS 3PH UPS | Uninterruptible Power Supply (UPS) | Galaxy VS | 275.00(kilos) 606.38(lbs) | 66.14x25.20x38.98(in) 168.00x64.00x99.00(cent) |  |  | 731304641797 | 20840.00 | 30000.00 | 37550.00
| GVSUPS30KFSUS | Galaxy VS UPS TAA Compliant 30kW 208V for External Batteries, Start-up 5x8 | https://www.se.com/us/en/product/GVSUPS30KFSUS | 208 3 PH | 208 3 PH | GALAXY VS 3PH UPS | Uninterruptible Power Supply (UPS) | Galaxy VS |  |  |  |  | 731304427445 | 22715.00 | 32700.00 | 40930.00
| GVSUPS30KGS | Galaxy VS UPS 30kW 480V for External Batteries, Start-up 5x8 | https://www.se.com/us/en/product/GVSUPS30KGS | 480 3 PH | 480 3 PH | GALAXY VS 3PH UPS | Uninterruptible Power Supply (UPS) | Galaxy VS | 235.00(kilos) 518.18(lbs) | 66.14x25.20x38.98(in) 168.00x64.00x99.00(cent) |  |  | 731304641803 | 19435.00 | 27900.00 | 35020.00
| GVSUPS30KGSUS | Galaxy VS UPS TAA Compliant 30kW 480V for External Batteries, Start-up 5x8 | https://www.se.com/us/en/product/GVSUPS30KGSUS |  |  | GALAXY VS 3PH UPS | Uninterruptible Power Supply (UPS) | Galaxy VS |  |  |  |  | 731304427346 | 21185.00 | 30500.00 | 38170.00
| GVSUPS30KHS | Galaxy VS UPS 30kW 400V for External Batteries, Start-up 5x8 | https://www.se.com/us/en/product/GVSUPS30KHS | 400 3 PH | 400 3 PH | GALAXY VS 3PH UPS | Uninterruptible Power Supply (UPS) | Galaxy VS | 235.00(kilos) 518.18(lbs) | 66.14x25.20x38.98(in) 168.00x64.00x99.00(cent) |  |  | 731304342717 | 19435.00 | 27900.00 | 35020.00
| GVSUPS30KMHS | Galaxy VS UPS 30kW 400V for external batteries, halogen-free cables, marine certified, Start-up 5x8 | https://www.se.com/us/en/product/GVSUPS30KMHS | 400 3 PH | 400 3 PH | GALAXY VS 3PH UPS | Uninterruptible Power Supply (UPS) | Galaxy VS | 250.00(kilos) 551.25(lbs) | 66.14x25.20x38.98(in) 168.00x64.00x99.00(cent) |  |  | 731304418344 | 20780.00 | 29900.00 | 37445.00
| GVSUPS30KR0B5GS | Galaxy VS UPS 30kW 480V with N+1 power module, for 5 smart modular 9Ah battery strings, Start-up 5x8 | https://www.se.com/us/en/product/GVSUPS30KR0B5GS | 480 3 PH | 480 3 PH | GALAXY VS 3PH UPS | Uninterruptible Power Supply (UPS) | Galaxy VS | 250.00(kilos) 551.25(lbs) | 81.97x29.72x39.76(in) 208.20x75.50x101.00(cent) |  |  | 731304409984 | 27430.00 | 39400.00 | 49430.00
| GVSUPS30KR0B5HS | Galaxy VS UPS 30kW 400V with N+1 power module, for 5 smart modular 9Ah battery strings, Start-up 5x8 | https://www.se.com/us/en/product/GVSUPS30KR0B5HS | 400 3 PH | 400 3 PH | GALAXY VS 3PH UPS | Uninterruptible Power Supply (UPS) | Galaxy VS | 250.00(kilos) 551.25(lbs) | 81.97x29.72x39.76(in) 208.20x75.50x101.00(cent) |  |  | 731304410126 | 27430.00 | 39400.00 | 49430.00
| GVSUPS30KRFS | Galaxy VS UPS 30kW 208V with N+1 power module for external batteries, Start-up 5x8 | https://www.se.com/us/en/product/GVSUPS30KRFS | 208 3 PH | 208 3 PH | GALAXY VS 3PH UPS | Uninterruptible Power Supply (UPS) | Galaxy VS | 250.00(kilos) 551.25(lbs) | 66.14x38.98x25.20(in) 168.00x99.00x64.00(cent) |  |  | 731304418580 | 29780.00 | 42800.00 | 53660.00
| GVSUPS30KRGS | Galaxy VS UPS 30kW 480V with N+1 power module for external batteries, Start-up 5x8 | https://www.se.com/us/en/product/GVSUPS30KRGS | 480 3 PH | 480 3 PH | GALAXY VS 3PH UPS | Uninterruptible Power Supply (UPS) | Galaxy VS | 250.00(kilos) 551.25(lbs) | 58.46x33.35x20.51(in) 148.50x84.70x52.10(cent) |  |  | 731304418481 | 28415.00 | 40800.00 | 51200.00
| GVSUPS30KRHS | Galaxy VS UPS 30kW 400V with N+1 power module for external batteries, Start-up 5x8 | https://www.se.com/us/en/product/GVSUPS30KRHS | 400 3 PH | 400 3 PH | GALAXY VS 3PH UPS | Uninterruptible Power Supply (UPS) | Galaxy VS | 250.00(kilos) 551.25(lbs) | 66.14x25.20x38.98(in) 168.00x64.00x99.00(cent) |  |  | 731304418276 | 28415.00 | 40800.00 | 51200.00
| GVSUPS40K0B4GS | Galaxy VS UPS 40kW 480V for up to 4 internal 9Ah smart modular battery strings, Start-up 5x8 | https://www.se.com/us/en/product/GVSUPS40K0B4GS | 480 3 PH | 480 3 PH | GALAXY VS 3PH UPS | Uninterruptible Power Supply (UPS) | Galaxy VS | 200.00(kilos) 441.00(lbs) | 66.14x25.20x38.98(in) 168.00x64.00x99.00(cent) |  |  | 731304409922 | 21265.00 | 30600.00 | 38315.00
| GVSUPS40K0B4HS | Galaxy VS UPS 40kW 400V for up to 4 internal 9Ah smart modular battery strings, Start-up 5x8 | https://www.se.com/us/en/product/GVSUPS40K0B4HS | 400 3 PH | 400 3 PH | GALAXY VS 3PH UPS | Uninterruptible Power Supply (UPS) | Galaxy VS | 200.00(kilos) 441.00(lbs) | 66.14x25.20x38.98(in) 168.00x64.00x99.00(cent) |  |  | 731304410065 | 21265.00 | 30600.00 | 38315.00
| GVSUPS40K0B5FS | Galaxy VS UPS 40kW 208V for up to 5 internal 9Ah smart modular battery strings, Start-up 5x8 | https://www.se.com/us/en/product/GVSUPS40K0B5FS | 208 3 PH | 208 3 PH | GALAXY VS 3PH UPS | Uninterruptible Power Supply (UPS) | Galaxy VS | 250.00(kilos) 551.25(lbs) | 81.97x29.72x39.76(in) 208.20x75.50x101.00(cent) |  |  | 731304409816 | 21525.00 | 31000.00 | 38790.00
| GVSUPS40KB4GS | Galaxy VS UPS 40kW 480V, 2 internal 9Ah smart modular battery strings, expandable to 4, Start-up 5x8 | https://www.se.com/us/en/product/GVSUPS40KB4GS | 480 3 PH | 480 3 PH | GALAXY VS 3PH UPS | Uninterruptible Power Supply (UPS) | Galaxy VS | 490.00(kilos) 1080.45(lbs) | 66.14x25.20x38.98(in) 168.00x64.00x99.00(cent) |  |  | 731304641810 | 26380.00 | 37900.00 | 47535.00
| GVSUPS40KB4HS | Galaxy VS UPS 40kW 400V, 2 internal 9Ah smart modular battery strings, expandable to 4, Start-up 5x8 | https://www.se.com/us/en/product/GVSUPS40KB4HS | 400 3 PH | 400 3 PH | GALAXY VS 3PH UPS | Uninterruptible Power Supply (UPS) | Galaxy VS | 490.00(kilos) 1080.45(lbs) | 66.14x25.20x38.98(in) 168.00x64.00x99.00(cent) |  |  | 731304406778 | 26380.00 | 37900.00 | 47535.00
| GVSUPS40KB5FS | Galaxy VS UPS 40kW 208V, 3 internal 9Ah smart modular battery strings, expandable to 5, Start-up 5x8 | https://www.se.com/us/en/product/GVSUPS40KB5FS | 208 3 PH | 208 3 PH | GALAXY VS 3PH UPS | Uninterruptible Power Supply (UPS) | Galaxy VS | 680.00(kilos) 1499.40(lbs) | 77.56x33.35x21.65(in) 197.00x84.70x55.00(cent) |  |  | 731304409748 | 31785.00 | 45700.00 | 57275.00
| GVSUPS40KFS | Galaxy VS UPS 40kW 208V for External Batteries, Start-up 5x8 | https://www.se.com/us/en/product/GVSUPS40KFS | 208 3 PH | 208 3 PH | GALAXY VS 3PH UPS | Uninterruptible Power Supply (UPS) | Galaxy VS | 275.00(kilos) 606.38(lbs) | 66.14x25.20x38.98(in) 168.00x64.00x99.00(cent) |  |  | 731304641827 | 23155.00 | 33300.00 | 41725.00
| GVSUPS40KFSUS | Galaxy VS UPS TAA Compliant 40kW 208V for External Batteries, Start-up 5x8 | https://www.se.com/us/en/product/GVSUPS40KFSUS | 208 3 PH | 208 3 PH | GALAXY VS 3PH UPS | Uninterruptible Power Supply (UPS) | Galaxy VS |  |  |  |  | 731304427452 | 25240.00 | 36300.00 | 45480.00
| GVSUPS40KGS | Galaxy VS UPS 40kW 480V for External Batteries, Start-up 5x8 | https://www.se.com/us/en/product/GVSUPS40KGS | 480 3 PH | 480 3 PH | GALAXY VS 3PH UPS | Uninterruptible Power Supply (UPS) | Galaxy VS | 235.00(kilos) 518.18(lbs) | 66.14x25.20x38.98(in) 168.00x64.00x99.00(cent) |  |  | 731304641834 | 21380.00 | 30700.00 | 38530.00
| GVSUPS40KGSUS | Galaxy VS UPS TAA Compliant 40kW 480V for External Batteries, Start-up 5x8 | https://www.se.com/us/en/product/GVSUPS40KGSUS |  |  | GALAXY VS 3PH UPS | Uninterruptible Power Supply (UPS) | Galaxy VS |  |  |  |  | 731304427353 | 23305.00 | 33500.00 | 41995.00
| GVSUPS40KHS | Galaxy VS UPS 40kW 400V for External Batteries, Start-up 5x8 | https://www.se.com/us/en/product/GVSUPS40KHS | 400 3 PH | 400 3 PH | GALAXY VS 3PH UPS | Uninterruptible Power Supply (UPS) | Galaxy VS | 235.00(kilos) 518.18(lbs) | 66.14x25.20x38.98(in) 168.00x64.00x99.00(cent) |  |  | 731304342748 | 21380.00 | 30700.00 | 38530.00
| GVSUPS40KMHS | Galaxy VS UPS 40kW 400V for external batteries, halogen-free cables, marine certified, Start-up 5x8 | https://www.se.com/us/en/product/GVSUPS40KMHS | 400 3 PH | 400 3 PH | GALAXY VS 3PH UPS | Uninterruptible Power Supply (UPS) | Galaxy VS | 250.00(kilos) 551.25(lbs) | 66.14x25.20x38.98(in) 168.00x64.00x99.00(cent) |  |  | 731304418351 | 22725.00 | 32700.00 | 40950.00
| GVSUPS40KR0B5GS | Galaxy VS UPS 40kW 480V with N+1 power module, for 5 smart modular 9Ah battery strings, Start-up 5x8 | https://www.se.com/us/en/product/GVSUPS40KR0B5GS | 480 3 PH | 480 3 PH | GALAXY VS 3PH UPS | Uninterruptible Power Supply (UPS) | Galaxy VS | 250.00(kilos) 551.25(lbs) | 77.56x33.35x21.65(in) 197.00x84.70x55.00(cent) |  |  | 731304409991 | 30015.00 | 43100.00 | 54085.00
| GVSUPS40KR0B5HS | Galaxy VS UPS 40kW 400V with N+1 power module, for 5 smart modular 9Ah battery strings, Start-up 5x8 | https://www.se.com/us/en/product/GVSUPS40KR0B5HS | 400 3 PH | 400 3 PH | GALAXY VS 3PH UPS | Uninterruptible Power Supply (UPS) | Galaxy VS | 250.00(kilos) 551.25(lbs) | 81.97x29.72x39.76(in) 208.20x75.50x101.00(cent) |  |  | 731304410133 | 30015.00 | 43100.00 | 54085.00
| GVSUPS40KRFS | Galaxy VS UPS 40kW 208V with N+1 power module for external batteries, Start-up 5x8 | https://www.se.com/us/en/product/GVSUPS40KRFS | 208 3 PH | 208 3 PH | GALAXY VS 3PH UPS | Uninterruptible Power Supply (UPS) | Galaxy VS | 250.00(kilos) 551.25(lbs) | 66.14x38.98x25.20(in) 168.00x99.00x64.00(cent) |  |  | 731304418597 | 32025.00 | 46000.00 | 57710.00
| GVSUPS40KRGS | Galaxy VS UPS 40kW 480V with N+1 power module for external batteries, Start-up 5x8 | https://www.se.com/us/en/product/GVSUPS40KRGS | 480 3 PH | 480 3 PH | GALAXY VS 3PH UPS | Uninterruptible Power Supply (UPS) | Galaxy VS | 250.00(kilos) 551.25(lbs) | 66.14x38.98x25.20(in) 168.00x99.00x64.00(cent) |  |  | 731304418498 | 30305.00 | 43600.00 | 54605.00
| GVSUPS40KRHS | Galaxy VS UPS 40kW 400V with N+1 power module for external batteries, Start-up 5x8 | https://www.se.com/us/en/product/GVSUPS40KRHS | 400 3 PH | 400 3 PH | GALAXY VS 3PH UPS | Uninterruptible Power Supply (UPS) | Galaxy VS | 250.00(kilos) 551.25(lbs) | 66.14x25.20x38.98(in) 168.00x64.00x99.00(cent) |  |  | 731304418283 | 30305.00 | 43600.00 | 54605.00
| GVSUPS50K0B4GS | Galaxy VS UPS 50kW 480V for up to 4 internal 9Ah smart modular battery strings, Start-up 5x8 | https://www.se.com/us/en/product/GVSUPS50K0B4GS | 480 3 PH | 480 3 PH | GALAXY VS 3PH UPS | Uninterruptible Power Supply (UPS) | Galaxy VS | 200.00(kilos) 441.00(lbs) | 66.14x25.20x38.98(in) 168.00x64.00x99.00(cent) |  |  | 731304409939 | 23720.00 | 34100.00 | 42735.00
| GVSUPS50K0B4HS | Galaxy VS UPS 50kW 400V for up to 4 internal 9Ah smart modular battery strings, Start-up 5x8 | https://www.se.com/us/en/product/GVSUPS50K0B4HS | 400 3 PH | 400 3 PH | GALAXY VS 3PH UPS | Uninterruptible Power Supply (UPS) | Galaxy VS | 200.00(kilos) 441.00(lbs) | 66.14x25.20x38.98(in) 168.00x64.00x99.00(cent) |  |  | 731304410072 | 23720.00 | 34100.00 | 42735.00
| GVSUPS50K0B5FS | Galaxy VS UPS 50kW 208V for up to 5 internal 9Ah smart modular battery strings, Start-up 5x8 | https://www.se.com/us/en/product/GVSUPS50K0B5FS | 208 3 PH | 208 3 PH | GALAXY VS 3PH UPS | Uninterruptible Power Supply (UPS) | Galaxy VS | 250.00(kilos) 551.25(lbs) | 81.97x29.72x39.76(in) 208.20x75.50x101.00(cent) |  |  | 731304409823 | 23830.00 | 34300.00 | 42940.00
| GVSUPS50K150GS | Galaxy VS UPS 50kW 480V scalable to 150kW for external batteries, Start-up 5x8 | https://www.se.com/us/en/product/GVSUPS50K150GS | 480 3 PH | 480 3 PH | GALAXY VS 3PH UPS | Uninterruptible Power Supply (UPS) | Galaxy VS | 250.00(kilos) 551.25(lbs) | 66.14x25.20x38.98(in) 168.00x64.00x99.00(cent) |  |  | 731304418610 | 26590.00 | 38200.00 | 47915.00
| GVSUPS50K150HS | Galaxy VS UPS 50kW 400V scalable to 150kW for external batteries, Start-up 5x8 | https://www.se.com/us/en/product/GVSUPS50K150HS | 400 3 PH | 400 3 PH | GALAXY VS 3PH UPS | Uninterruptible Power Supply (UPS) | Galaxy VS | 250.00(kilos) 551.25(lbs) | 66.14x25.20x38.98(in) 168.00x64.00x99.00(cent) |  |  | 731304418429 | 26590.00 | 38200.00 | 47915.00
| GVSUPS50KB4GS | Galaxy VS UPS 50kW 480V, 2 internal 9Ah smart modular battery strings, expandable to 4, Start-up 5x8 | https://www.se.com/us/en/product/GVSUPS50KB4GS | 480 3 PH | 480 3 PH | GALAXY VS 3PH UPS | Uninterruptible Power Supply (UPS) | Galaxy VS | 490.00(kilos) 1080.45(lbs) | 66.14x25.20x38.98(in) 168.00x64.00x99.00(cent) |  |  | 731304641841 | 29150.00 | 41900.00 | 52530.00
| GVSUPS50KB4HS | Galaxy VS UPS 50kW 400V, 2 internal 9Ah smart modular battery strings, expandable to 4, Start-up 5x8 | https://www.se.com/us/en/product/GVSUPS50KB4HS | 400 3 PH | 400 3 PH | GALAXY VS 3PH UPS | Uninterruptible Power Supply (UPS) | Galaxy VS | 490.00(kilos) 1080.45(lbs) | 66.14x25.20x38.98(in) 168.00x64.00x99.00(cent) |  |  | 731304406785 | 29150.00 | 41900.00 | 52530.00
| GVSUPS50KB5FS | Galaxy VS UPS 50kW 208V, 3 internal 9Ah smart modular battery strings, expandable to 5, Start-up 5x8 | https://www.se.com/us/en/product/GVSUPS50KB5FS | 208 3 PH | 208 3 PH | GALAXY VS 3PH UPS | Uninterruptible Power Supply (UPS) | Galaxy VS | 680.00(kilos) 1499.40(lbs) | 77.56x33.35x21.65(in) 197.00x84.70x55.00(cent) |  |  | 731304409755 | 34420.00 | 49500.00 | 62020.00
| GVSUPS50KFS | Galaxy VS UPS 50kW 208V for External Batteries, Start-up 5x8 | https://www.se.com/us/en/product/GVSUPS50KFS | 208 3 PH | 208 3 PH | GALAXY VS 3PH UPS | Uninterruptible Power Supply (UPS) | Galaxy VS | 275.00(kilos) 606.38(lbs) | 66.14x25.20x38.98(in) 168.00x64.00x99.00(cent) |  |  | 731304641858 | 26320.00 | 37800.00 | 47425.00
| GVSUPS50KFSUS | Galaxy VS UPS TAA Compliant 50kW 208V for External Batteries, Start-up 5x8 | https://www.se.com/us/en/product/GVSUPS50KFSUS | 208 3 PH | 208 3 PH | GALAXY VS 3PH UPS | Uninterruptible Power Supply (UPS) | Galaxy VS |  |  |  |  | 731304427469 | 28685.00 | 41200.00 | 51690.00
| GVSUPS50KGS | Galaxy VS UPS 50kW 480V for External Batteries, Start-up 5x8 | https://www.se.com/us/en/product/GVSUPS50KGS | 480 3 PH | 480 3 PH | GALAXY VS 3PH UPS | Uninterruptible Power Supply (UPS) | Galaxy VS | 235.00(kilos) 518.18(lbs) | 66.14x25.20x38.98(in) 168.00x64.00x99.00(cent) |  |  | 731304641865 | 24295.00 | 34900.00 | 43775.00
| GVSUPS50KGSUS | Galaxy VS UPS TAA Compliant 50kW 480V for External Batteries, Start-up 5x8 | https://www.se.com/us/en/product/GVSUPS50KGSUS |  |  | GALAXY VS 3PH UPS | Uninterruptible Power Supply (UPS) | Galaxy VS |  |  |  |  | 731304427360 | 26480.00 | 38100.00 | 47715.00
| GVSUPS50KHS | Galaxy VS UPS 50kW 400V for External Batteries, Start-up 5x8 | https://www.se.com/us/en/product/GVSUPS50KHS | 400 3 PH | 400 3 PH | GALAXY VS 3PH UPS | Uninterruptible Power Supply (UPS) | Galaxy VS | 235.00(kilos) 518.18(lbs) | 66.14x25.20x38.98(in) 168.00x64.00x99.00(cent) |  |  | 731304342786 | 24295.00 | 34900.00 | 43775.00
| GVSUPS50KMHS | Galaxy VS UPS 50kW 400V for external batteries, halogen-free cables, marine certified, Start-up 5x8 | https://www.se.com/us/en/product/GVSUPS50KMHS | 400 3 PH | 400 3 PH | GALAXY VS 3PH UPS | Uninterruptible Power Supply (UPS) | Galaxy VS | 250.00(kilos) 551.25(lbs) | 66.14x25.20x38.98(in) 168.00x64.00x99.00(cent) |  |  | 731304418368 | 25640.00 | 36900.00 | 46200.00
| GVSUPS50KR0B5GS | Galaxy VS UPS 50kW 480V with N+1 power module, for 5 smart modular 9Ah battery strings, Start-up 5x8 | https://www.se.com/us/en/product/GVSUPS50KR0B5GS | 480 3 PH | 480 3 PH | GALAXY VS 3PH UPS | Uninterruptible Power Supply (UPS) | Galaxy VS | 250.00(kilos) 551.25(lbs) | 81.97x29.72x39.76(in) 208.20x75.50x101.00(cent) |  |  | 731304410003 | 33510.00 | 48200.00 | 60380.00
| GVSUPS50KR0B5HS | Galaxy VS UPS 50kW 400V with N+1 power module, for 5 smart modular 9Ah battery strings, Start-up 5x8 | https://www.se.com/us/en/product/GVSUPS50KR0B5HS | 400 3 PH | 400 3 PH | GALAXY VS 3PH UPS | Uninterruptible Power Supply (UPS) | Galaxy VS | 250.00(kilos) 551.25(lbs) | 81.97x29.72x39.76(in) 208.20x75.50x101.00(cent) |  |  | 731304410140 | 33510.00 | 48200.00 | 60380.00
| GVSUPS50KRFS | Galaxy VS UPS 50kW 208V with N+1 power module for external batteries, Start-up 5x8 | https://www.se.com/us/en/product/GVSUPS50KRFS | 208 3 PH | 208 3 PH | GALAXY VS 3PH UPS | Uninterruptible Power Supply (UPS) | Galaxy VS | 250.00(kilos) 551.25(lbs) | 66.14x38.98x25.20(in) 168.00x99.00x64.00(cent) |  |  | 731304418603 | 35095.00 | 50400.00 | 63245.00
| GVSUPS50KRGS | Galaxy VS UPS 50kW 480V with N+1 power module for external batteries, Start-up 5x8 | https://www.se.com/us/en/product/GVSUPS50KRGS | 480 3 PH | 480 3 PH | GALAXY VS 3PH UPS | Uninterruptible Power Supply (UPS) | Galaxy VS | 250.00(kilos) 551.25(lbs) | 66.14x38.98x25.20(in) 168.00x99.00x64.00(cent) |  |  | 731304418504 | 33130.00 | 47600.00 | 59700.00
| GVSUPS50KRHS | Galaxy VS UPS 50kW 400V with N+1 power module for external batteries, Start-up 5x8 | https://www.se.com/us/en/product/GVSUPS50KRHS | 400 3 PH | 400 3 PH | GALAXY VS 3PH UPS | Uninterruptible Power Supply (UPS) | Galaxy VS | 250.00(kilos) 551.25(lbs) | 66.14x25.20x38.98(in) 168.00x64.00x99.00(cent) |  |  | 731304418290 | 33135.00 | 47600.00 | 59705.00
| GVSUPS60K0B5GS | Galaxy VS UPS 60kW 480V for up to 5 internal 9Ah smart modular battery strings, Start-up 5x8 | https://www.se.com/us/en/product/GVSUPS60K0B5GS | 480 3 PH | 480 3 PH | GALAXY VS 3PH UPS | Uninterruptible Power Supply (UPS) | Galaxy VS | 250.00(kilos) 551.25(lbs) | 77.56x33.35x21.65(in) 197.00x84.70x55.00(cent) |  |  | 731304409946 | 25865.00 | 37200.00 | 46610.00
| GVSUPS60K0B5HS | Galaxy VS UPS 60kW 400V for up to 5 internal 9Ah smart modular battery strings, Start-up 5x8 | https://www.se.com/us/en/product/GVSUPS60K0B5HS | 400 3 PH | 400 3 PH | GALAXY VS 3PH UPS | Uninterruptible Power Supply (UPS) | Galaxy VS | 250.00(kilos) 551.25(lbs) | 81.97x29.72x39.76(in) 208.20x75.50x101.00(cent) |  |  | 731304410089 | 25865.00 | 37200.00 | 46610.00
| GVSUPS60KB5GS | Galaxy VS UPS 60kW 480V, 3 internal 9Ah smart modular battery strings, expandable to 5, Start-up 5x8 | https://www.se.com/us/en/product/GVSUPS60KB5GS | 480 3 PH | 480 3 PH | GALAXY VS 3PH UPS | Uninterruptible Power Supply (UPS) | Galaxy VS | 690.00(kilos) 1521.45(lbs) | 81.97x29.72x39.76(in) 208.20x75.50x101.00(cent) |  |  | 731304409878 | 34845.00 | 50100.00 | 62790.00
| GVSUPS60KB5HS | Galaxy VS UPS 60kW 400V, 3 internal 9Ah smart modular battery strings, expandable to 5, Start-up 5x8 | https://www.se.com/us/en/product/GVSUPS60KB5HS | 400 3 PH | 400 3 PH | GALAXY VS 3PH UPS | Uninterruptible Power Supply (UPS) | Galaxy VS | 270.00(kilos) 595.35(lbs) | 81.97x29.72x39.76(in) 208.20x75.50x101.00(cent) |  |  | 731304410010 | 34845.00 | 50100.00 | 62790.00
| GVSUPS60KFS | Galaxy VS 60kW 208V for external batteries, Start-up 5x8 | https://www.se.com/us/en/product/GVSUPS60KFS | 208 3 PH | 208 | GALAXY VS 3PH UPS | Uninterruptible Power Supply (UPS) | Galaxy VS | 315.00(kilos) 694.58(lbs) | 66.14x25.20x38.98(in) 168.00x64.00x99.00(cent) |  |  | 731304418450 | 30660.00 | 44100.00 | 55250.00
| GVSUPS60KGS | Galaxy VS UPS 60kW 480V for External Batteries, Start-up 5x8 | https://www.se.com/us/en/product/GVSUPS60KGS | 480 3 PH | 480 3 PH | GALAXY VS 3PH UPS | Uninterruptible Power Supply (UPS) | Galaxy VS | 275.00(kilos) 606.38(lbs) | 66.14x25.20x38.98(in) 168.00x64.00x99.00(cent) |  |  | 731304641872 | 27655.00 | 39700.00 | 49830.00
| GVSUPS60KGSUS | Galaxy VS UPS TAA Compliant 60kW 480V for External Batteries, Start-up 5x8 | https://www.se.com/us/en/product/GVSUPS60KGSUS |  |  | GALAXY VS 3PH UPS | Uninterruptible Power Supply (UPS) | Galaxy VS |  |  |  |  | 731304427377 | 30140.00 | 43300.00 | 54315.00
| GVSUPS60KHS | Galaxy VS UPS 60kW 400V for External Batteries, Start-up 5x8 | https://www.se.com/us/en/product/GVSUPS60KHS | 400 3 PH | 400 3 PH | GALAXY VS 3PH UPS | Uninterruptible Power Supply (UPS) | Galaxy VS | 275.00(kilos) 606.38(lbs) | 66.14x25.20x38.98(in) 168.00x64.00x99.00(cent) |  |  | 731304342809 | 27655.00 | 39700.00 | 49830.00
| GVSUPS60KMHS | Galaxy VS UPS 60kW 400V for external batteries, halogen-free cables, marine certified, Start-up 5x8 | https://www.se.com/us/en/product/GVSUPS60KMHS | 400 3 PH | 400 3 PH | GALAXY VS 3PH UPS | Uninterruptible Power Supply (UPS) | Galaxy VS | 280.00(kilos) 617.40(lbs) | 66.14x25.20x38.98(in) 168.00x64.00x99.00(cent) |  |  | 731304418375 | 28595.00 | 41100.00 | 51525.00
| GVSUPS60KRGS | Galaxy VS UPS 60kW 480V with N+1 power module for external batteries, Start-up 5x8 | https://www.se.com/us/en/product/GVSUPS60KRGS | 480 3 PH | 480 3 PH | GALAXY VS 3PH UPS | Uninterruptible Power Supply (UPS) | Galaxy VS | 371.00(kilos) 818.06(lbs) | 66.14x38.98x47.88(in) 168.00x99.01x121.62(cent) |  |  | 731304418511 | 36395.00 | 52300.00 | 65580.00
| GVSUPS60KRHS | Galaxy VS UPS 60kW 400V with N+1 power module for external batteries, Start-up 5x8 | https://www.se.com/us/en/product/GVSUPS60KRHS | 400 3 PH | 400 3 PH | GALAXY VS 3PH UPS | Uninterruptible Power Supply (UPS) | Galaxy VS | 315.00(kilos) 694.58(lbs) | 66.14x25.20x38.98(in) 168.00x64.00x99.00(cent) |  |  | 731304418306 | 36395.00 | 52300.00 | 65580.00
| GVSUPS75KFS | Galaxy VS 75kW 208V for external batteries, Start-up 5x8 | https://www.se.com/us/en/product/GVSUPS75KFS | 208 3 PH | 208 3 PH | GALAXY VS 3PH UPS | Uninterruptible Power Supply (UPS) | Galaxy VS | 315.00(kilos) 694.58(lbs) | 661.42x251.97x389.76(in) 1680.00x640.00x990.00(cent) |  |  | 731304418467 | 36025.00 | 51800.00 | 64920.00
| GVSUPS80K0B5GS | Galaxy VS UPS 80kW 480V for up to 5 internal 9Ah smart modular battery strings, Start-up 5x8 | https://www.se.com/us/en/product/GVSUPS80K0B5GS | 480 3 PH | 480 3 PH | GALAXY VS 3PH UPS | Uninterruptible Power Supply (UPS) | Galaxy VS | 250.00(kilos) 551.25(lbs) | 77.56x33.35x21.65(in) 197.00x84.70x55.00(cent) |  |  | 731304409953 | 30750.00 | 44200.00 | 55410.00
| GVSUPS80K0B5HS | Galaxy VS UPS 80kW 400V for up to 5 internal 9Ah smart modular battery strings, Start-up 5x8 | https://www.se.com/us/en/product/GVSUPS80K0B5HS | 400 3 PH | 400 3 PH | GALAXY VS 3PH UPS | Uninterruptible Power Supply (UPS) | Galaxy VS | 250.00(kilos) 551.25(lbs) | 81.97x29.72x39.76(in) 208.20x75.50x101.00(cent) |  |  | 731304410096 | 30750.00 | 44200.00 | 55410.00
| GVSUPS80KB5GS | Galaxy VS UPS 80kW 480V, 3 internal 9Ah smart modular battery strings, expandable to 5, Start-up 5x8 | https://www.se.com/us/en/product/GVSUPS80KB5GS | 480 3 PH | 480 3 PH | GALAXY VS 3PH UPS | Uninterruptible Power Supply (UPS) | Galaxy VS | 705.00(kilos) 1554.53(lbs) | 81.97x29.72x39.76(in) 208.20x75.50x101.00(cent) |  |  | 731304409885 | 39730.00 | 57100.00 | 71590.00
| GVSUPS80KB5HS | Galaxy VS UPS 80kW 400V, 3 internal 9Ah smart modular battery strings, expandable to 5, Start-up 5x8 | https://www.se.com/us/en/product/GVSUPS80KB5HS | 400 3 PH | 400 3 PH | GALAXY VS 3PH UPS | Uninterruptible Power Supply (UPS) | Galaxy VS | 270.00(kilos) 595.35(lbs) | 81.97x29.72x39.76(in) 208.20x75.50x101.00(cent) |  |  | 731304410027 | 39730.00 | 57100.00 | 71590.00
| GVSUPS80KGS | Galaxy VS UPS 80kW 480V for External Batteries, Start-up 5x8 | https://www.se.com/us/en/product/GVSUPS80KGS | 480 3 PH | 480 3 PH | GALAXY VS 3PH UPS | Uninterruptible Power Supply (UPS) | Galaxy VS | 275.00(kilos) 606.38(lbs) | 66.14x25.20x38.98(in) 168.00x64.00x99.00(cent) |  |  | 731304641889 | 29940.00 | 43000.00 | 53950.00
| GVSUPS80KGSUS | Galaxy VS UPS TAA Compliant 80kW 480V for External Batteries, Start-up 5x8 | https://www.se.com/us/en/product/GVSUPS80KGSUS |  |  | GALAXY VS 3PH UPS | Uninterruptible Power Supply (UPS) | Galaxy VS |  |  |  |  | 731304427384 | 32635.00 | 46900.00 | 58805.00
| GVSUPS80KHS | Galaxy VS UPS 80kW 400V for External Batteries, Start-up 5x8 | https://www.se.com/us/en/product/GVSUPS80KHS | 400 3 PH | 400 3 PH | GALAXY VS 3PH UPS | Uninterruptible Power Supply (UPS) | Galaxy VS | 275.00(kilos) 606.38(lbs) | 66.14x25.20x38.98(in) 168.00x64.00x99.00(cent) |  |  | 731304342823 | 29940.00 | 43000.00 | 53950.00
| GVSUPS80KMHS | Galaxy VS UPS 80kW 400V for external batteries, halogen-free cables, marine certified, Start-up 5x8 | https://www.se.com/us/en/product/GVSUPS80KMHS | 400 3 PH | 400 3 PH | GALAXY VS 3PH UPS | Uninterruptible Power Supply (UPS) | Galaxy VS | 290.00(kilos) 639.45(lbs) | 66.14x25.20x38.98(in) 168.00x64.00x99.00(cent) |  |  | 731304418382 | 30880.00 | 44400.00 | 55645.00
| GVSUPS80KRGS | Galaxy VS UPS 80kW 480V with N+1 power module for external batteries, Start-up 5x8 | https://www.se.com/us/en/product/GVSUPS80KRGS | 480 3 PH | 480 3 PH | GALAXY VS 3PH UPS | Uninterruptible Power Supply (UPS) | Galaxy VS | 250.00(kilos) 551.25(lbs) | 66.14x38.98x25.20(in) 168.00x99.00x64.00(cent) |  |  | 731304418528 | 38615.00 | 55500.00 | 69580.00
| GVSUPS80KRHS | Galaxy VS UPS 80kW 400V with N+1 power module for external batteries, Start-up 5x8 | https://www.se.com/us/en/product/GVSUPS80KRHS | 400 3 PH | 400 3 PH | GALAXY VS 3PH UPS | Uninterruptible Power Supply (UPS) | Galaxy VS | 315.00(kilos) 694.58(lbs) | 66.14x25.20x38.98(in) 168.00x64.00x99.00(cent) |  |  | 731304418313 | 38615.00 | 55500.00 | 69580.00
| GVSUPS100K0B5GS | Galaxy VS UPS 100kW 480V for up to 5 internal 9Ah smart modular battery strings, Start-up 5x8 | https://www.se.com/us/en/product/GVSUPS100K0B5GS | 480 3 PH | 480 3 PH | GALAXY VS 3PH UPS | Uninterruptible Power Supply (UPS) | Galaxy VS | 250.00(kilos) 551.25(lbs) | 77.56x33.35x21.65(in) 197.00x84.70x55.00(cent) |  |  | 731304409960 | 34045.00 | 48900.00 | 61345.00
| GVSUPS100K0B5HS | Galaxy VS UPS 100kW 400V for up to 5 internal 9Ah smart modular battery strings, Start-up 5x8 | https://www.se.com/us/en/product/GVSUPS100K0B5HS | 400 3 PH | 400 3 PH | GALAXY VS 3PH UPS | Uninterruptible Power Supply (UPS) | Galaxy VS | 250.00(kilos) 551.25(lbs) | 81.97x29.72x39.76(in) 208.20x75.50x101.00(cent) |  |  | 731304410102 | 34045.00 | 48900.00 | 61345.00
| GVSUPS100KB5GS | Galaxy VS UPS 100kW 480V, 3 internal 9Ah smart modular battery strings expandable to 5, Start-up 5x8 | https://www.se.com/us/en/product/GVSUPS100KB5GS | 480 3 PH | 480 3 PH | GALAXY VS 3PH UPS | Uninterruptible Power Supply (UPS) | Galaxy VS | 680.00(kilos) 1499.40(lbs) | 77.56x33.35x21.65(in) 197.00x84.70x55.00(cent) |  |  | 731304409892 | 43020.00 | 61800.00 | 77525.00
| GVSUPS100KB5HS | Galaxy VS UPS 100kW 400V, 3 internal 9Ah smart modular battery strings expandable to 5, Start-up 5x8 | https://www.se.com/us/en/product/GVSUPS100KB5HS | 400 3 PH | 400 3 PH | GALAXY VS 3PH UPS | Uninterruptible Power Supply (UPS) | Galaxy VS | 270.00(kilos) 595.35(lbs) | 81.97x29.72x39.76(in) 208.20x75.50x101.00(cent) |  |  | 731304410034 | 43020.00 | 61800.00 | 77525.00
| GVSUPS100KGS | Galaxy VS UPS 100kW 480V for External Batteries, Start-up 5x8 | https://www.se.com/us/en/product/GVSUPS100KGS | 480 3 PH | 480 3 PH | GALAXY VS 3PH UPS | Uninterruptible Power Supply (UPS) | Galaxy VS | 275.00(kilos) 606.38(lbs) | 66.14x25.20x38.98(in) 168.00x64.00x99.00(cent) |  |  | 731304641612 | 32460.00 | 46600.00 | 58485.00
| GVSUPS100KGSUS | Galaxy VS UPS TAA Compliant 100kW 480V for External Batteries, Start-up 5x8 | https://www.se.com/us/en/product/GVSUPS100KGSUS |  |  | GALAXY VS 3PH UPS | Uninterruptible Power Supply (UPS) | Galaxy VS |  |  |  |  | 731304427391 | 35380.00 | 50800.00 | 63750.00
| GVSUPS100KHS | Galaxy VS UPS 100kW 400V for External Batteries, Start-up 5x8 | https://www.se.com/us/en/product/GVSUPS100KHS | 400 3 PH | 400 3 PH | GALAXY VS 3PH UPS | Uninterruptible Power Supply (UPS) | Galaxy VS | 275.00(kilos) 606.38(lbs) | 66.14x25.20x38.98(in) 168.00x64.00x99.00(cent) |  |  | 731304342625 | 32460.00 | 46600.00 | 58485.00
| GVSUPS100KMHS | Galaxy VS UPS 100kW 400V for external batteries, halogen-free cables, marine certified, Start-up 5x8 | https://www.se.com/us/en/product/GVSUPS100KMHS | 400 3 PH | 400 3 PH | GALAXY VS 3PH UPS | Uninterruptible Power Supply (UPS) | Galaxy VS | 290.00(kilos) 639.45(lbs) | 66.14x25.20x38.98(in) 168.00x64.00x99.00(cent) |  |  | 731304418399 | 33400.00 | 48000.00 | 60185.00
| GVSUPS100KRGS | Galaxy VS UPS 100kW 480V with N+1 power module for external batteries, Start-up 5x8 | https://www.se.com/us/en/product/GVSUPS100KRGS | 480 3 PH | 480 3 PH | GALAXY VS 3PH UPS | Uninterruptible Power Supply (UPS) | Galaxy VS | 250.00(kilos) 551.25(lbs) | 66.14x38.98x25.20(in) 168.00x99.00x64.00(cent) |  |  | 731304418535 | 41060.00 | 59000.00 | 73985.00
| GVSUPS100KRHS | Galaxy VS UPS 100kW 400V with N+1 power module for external batteries, Start-up 5x8 | https://www.se.com/us/en/product/GVSUPS100KRHS | 400 3 PH | 400 3 PH | GALAXY VS 3PH UPS | Uninterruptible Power Supply (UPS) | Galaxy VS | 315.00(kilos) 694.58(lbs) | 66.14x25.20x38.98(in) 168.00x64.00x99.00(cent) |  |  | 731304418320 | 41060.00 | 59000.00 | 73985.00
| GVSUPS120KGS | Galaxy VS 120kW 480V for external batteries, Start-up 5x8 | https://www.se.com/us/en/product/GVSUPS120KGS | 480 3 PH | 480 3 PH | GALAXY VS 3PH UPS | Uninterruptible Power Supply (UPS) | Galaxy VS | 315.00(kilos) 694.58(lbs) | 66.14x25.20x38.98(in) 168.00x64.00x99.00(cent) |  |  | 731304418436 | 37815.00 | 54300.00 | 68140.00
| GVSUPS120KHS | Galaxy VS UPS 120kW 400V for External Batteries, Start-up 5x8 | https://www.se.com/us/en/product/GVSUPS120KHS | 400 3 PH | 400 3 PH | GALAXY VS 3PH UPS | Uninterruptible Power Supply (UPS) | Galaxy VS | 315.00(kilos) 694.58(lbs) | 66.14x25.20x38.98(in) 168.00x64.00x99.00(cent) |  |  | 731304407904 | 37255.00 | 53500.00 | 67130.00
| GVSUPS120KMHS | Galaxy VS UPS 120kW 400V for external batteries, halogen-free cables, marine certified, Start-up 5x8 | https://www.se.com/us/en/product/GVSUPS120KMHS | 400 3 PH | 400 3 PH | GALAXY VS 3PH UPS | Uninterruptible Power Supply (UPS) | Galaxy VS | 325.00(kilos) 716.63(lbs) | 66.14x25.20x38.98(in) 168.00x64.00x99.00(cent) |  |  | 731304418405 | 37795.00 | 54300.00 | 68100.00
| GVSUPS150KGS | Galaxy VS 150kW 480V for external batteries, Start-up 5x8 | https://www.se.com/us/en/product/GVSUPS150KGS | 480 3 PH | 480 3 PH | GALAXY VS 3PH UPS | Uninterruptible Power Supply (UPS) | Galaxy VS | 315.00(kilos) 694.58(lbs) | 66.14x25.20x38.98(in) 168.00x64.00x99.00(cent) |  |  | 731304418443 | 44430.00 | 63800.00 | 80060.00
| GVSUPS150KHS | Galaxy VS UPS 150kW 400V for External Batteries, Start-up 5x8 | https://www.se.com/us/en/product/GVSUPS150KHS | 400 3 PH | 400 3 PH | GALAXY VS 3PH UPS | Uninterruptible Power Supply (UPS) | Galaxy VS | 315.00(kilos) 694.58(lbs) | 66.14x25.20x38.98(in) 168.00x64.00x99.00(cent) |  |  | 731304407911 | 45755.00 | 65700.00 | 82450.00
| GVSUPS150KMHS | Galaxy VS UPS 150kW 400V for external batteries, halogen-free cables, marine certified, Start-up 5x8 | https://www.se.com/us/en/product/GVSUPS150KMHS | 400 3 PH | 400 3 PH | GALAXY VS 3PH UPS | Uninterruptible Power Supply (UPS) | Galaxy VS | 330.00(kilos) 727.65(lbs) | 66.14x25.20x38.98(in) 168.00x64.00x99.00(cent) |  |  | 731304418412 | 46295.00 | 66500.00 | 83420.00
| GVSXFMRQ | Adapted Transformer Cabinet,and Associated Parts Used with a Galaxy VS | https://www.se.com/us/en/product/GVSXFMRQ |  |  | GALAXY VS 3PH UPS | Uninterruptible Power Supply (UPS) | Galaxy VS | 0.01(kilos) 0.02(lbs) | 0.00x0.00x0.00(in) 0.01x0.01x0.01(cent) |  |  |  | Call for Quote | Call for Quote | Call for Quote
| GVXCCQ | Adapted Connection Cabinets and associated parts used with Galaxy VX | https://www.se.com/us/en/product/GVXCCQ |  |  | GALAXY VX 3PH UPS | Uninterruptible Power Supply (UPS) | Galaxy VX | 0.01(kilos) 0.02(lbs) | 0.00x0.00x0.00(in) 0.01x0.01x0.01(cent) |  |  |  | Call for Quote | Call for Quote | Call for Quote
| GVXI1250KDNBF2 | Galaxy VX 1250 kW I/O Cabinet without Backfeed protection on Mains 2 | https://www.se.com/us/en/product/GVXI1250KDNBF2 |  |  | GALAXY VX 3PH UPS | Uninterruptible Power Supply (UPS) | Galaxy VX | 821.00(kilos) 1810.31(lbs) | 84.50x41.50x55.00(in) 214.63x105.41x139.70(cent) |  |  | 731304624240 | 55790.00 | 80100.00 | 100530.00
| GVXINDUCASSY | Galaxy VX 1250 kVA Inductor Cabinet Assembly | https://www.se.com/us/en/product/GVXINDUCASSY |  |  | GALAXY VX 3PH UPS | Uninterruptible Power Supply (UPS) | Galaxy VX | 90.00(kilos) 198.45(lbs) | 77.56x35.43x31.50(in) 197.00x90.00x80.00(cent) |  |  | 731304573289 | 28675.00 | 41200.00 | 51665.00
| GVXOPT001 | Galaxy VX Mains 2 Backfeed Kit for I/O 1250kVA Cabinet | https://www.se.com/us/en/product/GVXOPT001 |  |  | GALAXY VX 3PH UPS | Uninterruptible Power Supply (UPS) | Galaxy VX | 34.00(kilos) 74.97(lbs) | 17.72x30.71x19.69(in) 45.00x78.00x50.00(cent) |  |  | 731304624257 | 5220.00 | 7500.00 | 9405.00
| GVXOPT002 | Galaxy VX Lithium-ion BMS Power Supply Kit for 1250kVA I/O Cabinet without Backfeed Protection | https://www.se.com/us/en/product/GVXOPT002 |  |  | GALAXY VX 3PH UPS | Uninterruptible Power Supply (UPS) | Galaxy VX | 3.00(kilos) 6.62(lbs) | 6.69x15.35x12.20(in) 17.00x39.00x31.00(cent) |  |  | 731304643609 | 148.00 | 219.99 | 267.00
| GVXQ | Adapted UPS, and associated parts used with a Galaxy VX | https://www.se.com/us/en/product/GVXQ |  |  | GALAXY VX 3PH UPS | Uninterruptible Power Supply (UPS) | Galaxy VX | 0.01(kilos) 0.02(lbs) | 0.00x0.00x0.00(in) 0.01x0.01x0.01(cent) |  |  |  | Call for Quote | Call for Quote | Call for Quote
| GVXSBPQ | Adapted Bypass Cabinets and associated parts used with a Galaxy VX | https://www.se.com/us/en/product/GVXSBPQ |  |  | GALAXY VX 3PH UPS | Uninterruptible Power Supply (UPS) | Galaxy VX | 0.01(kilos) 0.02(lbs) | 0.00x0.00x0.00(in) 0.01x0.01x0.01(cent) |  |  |  | Call for Quote | Call for Quote | Call for Quote
| GWQ | Adapted UPS, And Associated Parts Used With a Galaxy PW | https://www.se.com/us/en/product/GWQ |  |  | MED INDUSTRIAL 3PH UPS | Uninterruptible Power Supply (UPS) | MGE Galaxy PW | 0.01(kilos) 0.02(lbs) | 0.00x0.00x0.00(in) 0.01x0.01x0.01(cent) |  |  |  | Call for Quote | Call for Quote | Call for Quote
| GWTBATX | EXTERNAL BATTERIES OPTIONS GALAXY PW | https://www.se.com/us/en/product/GWTBATX |  |  | OPT MID RANGE 3PH UPS | Uninterruptible Power Supply (UPS) | Galaxy 5000 | [5 empty] | Call for Quote | Call for Quote | Call for Quote
| ISX20K20F | Symmetra PX 20kW, 208V | https://www.se.com/us/en/product/ISX20K20F | 208 3 PH | 120 ,208 ,208 3 PH | SYMMETRA 3PH UPS | Uninterruptible Power Supply (UPS) | Symmetra PX | 842.27(kilos) 1857.21(lbs) | 90.98x29.49x41.50(in) 231.10x74.90x105.40(cent) |  |  | 731304218234 | 33895.00 | 49200.00 | 61005.00
| ISX-GEN-ATS | ISX ATS WITH DISTRIBUTION ATO | https://www.se.com/us/en/product/ISX-GEN-ATS | 208 3 PH,480 3 PH,400 3 PH | 208 3 PH ,480 3 PH | FAMILY OTHER FOR SP3PH | Uninterruptible Power Supply (UPS) | Power Generation Systems | [5 empty] | Call for Quote | Call for Quote | Call for Quote
| ISX-GEN-ATS BASE SYSTEM | ISX-GEN-ATS BASE SYSTEM | https://www.se.com/us/en/product/ISX-GEN-ATSBASESYSTEM |  |  | FAMILY OTHER FOR SP3PH | Uninterruptible Power Supply (UPS) | Power Generation Systems | [5 empty] | Call for Quote | Call for Quote | Call for Quote
| ISX-GEN-ATS DIST BREAKERS | ISX-GEN-ATS DIST BREAKERS | https://www.se.com/us/en/product/ISX-GEN-ATSDISTBREAKERS |  |  | FAMILY OTHER FOR SP3PH | Uninterruptible Power Supply (UPS) | Power Generation Systems | [5 empty] | Call for Quote | Call for Quote | Call for Quote
| LIBCAT2W8X80 | CATL LIB rack with 8 x 80Ah battery modules and 500A control box 2 wires | https://www.se.com/us/en/product/LIBCAT2W8X80 |  |  | LITHIUM ION BATTERIES | Uninterruptible Power Supply (UPS) | Galaxy Lithium-ion Battery Systems | 660.00(kilos) 1455.30(lbs) | 880.31x303.15x437.01(in) 2236.00x770.00x1110.00(cent) |  |  | 731304446811 | 36945.00 | 53600.00 | 66500.00
| LIBCAT2W9X80 | CATL LIB rack with 9 x 80Ah battery modules and 500A control box 2 wires | https://www.se.com/us/en/product/LIBCAT2W9X80 |  |  | LITHIUM ION BATTERIES | Uninterruptible Power Supply (UPS) | Galaxy Lithium-ion Battery Systems | 710.00(kilos) 1565.55(lbs) | 880.31x303.15x437.01(in) 2236.00x770.00x1110.00(cent) |  |  | 731304446828 | 40690.00 | 59100.00 | 73245.00
| LIBCAT2W10X80 | CATL LIB rack with 10 x 80Ah battery modules and 500A control box 2 wires | https://www.se.com/us/en/product/LIBCAT2W10X80 |  |  | LITHIUM ION BATTERIES | Uninterruptible Power Supply (UPS) | Galaxy Lithium-ion Battery Systems | 760.00(kilos) 1675.80(lbs) | 880.31x303.15x437.01(in) 2236.00x770.00x1110.00(cent) |  |  | 731304446835 | 46180.00 | 67000.00 | 83120.00
| LIBCAT2W11X80 | CATL LIB rack with 11 x 80Ah battery modules and 500A control box 2 wires | https://www.se.com/us/en/product/LIBCAT2W11X80 |  |  | LITHIUM ION BATTERIES | Uninterruptible Power Supply (UPS) | Galaxy Lithium-ion Battery Systems | 810.00(kilos) 1786.05(lbs) | 880.31x303.15x437.01(in) 2236.00x770.00x1110.00(cent) |  |  | 731304446842 | 49930.00 | 72400.00 | 89870.00
| LIBCATMOD80 | CATL 51.2V 80Ah battery module | https://www.se.com/us/en/product/LIBCATMOD80 |  |  | LITHIUM ION BATTERIES | Uninterruptible Power Supply (UPS) | Galaxy Lithium-ion Battery Systems | 50.00(kilos) 110.25(lbs) | 84.25x236.22x354.33(in) 214.00x600.00x900.00(cent) |  |  | 731304446897 | 3750.00 | 5450.00 | 6750.00
| LIBSEDATABMSUL | Galaxy Lithium-ion Battery Cabinet UL Data Kit | https://www.se.com/us/en/product/LIBSEDATABMSUL |  |  | LITHIUM ION BATTERIES | Uninterruptible Power Supply (UPS) | Galaxy Lithium-ion Battery Systems | 2.40(kilos) 5.29(lbs) | 14.96x5.91x11.81(in) 38.00x15.00x30.00(cent) |  |  | 731304759416 | 605.00 | 879.00 | 1090.00
| LIBSEFUSEKIT | Galaxy Lithium-ion Battery 10 Module Cabinet Fuse Kit | https://www.se.com/us/en/product/LIBSEFUSEKIT |  |  | LITHIUM ION BATTERIES | Uninterruptible Power Supply (UPS) | Galaxy Lithium-ion Battery Systems | 1.30(kilos) 2.87(lbs) | 59.06x80.71x161.42(in) 150.00x205.00x410.00(cent) |  |  | 731304481850 | 120.00 | 179.99 | 215.00
| LIBSEOPT001 | Galaxy Li-ion Battery Communication Cable, 25m (82ft) | https://www.se.com/us/en/product/LIBSEOPT001 |  |  | LITHIUM ION BATTERIES | Uninterruptible Power Supply (UPS) | Galaxy Lithium-ion Battery Systems | 2.80(kilos) 6.17(lbs) | 161.42x80.71x59.06(in) 410.00x205.00x150.00(cent) |  |  | 731304435259 | 216.00 | 319.99 | 388.00
| LIBSEOPT002 | Galaxy Lithium-ion Battery Cabinet SMPS AC/DC Converter | https://www.se.com/us/en/product/LIBSEOPT002 |  |  | LITHIUM ION BATTERIES | Uninterruptible Power Supply (UPS) | Galaxy Lithium-ion Battery Systems | 5.80(kilos) 12.79(lbs) | 12.20x26.38x7.28(in) 31.00x67.00x18.50(cent) |  |  | 731304481843 | 1590.00 | 2325.00 | 2860.00
| LIBSESMG10UL | Galaxy Lithium-ion Battery Cabinet UL with 10 x 2.04 kWh battery modules | https://www.se.com/us/en/product/LIBSESMG10UL |  |  | LITHIUM ION BATTERIES | Uninterruptible Power Supply (UPS) | Galaxy Lithium-ion Battery Systems | 381.00(kilos) 840.11(lbs) | 846.46x472.44x314.96(in) 2150.00x1200.00x800.00(cent) |  |  | 731304481874 | 32275.00 | 46800.00 | 58095.00
| LIBSESMG13UL | Galaxy Li-Ion Battery Cabinet UL with 13 x 2.04 kWh battery modules | https://www.se.com/us/en/product/LIBSESMG13UL |  |  | LITHIUM ION BATTERIES | Uninterruptible Power Supply (UPS) | Galaxy Lithium-ion Battery Systems | 432.00(kilos) 952.56(lbs) | 846.46x472.44x314.96(in) 2150.00x1200.00x800.00(cent) |  |  | 731304426165 | 37520.00 | 54500.00 | 67540.00
| LIBSESMG16UL | Galaxy Li-Ion Battery Cabinet UL with 16 x 2.04 kWh battery modules | https://www.se.com/us/en/product/LIBSESMG16UL |  |  | LITHIUM ION BATTERIES | Uninterruptible Power Supply (UPS) | Galaxy Lithium-ion Battery Systems | 483.00(kilos) 1065.02(lbs) | 846.46x472.44x314.96(in) 2150.00x1200.00x800.00(cent) |  |  | 731304426141 | 42620.00 | 61800.00 | 76710.00
| LIBSESMG17IEC | Galaxy Li-Ion Battery Cabinet IEC with 17 x 2.04 kWh battery modules | https://www.se.com/us/en/product/LIBSESMG17IEC |  |  | LITHIUM ION BATTERIES | Uninterruptible Power Supply (UPS) | Galaxy Lithium-ion Battery Systems | 500.00(kilos) 1102.50(lbs) | 846.46x472.44x314.96(in) 2150.00x1200.00x800.00(cent) |  |  | 731304426110 | 44580.00 | 64700.00 | 80245.00
| LIBSESMG17UL | Galaxy Li-Ion Battery Cabinet UL with 17 x 2.04 kWh battery modules | https://www.se.com/us/en/product/LIBSESMG17UL |  |  | LITHIUM ION BATTERIES | Uninterruptible Power Supply (UPS) | Galaxy Lithium-ion Battery Systems | 500.00(kilos) 1102.50(lbs) | 846.46x472.44x314.96(in) 2150.00x1200.00x800.00(cent) |  |  | 731304426127 | 44580.00 | 64700.00 | 80245.00
| LIBSESMGCABUL | Galaxy Li-Ion Battery Cabinet UL for 2.04 kWh battery modules | https://www.se.com/us/en/product/LIBSESMGCABUL |  |  | LITHIUM ION BATTERIES | Uninterruptible Power Supply (UPS) | Galaxy Lithium-ion Battery Systems |  |  |  |  | 731304426189 | 8525.00 | 12400.00 | 15345.00
| LIBSMG95MODA | Li-Ion Battery 9540A - Battery Module Type A | https://www.se.com/us/en/product/LIBSMG95MODA |  |  | LITHIUM ION BATTERIES | Uninterruptible Power Supply (UPS) | Galaxy Lithium-ion Battery Systems |  |  |  |  | 731304420545 | 1805.00 | 2625.00 | 3250.00
| LIBSMG95MODB | Li-Ion Battery 9540A - Battery Module Type B | https://www.se.com/us/en/product/LIBSMG95MODB |  |  | LITHIUM ION BATTERIES | Uninterruptible Power Supply (UPS) | Galaxy Lithium-ion Battery Systems |  |  |  |  | 731304420552 | 1805.00 | 2625.00 | 3250.00
| LIBSMG95RACKUL | Li-Ion Battery 9540A - Empty Rack Frame UL | https://www.se.com/us/en/product/LIBSMG95RACKUL |  |  | BATTERY REPLCMNT | Uninterruptible Power Supply (UPS) | Galaxy Lithium-ion Battery Systems |  |  |  |  | 731304420590 | 2710.00 | 3925.00 | 4875.00
| LIBSMG95SGUL | Li-Ion Battery 9540A - SwitchGear UL | https://www.se.com/us/en/product/LIBSMG95SGUL |  |  | BATTERY REPLCMNT | Uninterruptible Power Supply (UPS) | Galaxy Lithium-ion Battery Systems |  |  |  |  | 731304420576 | 3740.00 | 5425.00 | 6735.00
| LIBSMG95SMPS | Li-Ion Battery 9540A - SMPS | https://www.se.com/us/en/product/LIBSMG95SMPS |  |  | LITHIUM ION BATTERIES | Uninterruptible Power Supply (UPS) | Galaxy Lithium-ion Battery Systems | 6.35(kilos) 14.00(lbs) | 18.62x16.30x6.38(in) 47.30x41.40x16.20(cent) |  |  | 731304420569 | 4805.00 | 6975.00 | 8645.00
| LIBSMG95SMPS1PH | Li-Ion Battery 9540A - SMPS (1-PHASE) | https://www.se.com/us/en/product/LIBSMG95SMPS1PH |  |  | BATTERY REPLCMNT | Uninterruptible Power Supply (UPS) | Galaxy Lithium-ion Battery Systems |  |  |  |  | 731304420934 | 1730.00 | 2525.00 | 3115.00
| QBATG3H | Batteries, and Associated Parts Used with a Galaxy 300 | https://www.se.com/us/en/product/QBATG3H |  |  | THIRD PARTY PROCUREMEN | Uninterruptible Power Supply (UPS) | Galaxy 300 | 0.01(kilos) 0.02(lbs) | 0.00x0.00x0.00(in) 0.01x0.01x0.01(cent) |  |  |  | Call for Quote | Call for Quote | Call for Quote
| QBATG5T | Batteries and Associated Parts Used with a Galaxy 5000 | https://www.se.com/us/en/product/QBATG5T |  |  | THIRD PARTY PROCUREMEN | Uninterruptible Power Supply (UPS) | Galaxy 5000 | 0.01(kilos) 0.02(lbs) | 0.00x0.00x0.00(in) 0.01x0.01x0.01(cent) |  |  |  | Call for Quote | Call for Quote | Call for Quote
| QBATG35H | Batteries and Associated Parts Used with a Galaxy 3500 | https://www.se.com/us/en/product/QBATG35H |  |  | THIRD PARTY PROCUREMEN | Uninterruptible Power Supply (UPS) | Galaxy 3500 | 0.01(kilos) 0.02(lbs) | 0.00x0.00x0.00(in) 0.01x0.01x0.01(cent) |  |  |  | Call for Quote | Call for Quote | Call for Quote
| QBATMW | Batteries and Associated Parts Used with a Symmetra MW | https://www.se.com/us/en/product/QBATMW |  |  | THIRD PARTY PROCUREMEN | Uninterruptible Power Supply (UPS) | Symmetra MW | 0.01(kilos) 0.02(lbs) | 0.00x0.00x0.00(in) 0.01x0.01x0.01(cent) |  |  |  | Call for Quote | Call for Quote | Call for Quote
| QBATPX | Batteries and Associated Parts Used with a Symmetra PX | https://www.se.com/us/en/product/QBATPX |  |  | THIRD PARTY PROCUREMEN | Uninterruptible Power Supply (UPS) | Symmetra PX | 0.01(kilos) 0.02(lbs) | 0.00x0.00x0.00(in) 0.01x0.01x0.01(cent) |  |  |  | Call for Quote | Call for Quote | Call for Quote
| QLIBATGVX | LIthium Ion Battery Cabinet and associated parts used with a Galaxy VX | https://www.se.com/us/en/product/QLIBATGVX |  |  | GALAXY VX 3PH UPS | Uninterruptible Power Supply (UPS) | Galaxy VX | 0.01(kilos) 0.02(lbs) | 0.00x0.00x0.00(in) 0.01x0.01x0.01(cent) |  |  |  | Call for Quote | Call for Quote | Call for Quote
| QNSP | Non Standard Spare Parts - Power | https://www.se.com/us/en/product/QNSP |  |  | SPARES 3PH | Uninterruptible Power Supply (UPS) | Spare Part Kits | [5 empty] | Call for Quote | Call for Quote | Call for Quote
| SBP40KFC1M1 | APC 40KW 208V 1 MOD. 1 MAIN SERV. BYPASS PANEL | https://www.se.com/us/en/product/SBP40KFC1M1 | 208 3 PH |  | 3PH POWER DISTRIBUTION | Uninterruptible Power Supply (UPS) | Symmetra PX Accessories | 55.00(kilos) 121.28(lbs) | 42.80x29.53x9.25(in) 108.70x75.00x23.50(cent) |  |  | 731304016045 | 3075.00 | 4475.00 | 5535.00
| SY10K40F | Symmetra PX 10kW Scalable to 40kW N+1, 208V | https://www.se.com/us/en/product/SY10K40F | 208 3 PH | 120 ,208 ,208 3 PH | SYMMETRA 3PH UPS | Uninterruptible Power Supply (UPS) | Symmetra PX | 453.18(kilos) 999.26(lbs) | 90.98x29.49x41.50(in) 231.10x74.90x105.40(cent) |  | 2 |  | 22735.00 | 33000.00 | 40920.00
| SY10K100F | APC Symmetra PX 10kW Scalable to 100kW, 208V with Startup | https://www.se.com/us/en/product/SY10K100F | 208 3 PH | 120 ,208 ,208 3 PH | SYMMETRA 3PH UPS | Uninterruptible Power Supply (UPS) | Symmetra PX | 856.73(kilos) 1889.09(lbs) | 84.25x66.77x47.64(in) 214.00x169.60x121.00(cent) |  |  | 731304282587 | 30700.00 | 44600.00 | 55260.00
| SY16K48H-PD | APC Symmetra PX 16kW All-In-One, Scalable to 48kW, 400V | https://www.se.com/us/en/product/SY16K48H-PD | 400 3 PH | 230 ,400 3 PH | SYMMETRA 3PH UPS | Uninterruptible Power Supply (UPS) | Symmetra PX | 578.00(kilos) 1274.49(lbs) | 84.25x33.39x47.64(in) 214.00x84.80x121.00(cent) |  |  |  | 42190.00 | 61200.00 | 75940.00
| SY16K48H-PDNB | Symmetra PX 16kW All-In-One, Scalable to 48kW, without Batteries, 400V | https://www.se.com/us/en/product/SY16K48H-PDNB | 400 3 PH | 230 ,400 3 PH | SYMMETRA 3PH UPS | Uninterruptible Power Supply (UPS) | Symmetra PX | 368.00(kilos) 811.44(lbs) | 84.25x33.39x47.64(in) 214.00x84.80x121.00(cent) |  |  |  | 25660.00 | 37300.00 | 46190.00
| SY20K40F | Symmetra PX 20kW Scalable to 40kW N+1, 208V | https://www.se.com/us/en/product/SY20K40F | 208 3 PH | 120 ,208 ,208 3 PH | SYMMETRA 3PH UPS | Uninterruptible Power Supply (UPS) | Symmetra PX | 586.82(kilos) 1293.94(lbs) | 90.98x29.49x41.50(in) 231.10x74.90x105.40(cent) |  | 2 | 731304746591 | 29075.00 | 42200.00 | 52330.00
| SY20K100F | APC Symmetra PX 20kW Scalable to 100kW, 208V with Startup | https://www.se.com/us/en/product/SY20K100F | 208 3 PH | 120 ,208 ,208 3 PH | SYMMETRA 3PH UPS | Uninterruptible Power Supply (UPS) | Symmetra PX | 996.18(kilos) 2196.58(lbs) | 84.25x66.77x47.64(in) 214.00x169.60x121.00(cent) |  |  | 731304282594 | 37215.00 | 54000.00 | 66985.00
| SY30K40F | Symmetra PX 30kW Scalable to 40kW N+1, 208V | https://www.se.com/us/en/product/SY30K40F | 208 3 PH | 120 ,208 ,208 3 PH | SYMMETRA 3PH UPS | Uninterruptible Power Supply (UPS) | Symmetra PX | 720.45(kilos) 1588.59(lbs) | 90.98x29.49x41.50(in) 231.10x74.90x105.40(cent) |  | 2 | 731304746607 | 35550.00 | 51600.00 | 63985.00
| SY30K100F | APC Symmetra PX 30kW Scalable to 100kW, 208V with Startup | https://www.se.com/us/en/product/SY30K100F | 208 3 PH | 120 ,208 ,208 3 PH | SYMMETRA 3PH UPS | Uninterruptible Power Supply (UPS) | Symmetra PX | 1135.64(kilos) 2504.09(lbs) | 84.25x66.77x47.64(in) 214.00x169.60x121.00(cent) |  |  | 731304282600 | 43030.00 | 62400.00 | 77455.00
| SY32K48H-PD | APC Symmetra PX 32kW All-In-One, Scalable to 48kW, 400V | https://www.se.com/us/en/product/SY32K48H-PD | 400 3 PH | 230 ,400 3 PH | SYMMETRA 3PH UPS | Uninterruptible Power Supply (UPS) | Symmetra PX | 718.00(kilos) 1583.19(lbs) | 84.65x33.39x47.64(in) 215.00x84.80x121.00(cent) |  |  |  | 52545.00 | 76200.00 | 94580.00
| SY32K96H | Symmetra PX 32kW Scalable to 96kW, 400 V | https://www.se.com/us/en/product/SY32K96H | 400 3 PH | 230 ,400 3 PH | SYMMETRA 3PH UPS | Uninterruptible Power Supply (UPS) | Symmetra PX | 1124.00(kilos) 2478.42(lbs) | 84.25x66.77x47.64(in) 214.00x169.60x121.00(cent) |  |  |  | 56845.00 | 82500.00 | 102320.00
| SY32K96H-PD | APC Symmetra PX 32kW Scalable to 96kW 400V with Modular Power Distribution | https://www.se.com/us/en/product/SY32K96H-PD | 400 3 PH | 230 ,400 3 PH | SYMMETRA 3PH UPS | Uninterruptible Power Supply (UPS) | Symmetra PX | 1189.00(kilos) 2621.75(lbs) | 84.25x66.77x47.64(in) 214.00x169.60x121.00(cent) |  |  |  | 75540.00 | 110000.00 | 135970.00
| SY32K160H | APC Symmetra PX 32kW Scalable to 160kW, 400V | https://www.se.com/us/en/product/SY32K160H | 400 3 PH | 230 ,400 3 PH | SYMMETRA 3PH UPS | Uninterruptible Power Supply (UPS) | Symmetra PX | 1124.00(kilos) 2478.42(lbs) | 84.25x66.77x47.64(in) 214.00x169.60x121.00(cent) |  |  |  | 58855.00 | 85400.00 | 105935.00
| SY32K160H-PD | APC Symmetra PX 32kW Scalable to 160kW, 400V w/ Integrated Modular Distribution | https://www.se.com/us/en/product/SY32K160H-PD | 400 3 PH | 230 ,400 3 PH | SYMMETRA 3PH UPS | Uninterruptible Power Supply (UPS) | Symmetra PX | 1189.00(kilos) 2621.75(lbs) | 84.25x66.77x47.64(in) 214.00x169.60x121.00(cent) |  |  |  | 75540.00 | 110000.00 | 135970.00
| SY40K40F | Symmetra PX 40kW Scalable to 40kW N+1, 208V | https://www.se.com/us/en/product/SY40K40F | 208 3 PH | 120 ,208 ,208 3 PH | SYMMETRA 3PH UPS | Uninterruptible Power Supply (UPS) | Symmetra PX | 854.10(kilos) 1883.29(lbs) | 90.98x29.49x41.50(in) 231.10x74.90x105.40(cent) |  | 2 | 731304746614 | 42045.00 | 61000.00 | 75680.00
| SY40K100F | APC Symmetra PX 40kW Scalable to 100kW, 208V with Startup | https://www.se.com/us/en/product/SY40K100F | 208 3 PH | 120 ,208 ,208 3 PH | SYMMETRA 3PH UPS | Uninterruptible Power Supply (UPS) | Symmetra PX | 1275.09(kilos) 2811.57(lbs) | 84.25x66.77x47.64(in) 214.00x169.60x121.00(cent) |  |  | 731304282617 | 48955.00 | 71000.00 | 88120.00
| SY40K100F-NB | Symmetra PX 40kW Scalable to 100kW, 208V with Startup, No Battery | https://www.se.com/us/en/product/SY40K100F-NB | 208 3 PH | 120 ,208 ,208 3 PH | SYMMETRA 3PH UPS | Uninterruptible Power Supply (UPS) | Symmetra PX | 466.50(kilos) 1028.63(lbs) | 80.00x33.39x45.00(in) 203.20x84.80x114.30(cent) |  |  |  | 28070.00 | 40800.00 | 50525.00
| SY48K48H-PD | APC Symmetra PX 48kW All-In-One, 400V | https://www.se.com/us/en/product/SY48K48H-PD | 400 3 PH | 230 ,400 3 PH | SYMMETRA 3PH UPS | Uninterruptible Power Supply (UPS) | Symmetra PX | 858.00(kilos) 1891.89(lbs) | 84.25x33.39x47.64(in) 214.00x84.80x121.00(cent) |  |  |  | 68265.00 | 99000.00 | 122875.00
| SY50K100F | APC Symmetra PX 50kW Scalable to 100kW, 208V with Startup | https://www.se.com/us/en/product/SY50K100F | 208 3 PH | 120 ,208 ,208 3 PH | SYMMETRA 3PH UPS | Uninterruptible Power Supply (UPS) | Symmetra PX | 1414.55(kilos) 3119.08(lbs) | 84.25x66.77x47.64(in) 214.00x169.60x121.00(cent) |  |  | 731304282624 | 54915.00 | 79700.00 | 98845.00
| SY50K100F-NB | Symmetra PX 50kW Scalable to 100kW, 208V with Startup, No Battery | https://www.se.com/us/en/product/SY50K100F-NB | 208 3 PH | 120 ,208 ,208 3 PH | SYMMETRA 3PH UPS | Uninterruptible Power Supply (UPS) | Symmetra PX | 498.50(kilos) 1099.19(lbs) | 84.25x33.39x47.64(in) 214.00x84.80x121.00(cent) |  |  |  | 31280.00 | 45400.00 | 56300.00
| SY60K100F | APC Symmetra PX 60kW Scalable to 100kW, 208V with Startup | https://www.se.com/us/en/product/SY60K100F | 208 3 PH | 120 ,208 ,208 3 PH | SYMMETRA 3PH UPS | Uninterruptible Power Supply (UPS) | Symmetra PX | 1554.00(kilos) 3426.57(lbs) | 84.25x66.77x47.64(in) 214.00x169.60x121.00(cent) |  |  | 731304282631 | 60905.00 | 88400.00 | 109630.00
| SY60K100F-NB | Symmetra PX 60kW Scalable to 100kW, 208V with Startup, No Battery | https://www.se.com/us/en/product/SY60K100F-NB | 208 3 PH | 120 ,208 ,208 3 PH | SYMMETRA 3PH UPS | Uninterruptible Power Supply (UPS) | Symmetra PX | 530.60(kilos) 1169.97(lbs) | 84.25x33.39x47.64(in) 214.00x84.80x121.00(cent) |  |  |  | 34490.00 | 50100.00 | 62080.00
| SY64K96H | APC Symmetra PX 64kW Scalable to 96kW, 400V | https://www.se.com/us/en/product/SY64K96H | 400 3 PH | 230 ,400 3 PH | SYMMETRA 3PH UPS | Uninterruptible Power Supply (UPS) | Symmetra PX | 1511.00(kilos) 3331.76(lbs) | 84.25x66.77x47.64(in) 214.00x169.60x121.00(cent) |  |  |  | 80475.00 | 117000.00 | 144850.00
| SY64K96H-PD | APC Symmetra PX 64kW Scalable to 96kW 400V with Modular Power Distribution | https://www.se.com/us/en/product/SY64K96H-PD | 400 3 PH | 230 ,400 3 PH | SYMMETRA 3PH UPS | Uninterruptible Power Supply (UPS) | Symmetra PX | 1576.00(kilos) 3475.08(lbs) | 84.25x66.77x47.64(in) 214.00x169.60x121.00(cent) |  |  |  | 103695.00 | 150500.00 | 186650.00
| SY64K160H-PD | APC Symmetra PX 64kW Scalable to 160kW, 400V w/ Integrated Modular Distribution | https://www.se.com/us/en/product/SY64K160H-PD | 400 3 PH | 230 ,400 3 PH | SYMMETRA 3PH UPS | Uninterruptible Power Supply (UPS) | Symmetra PX | 1576.00(kilos) 3475.08(lbs) | 84.25x66.77x47.64(in) 214.00x169.60x121.00(cent) |  |  |  | 103695.00 | 150500.00 | 186650.00
| SY70K100F | APC Symmetra PX 70kW Scalable to 100kW, 208V with Startup | https://www.se.com/us/en/product/SY70K100F | 208 3 PH | 120 ,208 ,208 3 PH | SYMMETRA 3PH UPS | Uninterruptible Power Supply (UPS) | Symmetra PX | 1693.45(kilos) 3734.06(lbs) | 84.25x66.77x47.64(in) 214.00x169.60x121.00(cent) |  |  | 731304282648 | 66870.00 | 97000.00 | 120365.00
| SY70K100F-NB | Symmetra PX 70 kW Scalable to 100kW, 208V with Startup, No Battery | https://www.se.com/us/en/product/SY70K100F-NB | 208 3 PH | 120 ,208 ,208 3 PH | SYMMETRA 3PH UPS | Uninterruptible Power Supply (UPS) | Symmetra PX | 562.60(kilos) 1240.53(lbs) | 84.25x33.39x47.64(in) 214.00x84.80x121.00(cent) |  |  |  | 38455.00 | 55800.00 | 69215.00
| SY80K100F | APC Symmetra PX 80kW Scalable to 100kW, 208V with Startup | https://www.se.com/us/en/product/SY80K100F | 208 3 PH | 120 ,208 ,208 3 PH | SYMMETRA 3PH UPS | Uninterruptible Power Supply (UPS) | Symmetra PX | 1832.91(kilos) 4041.57(lbs) | 84.25x66.77x47.64(in) 214.00x169.60x121.00(cent) |  |  | 731304282655 | 72855.00 | 106000.00 | 131140.00
| SY80K100F-NB | Symmetra PX 80kW Scalable to 100kW, 208V with Startup, No Battery | https://www.se.com/us/en/product/SY80K100F-NB | 208 3 PH | 120 ,208 ,208 3 PH | SYMMETRA 3PH UPS | Uninterruptible Power Supply (UPS) | Symmetra PX | 594.70(kilos) 1311.31(lbs) | 84.25x33.39x47.64(in) 214.00x84.80x121.00(cent) |  |  |  | 40910.00 | 59400.00 | 73635.00
| SY90K100F | APC Symmetra PX 90kW Scalable to 100kW, 208V with Startup | https://www.se.com/us/en/product/SY90K100F | 208 3 PH | 120 ,208 ,208 3 PH | SYMMETRA 3PH UPS | Uninterruptible Power Supply (UPS) | Symmetra PX | 1972.36(kilos) 4349.05(lbs) | 84.25x66.77x47.64(in) 214.00x169.60x121.00(cent) |  |  | 731304282662 | 78045.00 | 113500.00 | 140480.00
| SY90K100F-NB | Symmetra PX 90kW Scalable to 100kW, 208V with Startup, No Battery | https://www.se.com/us/en/product/SY90K100F-NB | 208 3 PH | 120 ,208 ,208 3 PH | SYMMETRA 3PH UPS | Uninterruptible Power Supply (UPS) | Symmetra PX | 626.80(kilos) 1382.09(lbs) | 84.25x33.39x47.64(in) 214.00x84.80x121.00(cent) |  |  |  | 43565.00 | 63200.00 | 78415.00
| SY96K96H | APC Symmetra PX 96kW Scalable, 400V | https://www.se.com/us/en/product/SY96K96H | 400 3 PH | 230 ,400 3 PH | SYMMETRA 3PH UPS | Uninterruptible Power Supply (UPS) | Symmetra PX | 1898.00(kilos) 4185.09(lbs) | 84.25x66.77x47.64(in) 214.00x169.60x121.00(cent) |  |  |  | 104365.00 | 151500.00 | 187860.00
| SY96K96H-PD | APC Symmetra PX 96kW Scalable, 400V with Modular Power Distribution | https://www.se.com/us/en/product/SY96K96H-PD | 400 3 PH | 230 ,400 3 PH | SYMMETRA 3PH UPS | Uninterruptible Power Supply (UPS) | Symmetra PX | 1963.00(kilos) 4328.42(lbs) | 84.25x66.77x47.64(in) 214.00x169.60x121.00(cent) |  |  |  | 130425.00 | 189500.00 | 234765.00
| SY96K160H-PD | APC Symmetra PX 96kW Scalable to 160kW, 400V w/ Integrated Modular Distribution | https://www.se.com/us/en/product/SY96K160H-PD | 400 3 PH | 230 ,400 3 PH | SYMMETRA 3PH UPS | Uninterruptible Power Supply (UPS) | Symmetra PX | 1963.00(kilos) 4328.42(lbs) | 84.25x66.77x47.64(in) 214.00x169.60x121.00(cent) |  |  |  | 123915.00 | 180000.00 | 223045.00
| SY100K100F | APC Symmetra PX 100kW Scalable to 100kW, 208V with Startup | https://www.se.com/us/en/product/SY100K100F | 208 3 PH | 120 ,208 ,208 3 PH | SYMMETRA 3PH UPS | Uninterruptible Power Supply (UPS) | Symmetra PX | 2111.82(kilos) 4656.56(lbs) | 84.25x66.77x47.64(in) 214.00x169.60x121.00(cent) |  |  | 731304282570 | 85670.00 | 124500.00 | 154205.00
| SY100K100F-NB | Symmetra PX 100kW Scalable to 100kW, 208V with Startup, No Battery | https://www.se.com/us/en/product/SY100K100F-NB | 208 3 PH | 120 ,208 ,208 3 PH | SYMMETRA 3PH UPS | Uninterruptible Power Supply (UPS) | Symmetra PX | 298.87(kilos) 659.01(lbs) | 84.25x33.39x47.64(in) 214.00x84.80x121.00(cent) |  |  |  | 48015.00 | 69700.00 | 86420.00
| SY100K250D | APC Symmetra PX 100kW Scalable to 250kW without Maintenance Bypass or Distribution- Parallel Capable | https://www.se.com/us/en/product/SY100K250D | 480 3 PH,400 3 PH | 480 3 PH,400 3 PH | SYMMETRA 3PH UPS | Uninterruptible Power Supply (UPS) | Symmetra PX | 2517.00(kilos) 5549.99(lbs) | 84.65x117.72x50.00(in) 215.00x299.00x127.00(cent) |  |  |  | 85260.00 | 124000.00 | 153470.00
| SY100K250DL-PD | APC Symmetra PX 100kW Scalable to 250kW with Maintenance Bypass Left & Distribution | https://www.se.com/us/en/product/SY100K250DL-PD | 480 3 PH,400 3 PH | 480 3 PH,400 3 PH | SYMMETRA 3PH UPS | Uninterruptible Power Supply (UPS) | Symmetra PX | 2909.55(kilos) 6415.56(lbs) | 84.65x117.72x50.00(in) 215.00x299.00x127.00(cent) |  |  |  | 100165.00 | 145500.00 | 180290.00
| SY100K250DR-PD | APC Symmetra PX 100kW Scalable to 250kW with Right Mounted Maintenance Bypass and Distribution | https://www.se.com/us/en/product/SY100K250DR-PD | 480 3 PH,400 3 PH | 480 3 PH,400 3 PH | SYMMETRA 3PH UPS | Uninterruptible Power Supply (UPS) | Symmetra PX | 2894.00(kilos) 6381.27(lbs) | 84.65x117.72x50.00(in) 215.00x299.00x127.00(cent) |  |  |  | 100165.00 | 145500.00 | 180290.00
| SY125K250D | APC Symmetra PX 125kW Scalable to 250kW without Maintenance Bypass or Distribution -Parallel Capable | https://www.se.com/us/en/product/SY125K250D | 480 3 PH,400 3 PH | 480 3 PH,400 3 PH | SYMMETRA 3PH UPS | Uninterruptible Power Supply (UPS) | Symmetra PX | 2727.00(kilos) 6013.04(lbs) | 84.65x117.72x50.00(in) 215.00x299.00x127.00(cent) |  |  |  | 96720.00 | 140500.00 | 174095.00
| SY125K250D-NB | APC Symmetra PX 125kW Scalable to 250kW without Bypass, Distribution or batteries -Parallel Capable | https://www.se.com/us/en/product/SY125K250D-NB | 480 3 PH,400 3 PH | 480 3 PH,400 3 PH | SYMMETRA 3PH UPS | Uninterruptible Power Supply (UPS) | Symmetra PX | 1000.00(kilos) 2205.00(lbs) | 84.65x73.62x50.00(in) 215.00x187.00x127.00(cent) |  |  |  | 57850.00 | 83900.00 | 104125.00
| SY125K250DL-PD | APC Symmetra PX 125kW Scalable to 250kW with Left Mounted Maintenance Bypass and Distribution | https://www.se.com/us/en/product/SY125K250DL-PD | 480 3 PH,400 3 PH | 480 3 PH,400 3 PH | SYMMETRA 3PH UPS | Uninterruptible Power Supply (UPS) | Symmetra PX | 3104.00(kilos) 6844.32(lbs) | 84.65x117.72x50.00(in) 215.00x299.00x127.00(cent) |  |  |  | 111915.00 | 162500.00 | 201445.00
| SY125K250DL-PDNB | APC Symmetra PX 125kW Scalable to 250kW with Maintenance Bypass Left, Distribution & No Batteries | https://www.se.com/us/en/product/SY125K250DL-PDNB | 400 3 PH,480 3 PH | 400 3 PH,480 3 PH | SYMMETRA 3PH UPS | Uninterruptible Power Supply (UPS) | Symmetra PX | 1380.45(kilos) 3043.89(lbs) | 84.65x73.62x50.00(in) 215.00x187.00x127.00(cent) |  |  |  | 72290.00 | 105000.00 | 130120.00
| SY125K250DR-PD | APC Symmetra PX 125kW Scalable to 250kW with Right Mounted Maintenance Bypass and Distribution | https://www.se.com/us/en/product/SY125K250DR-PD | 480 3 PH,400 3 PH | 480 3 PH,400 3 PH | SYMMETRA 3PH UPS | Uninterruptible Power Supply (UPS) | Symmetra PX | 3104.00(kilos) 6844.32(lbs) | 84.65x117.72x50.00(in) 215.00x299.00x127.00(cent) |  |  |  | 111915.00 | 162500.00 | 201445.00
| SY125K250DR-PDNB | APC Symmetra PX 125kW Scalable to 250kW with Maintenance Bypass and Distribution, No Batteries | https://www.se.com/us/en/product/SY125K250DR-PDNB | 480 3 PH,400 3 PH | 480 3 PH,400 3 PH | SYMMETRA 3PH UPS | Uninterruptible Power Supply (UPS) | Symmetra PX | 1377.00(kilos) 3036.29(lbs) | 84.65x73.62x50.00(in) 215.00x187.00x127.00(cent) |  |  |  | 72290.00 | 105000.00 | 130120.00
| SY125K500D | APC Symmetra PX 125kW Scalable to 500kW without Maintenance Bypass & Distribution -Parallel Capable | https://www.se.com/us/en/product/SY125K500D | 480 3 PH,400 3 PH | 480 3 PH,400 3 PH | SYMMETRA 3PH UPS | Uninterruptible Power Supply (UPS) | Symmetra PX | 3036.00(kilos) 6694.38(lbs) | 84.65x117.72x50.00(in) 215.00x299.00x127.00(cent) |  |  |  | 101695.00 | 147500.00 | 183050.00
| SY125K500D-NB | APC Symmetra PX 125kW Scalable to 500kW without Bypass, Distribution or Batteries -Parallel Capable | https://www.se.com/us/en/product/SY125K500D-NB | 480 3 PH,400 3 PH | 480 3 PH,400 3 PH | SYMMETRA 3PH UPS | Uninterruptible Power Supply (UPS) | Symmetra PX | 1309.00(kilos) 2886.35(lbs) | 84.65x73.62x50.00(in) 215.00x187.00x127.00(cent) |  |  |  | 64335.00 | 93300.00 | 115795.00
| SY125K500DL-PD | APC Symmetra PX 125kW Scalable to 500kW with Maintenance Bypass Left & Distribution | https://www.se.com/us/en/product/SY125K500DL-PD | 400 3 PH,480 3 PH | 400 3 PH,480 3 PH | SYMMETRA 3PH UPS | Uninterruptible Power Supply (UPS) | Symmetra PX | 3255.00(kilos) 7177.28(lbs) | 84.65x117.72x50.00(in) 215.00x299.00x127.00(cent) |  |  |  | 117405.00 | 170500.00 | 211325.00
| SY125K500DL-PDNB | APC Symmetra PX 125kW Scalable to 500kW with Maintenance Bypass Left, Distribution & No Batteries | https://www.se.com/us/en/product/SY125K500DL-PDNB | 480 3 PH | 400 3 PH,480 3 PH | SYMMETRA 3PH UPS | Uninterruptible Power Supply (UPS) | Symmetra PX | 1514.09(kilos) 3338.57(lbs) | 84.65x73.62x50.00(in) 215.00x187.00x127.00(cent) |  |  |  | 77700.00 | 113000.00 | 139855.00
| SY125K500DR-PD | APC Symmetra PX 125kW Scalable to 500kW with Right Mounted Maintenance Bypass and Distribution | https://www.se.com/us/en/product/SY125K500DR-PD | 480 3 PH,400 3 PH | 480 3 PH,400 3 PH | SYMMETRA 3PH UPS | Uninterruptible Power Supply (UPS) | Symmetra PX | 3413.00(kilos) 7525.67(lbs) | 84.65x117.72x50.00(in) 215.00x299.00x127.00(cent) |  |  |  | 117405.00 | 170500.00 | 211325.00
| SY125K500DR-PDNB | APC Symmetra PX 125kW Scalable to 500kW with Maintenance Bypass and Distribution, No Batteries | https://www.se.com/us/en/product/SY125K500DR-PDNB | 480 3 PH,400 3 PH | 480 3 PH,400 3 PH | SYMMETRA 3PH UPS | Uninterruptible Power Supply (UPS) | Symmetra PX | 1686.00(kilos) 3717.63(lbs) | 84.65x73.62x50.00(in) 215.00x187.00x127.00(cent) |  |  |  | 75050.00 | 109000.00 | 135085.00
| SY150K250D | APC Symmetra PX 150kW Scalable to 250kW without Maintenance Bypass or Distribution -Parallel Capable | https://www.se.com/us/en/product/SY150K250D | 480 3 PH,400 3 PH | 480 3 PH,400 3 PH | SYMMETRA 3PH UPS | Uninterruptible Power Supply (UPS) | Symmetra PX | 3530.00(kilos) 7783.65(lbs) | 84.65x161.81x50.00(in) 215.00x411.00x127.00(cent) |  |  |  | 120780.00 | 175500.00 | 217405.00
| SY150K250DL-PD | APC Symmetra PX 150kW Scalable to 250kW with Maintenance Bypass Left & Distribution | https://www.se.com/us/en/product/SY150K250DL-PD | 480 3 PH,400 3 PH | 480 3 PH,400 3 PH | SYMMETRA 3PH UPS | Uninterruptible Power Supply (UPS) | Symmetra PX | 3928.64(kilos) 8662.65(lbs) | 84.65x161.81x50.00(in) 215.00x411.00x127.00(cent) |  |  |  | 136410.00 | 198000.00 | 245535.00
| SY150K250DR-PD | APC Symmetra PX 150kW Scalable to 250kW with Right Mounted Maintenance Bypass and Distribution | https://www.se.com/us/en/product/SY150K250DR-PD | 480 3 PH,400 3 PH | 480 3 PH,400 3 PH | SYMMETRA 3PH UPS | Uninterruptible Power Supply (UPS) | Symmetra PX | 3907.00(kilos) 8614.93(lbs) | 84.65x161.81x50.00(in) 215.00x411.00x127.00(cent) |  |  |  | 136410.00 | 198000.00 | 245535.00
| SY200K250D | APC Symmetra PX 200kW Scalable to 250kW without Maintenance Bypass or Distribution -Parallel Capable | https://www.se.com/us/en/product/SY200K250D | 480 3 PH,400 3 PH | 480 3 PH,400 3 PH | SYMMETRA 3PH UPS | Uninterruptible Power Supply (UPS) | Symmetra PX | 4112.00(kilos) 9066.96(lbs) | 84.65x161.81x50.00(in) 215.00x411.00x127.00(cent) |  |  |  | 145480.00 | 211000.00 | 261860.00
| SY200K250DL-PD | APC Symmetra PX 200kW Scalable to 250kW with Maintenance Bypass Left & Distribution | https://www.se.com/us/en/product/SY200K250DL-PD | 480 3 PH,400 3 PH | 480 3 PH,400 3 PH | SYMMETRA 3PH UPS | Uninterruptible Power Supply (UPS) | Symmetra PX | 4515.91(kilos) 9957.58(lbs) | 84.65x161.81x50.00(in) 215.00x411.00x127.00(cent) |  |  |  | 162875.00 | 236500.00 | 293170.00
| SY200K250DR-PD | APC Symmetra PX 200kW Scalable to 250kW with Right Mounted Maintenance Bypass and Distribution | https://www.se.com/us/en/product/SY200K250DR-PD | 480 3 PH,400 3 PH | 480 3 PH,400 3 PH | SYMMETRA 3PH UPS | Uninterruptible Power Supply (UPS) | Symmetra PX | 4489.00(kilos) 9898.25(lbs) | 84.65x161.81x50.00(in) 215.00x411.00x127.00(cent) |  |  |  | 162875.00 | 236500.00 | 293170.00
| SY250K500D | APC Symmetra PX 250kW Scalable to 500kW without Maintenance Bypass or Distribution -Parallel Capable | https://www.se.com/us/en/product/SY250K500D | 480 3 PH,400 3 PH | 480 3 PH,400 3 PH | SYMMETRA 3PH UPS | Uninterruptible Power Supply (UPS) | Symmetra PX | 5003.00(kilos) 11031.62(lbs) | 84.65x191.34x50.00(in) 215.00x486.00x127.00(cent) |  |  |  | 176690.00 | 256500.00 | 318035.00
| SY250K500DL-PD | APC Symmetra PX 250kW Scalable to 500kW with Left Mounted Maintenance Bypass and Distribution | https://www.se.com/us/en/product/SY250K500DL-PD | 480 3 PH,400 3 PH | 480 3 PH,400 3 PH | SYMMETRA 3PH UPS | Uninterruptible Power Supply (UPS) | Symmetra PX | 5380.00(kilos) 11862.90(lbs) | 84.65x191.34x50.00(in) 215.00x486.00x127.00(cent) |  |  |  | 195060.00 | 283000.00 | 351105.00
| SY250K500DR-PD | APC Symmetra PX 250kW Scalable to 500kW with Right Mounted Maintenance Bypass and Distribution | https://www.se.com/us/en/product/SY250K500DR-PD | 480 3 PH,400 3 PH | 480 3 PH,400 3 PH | SYMMETRA 3PH UPS | Uninterruptible Power Supply (UPS) | Symmetra PX | 5380.00(kilos) 11862.90(lbs) | 84.65x191.34x50.00(in) 215.00x486.00x127.00(cent) |  |  |  | 195060.00 | 283000.00 | 351105.00
| SY300K500D | APC Symmetra PX 300kW Scalable to 500kW without Maintenance Bypass or Distribution -Parallel Capable | https://www.se.com/us/en/product/SY300K500D | 480 3 PH,400 3 PH | 480 3 PH,400 3 PH | SYMMETRA 3PH UPS | Uninterruptible Power Supply (UPS) | Symmetra PX | 6178.00(kilos) 13622.49(lbs) | 84.65x235.43x50.00(in) 215.00x598.00x127.00(cent) |  |  |  | 216575.00 | 314500.00 | 389835.00
| SY300K500DL-PD | APC Symmetra PX 300kW Scalable to 500kW with Maintenance Bypass Left & Distribution | https://www.se.com/us/en/product/SY300K500DL-PD | 480 3 PH,400 3 PH | 480 3 PH,400 3 PH | SYMMETRA 3PH UPS | Uninterruptible Power Supply (UPS) | Symmetra PX | 6555.00(kilos) 14453.78(lbs) | 84.65x235.43x50.00(in) 215.00x598.00x127.00(cent) |  |  |  | 236210.00 | 342500.00 | 425170.00
| SY300K500DR-PD | APC Symmetra PX 300kW Scalable to 500kW with Right Mounted Maintenance Bypass and Distribution | https://www.se.com/us/en/product/SY300K500DR-PD | 480 3 PH,400 3 PH | 480 3 PH,400 3 PH | SYMMETRA 3PH UPS | Uninterruptible Power Supply (UPS) | Symmetra PX | 6555.00(kilos) 14453.78(lbs) | 84.65x235.43x50.00(in) 215.00x598.00x127.00(cent) |  |  |  | 236210.00 | 342500.00 | 425170.00
| SY400K500D | APC Symmetra PX 400kW Scalable to 500kW without Maintenance Bypass or Distribution -Parallel Capable | https://www.se.com/us/en/product/SY400K500D | 480 3 PH,400 3 PH | 480 3 PH,400 3 PH | SYMMETRA 3PH UPS | Uninterruptible Power Supply (UPS) | Symmetra PX | 7493.00(kilos) 16522.07(lbs) | 84.65x279.53x50.00(in) 215.00x710.00x127.00(cent) |  |  |  | 277080.00 | 402000.00 | 498745.00
| SY400K500DL-PD | APC Symmetra PX 400kW Scalable to 500kW with Maintenance Bypass Left & Distribution | https://www.se.com/us/en/product/SY400K500DL-PD | 480 3 PH,400 3 PH | 480 3 PH,400 3 PH | SYMMETRA 3PH UPS | Uninterruptible Power Supply (UPS) | Symmetra PX | 8150.00(kilos) 17970.75(lbs) | 84.65x279.53x50.00(in) 215.00x710.00x127.00(cent) |  |  |  | 298880.00 | 433500.00 | 537985.00
| SY400K500DR-PD | APC Symmetra PX 400kW Scalable to 500kW with Right Mounted Maintenance Bypass and Distribution | https://www.se.com/us/en/product/SY400K500DR-PD | 480 3 PH,400 3 PH | 480 3 PH,400 3 PH | SYMMETRA 3PH UPS | Uninterruptible Power Supply (UPS) | Symmetra PX | 8150.00(kilos) 17970.75(lbs) | 84.65x279.53x50.00(in) 215.00x710.00x127.00(cent) |  |  |  | 298880.00 | 433500.00 | 537985.00
| SY500K500D | APC Symmetra PX 500kW Scalable to 500kW without Maintenance Bypass or Distribution -Parallel Capable | https://www.se.com/us/en/product/SY500K500D | 480 3 PH,400 3 PH | 480 3 PH,400 3 PH | SYMMETRA 3PH UPS | Uninterruptible Power Supply (UPS) | Symmetra PX | 8937.00(kilos) 19706.09(lbs) | 84.65x279.53x50.00(in) 215.00x710.00x127.00(cent) |  |  |  | 322400.00 | 467500.00 | 580320.00
| SY500K500DL-PD | APC Symmetra PX 500kW Scalable to 500kW with Maintenance Bypass Left & Distribution | https://www.se.com/us/en/product/SY500K500DL-PD | 480 3 PH,400 3 PH | 480 3 PH,400 3 PH | SYMMETRA 3PH UPS | Uninterruptible Power Supply (UPS) | Symmetra PX | 9314.00(kilos) 20537.37(lbs) | 84.65x279.53x50.00(in) 215.00x710.00x127.00(cent) |  |  |  | 345450.00 | 501000.00 | 621810.00
| SY500K500DR-PD | APC Symmetra PX 500kW Scalable to 500kW with Right Mounted Maintenance Bypass and Distribution | https://www.se.com/us/en/product/SY500K500DR-PD | 480 3 PH,400 3 PH | 480 3 PH,400 3 PH | SYMMETRA 3PH UPS | Uninterruptible Power Supply (UPS) | Symmetra PX | 9314.00(kilos) 20537.37(lbs) | 84.65x279.53x50.00(in) 215.00x710.00x127.00(cent) |  |  |  | 345450.00 | 501000.00 | 621810.00
| SYBFF | APC Symmetra PX 500kW Bottom Feed Frame for 500kW Dual Mains Configs | https://www.se.com/us/en/product/SYBFF | 480 3 PH,400 3 PH |  | SYMMETRA 3PH UPS | Uninterruptible Power Supply (UPS) | Symmetra PX Accessories | 186.36(kilos) 410.92(lbs) | 84.06x29.33x47.64(in) 213.50x74.50x121.00(cent) |  |  | 731304256458 | 5485.00 | 7950.00 | 9870.00
| SYBFXR8 | APC Symmetra PX 250/500kW Battery Enclosure for up to 8 Battery Modules | https://www.se.com/us/en/product/SYBFXR8 |  |  | SYMMETRA 3PH UPS | Uninterruptible Power Supply (UPS) | Symmetra PX | 431.82(kilos) 952.16(lbs) | 84.65x44.09x50.00(in) 215.00x112.00x127.00(cent) |  |  | 731304253594 | 13420.00 | 19500.00 | 24150.00
| SYBFXR8S | APC Symmetra PX 250/500kW Battery Enclosure for up to 8 Battery Modules & Start Up | https://www.se.com/us/en/product/SYBFXR8S |  |  | SYMMETRA 3PH UPS | Uninterruptible Power Supply (UPS) | Symmetra PX | 431.82(kilos) 952.16(lbs) | 84.65x44.09x50.00(in) 215.00x112.00x127.00(cent) |  |  |  | 13520.00 | 19700.00 | 24335.00
| SYBSC250K500 | APC Symmetra PX250/500kW Batt. enclosure sidecar for remote battery solution with 500A fuse kit | https://www.se.com/us/en/product/SYBSC250K500 | 480 3 PH,400 3 PH |  | SYMMETRA 3PH UPS | Uninterruptible Power Supply (UPS) | Symmetra PX Accessories | 186.82(kilos) 411.94(lbs) | 84.65x29.33x47.64(in) 215.00x74.50x121.00(cent) |  |  | 731304253570 | 6230.00 | 9050.00 | 11215.00
| SYCF40KF | SYMMETRA PX 40KW FRAME, 208V | https://www.se.com/us/en/product/SYCF40KF | 208 | 208 3 PH | SYMMETRA 3PH UPS | Uninterruptible Power Supply (UPS) | Symmetra PX | 285.00(kilos) 628.43(lbs) | 90.98x29.49x41.50(in) 231.10x74.90x105.40(cent) |  |  | 731304123705 | 16460.00 | 23900.00 | 29625.00
| SYCF48KH | APC Symmetra PX 48kW All-In-One Frame, 400V | https://www.se.com/us/en/product/SYCF48KH | 400 3 PH | 400 3 PH | SYMMETRA 3PH UPS | Uninterruptible Power Supply (UPS) | Symmetra PX | 331.00(kilos) 729.86(lbs) | 84.25x33.39x47.64(in) 214.00x84.80x121.00(cent) |  |  | 731304262022 | 31920.00 | 46300.00 | 57455.00
| SYCF100KF | APC Symmetra PX 100kW Power Frame, 208V | https://www.se.com/us/en/product/SYCF100KF | 208 3 PH | 208 3 PH | SYMMETRA 3PH UPS | Uninterruptible Power Supply (UPS) | Symmetra PX | 358.64(kilos) 790.80(lbs) | 84.25x33.39x47.64(in) 214.00x84.80x121.00(cent) |  | 1 | 731304277613 | 28895.00 | 41900.00 | 52010.00
| SYCF160KH | APC Symmetra PX Frame 160kW 400V | https://www.se.com/us/en/product/SYCF160KH | 400 3 PH | 230 ,400 3 PH | SYMMETRA 3PH UPS | Uninterruptible Power Supply (UPS) | Symmetra PX | 358.00(kilos) 789.39(lbs) | 84.25x33.39x47.64(in) 214.00x84.80x121.00(cent) |  |  | 731304256854 | 22550.00 | 32700.00 | 40585.00
| SYCFXR9 | APC Symmetra PX Battery Frame for 400V PX 96/160kW & 208V PX 100kW for 9 Battery Modules | https://www.se.com/us/en/product/SYCFXR9 |  |  | SYMMETRA 3PH UPS | Uninterruptible Power Supply (UPS) | Symmetra PX | 379.00(kilos) 835.70(lbs) | 84.65x33.39x47.64(in) 215.00x84.80x121.00(cent) |  |  | 731304257615 | 9930.00 | 14400.00 | 17875.00
| SYCFXR9-9 | APC Symmetra PX Battery Frame for 400V PX 96/160kW & 208V PX 100kW with 9 Battery Modules & Startup | https://www.se.com/us/en/product/SYCFXR9-9 |  |  | SYMMETRA 3PH UPS | Uninterruptible Power Supply (UPS) | Symmetra PX | 1343.00(kilos) 2961.32(lbs) | 84.02x33.39x47.64(in) 213.40x84.80x121.00(cent) |  |  |  | 34305.00 | 49800.00 | 61745.00
| SYCFXR9-S | APC Symmetra PX Battery Frame for 400V PX 96/160kW & 208V PX 100kW for 9 Battery Modules & Startup | https://www.se.com/us/en/product/SYCFXR9-S |  |  | SYMMETRA 3PH UPS | Uninterruptible Power Supply (UPS) | Symmetra PX | 379.00(kilos) 835.70(lbs) | 84.65x33.39x47.64(in) 215.00x84.80x121.00(cent) |  |  |  | 11460.00 | 16700.00 | 20620.00
| SYIOF500KD | APC Symmetra PX 250/500kW IO Frame, 400/480V | https://www.se.com/us/en/product/SYIOF500KD | 480 3 PH,400 3 PH | 480 3 PH,400 3 PH | SYMMETRA 3PH UPS | Uninterruptible Power Supply (UPS) | Symmetra PX | 363.64(kilos) 801.83(lbs) | 83.58x29.33x47.64(in) 212.30x74.50x121.00(cent) |  |  | 731304256441 | 16535.00 | 24000.00 | 29760.00
| SYIOF500KMBL | APC Symmetra PX 250/500kW IO Frame with Left Mounted Maintenance Bypass and Distribution, 400/480V | https://www.se.com/us/en/product/SYIOF500KMBL | 480 3 PH,400 3 PH | 480 3 PH,400 3 PH | SYMMETRA 3PH UPS | Uninterruptible Power Supply (UPS) | Symmetra PX | 753.64(kilos) 1661.78(lbs) | 83.58x29.33x47.64(in) 212.30x74.50x121.00(cent) |  |  | 731304253853 | 29325.00 | 42600.00 | 52780.00
| SYIOF500KMBR | APC Symmetra PX 250/500kW IO Frame with Right Mounted Maintenance Bypass and Distribution 400/480V | https://www.se.com/us/en/product/SYIOF500KMBR | 480 3 PH,400 3 PH | 480 3 PH,400 3 PH | SYMMETRA 3PH UPS | Uninterruptible Power Supply (UPS) | Symmetra PX | 753.64(kilos) 1661.78(lbs) | 83.58x44.09x47.64(in) 212.30x112.00x121.00(cent) |  |  | 731304253860 | 24435.00 | 35500.00 | 43985.00
| SYMBP100F | Symmetra PX 100 Maintenance Bypass Panel, 208V | https://www.se.com/us/en/product/SYMBP100F | 208 3 PH | 208 3 PH | SYMMETRA 3PH UPS | Uninterruptible Power Supply (UPS) | Symmetra PX | 189.09(kilos) 416.94(lbs) | 84.65x33.39x47.64(in) 215.00x84.80x121.00(cent) |  |  | 731304293927 | 9375.00 | 13600.00 | 16875.00
| SYOPT003 | APC Symmetra PX 250kW Battery Breaker Enclosure Fuse Kit 500A | https://www.se.com/us/en/product/SYOPT003 |  |  | SYMMETRA 3PH UPS | Uninterruptible Power Supply (UPS) | Symmetra PX Accessories | 7.73(kilos) 17.04(lbs) | 10.83x9.45x8.07(in) 27.50x24.00x20.50(cent) |  |  | 731304267300 | 879.00 | 1275.00 | 1585.00
| SYOPT004 | APC Symmetra PX 500kW Battery Breaker Enclosure Fuse Kit 1000A | https://www.se.com/us/en/product/SYOPT004 |  |  | SYMMETRA 3PH UPS | Uninterruptible Power Supply (UPS) | Symmetra PX Accessories | 9.55(kilos) 21.06(lbs) | 15.35x12.20x8.27(in) 39.00x31.00x21.00(cent) |  |  | 731304267294 | 1150.00 | 1675.00 | 2070.00
| SYOPT005 | APC Symmetra PX 250/500 Air Filter | https://www.se.com/us/en/product/SYOPT005 |  |  | SYMMETRA 3PH UPS | Uninterruptible Power Supply (UPS) | Symmetra PX Accessories | 2.82(kilos) 6.22(lbs) | 38.58x24.02x2.76(in) 98.00x61.00x7.00(cent) |  |  | 731304267270 | 474.00 | 689.00 | 852.00
| SYOPT007 | APC Symmetra PX250/500 Third Party Switchgear Kit | https://www.se.com/us/en/product/SYOPT007 |  |  | SYMMETRA 3PH UPS | Uninterruptible Power Supply (UPS) | Symmetra PX Accessories | 0.91(kilos) 2.01(lbs) | 7.76x3.74x3.15(in) 19.70x9.50x8.00(cent) |  |  | 731304278764 | 1200.00 | 1750.00 | 2160.00
| SYOPT009 | Seismic Kit for 600mm Symmetra PX Battery Cabinets | https://www.se.com/us/en/product/SYOPT009 |  |  | SYMMETRA 3PH UPS | Uninterruptible Power Supply (UPS) | Symmetra PX Accessories | 3.00(kilos) 6.62(lbs) | 16.93x7.87x3.15(in) 43.00x20.00x8.00(cent) |  |  | 731304291053 | 165.00 | 239.99 | 297.00
| SYOPT014 | Seismic Kit for Symmetra PX 20 Batteries | https://www.se.com/us/en/product/SYOPT014 |  |  | SYMMETRA 3PH UPS | Uninterruptible Power Supply (UPS) | Symmetra PX Accessories | 4.36(kilos) 9.61(lbs) | 18.78x10.12x5.55(in) 47.70x25.70x14.10(cent) |  |  | 731304307174 | 275.00 | 399.99 | 494.00
| SYOPT015 | Seismic Kit for Symmetra PX 20 and 40/60kVA InfraStruxure PDUs | https://www.se.com/us/en/product/SYOPT015 |  |  | SYMMETRA 3PH UPS | Uninterruptible Power Supply (UPS) | Symmetra PX Accessories | 2.05(kilos) 4.52(lbs) | 3.50x6.50x5.00(in) 8.90x16.50x12.70(cent) |  |  | 731304307181 | 39.00 | 59.99 | 69.00
| SYOPT300 | Seismic Kit for 300mm Symmetra PX 100, Symmetra PX 250/500, and Modular PDU Frames | https://www.se.com/us/en/product/SYOPT300 |  |  | SYMMETRA 3PH UPS | Uninterruptible Power Supply (UPS) | Symmetra PX Accessories | 4.00(kilos) 8.82(lbs) | 16.93x7.87x3.15(in) 43.00x20.00x8.00(cent) |  |  | 731304291060 | 174.00 | 259.99 | 313.00
| SYOPT600 | Seismic Kit for 600mm Symmetra PX 100 and Symmetra PX 250/500 Frames | https://www.se.com/us/en/product/SYOPT600 |  |  | SYMMETRA 3PH UPS | Uninterruptible Power Supply (UPS) | Symmetra PX Accessories | 8.00(kilos) 17.64(lbs) | 31.50x5.51x4.72(in) 80.00x14.00x12.00(cent) |  |  | 731304291077 | 349.00 | 509.00 | 627.00
| SYOPT750 | Seismic Kit for 750mm Symmetra PX 250/500 Frames | https://www.se.com/us/en/product/SYOPT750 |  |  | SYMMETRA 3PH UPS | Uninterruptible Power Supply (UPS) | Symmetra PX Accessories | 16.00(kilos) 35.28(lbs) | 31.50x5.51x4.72(in) 80.00x14.00x12.00(cent) |  |  | 731304291084 | 429.00 | 629.00 | 773.00
| SYPF250KD | APC Symmetra PX 250kW Power Module Frame, 400/480V | https://www.se.com/us/en/product/SYPF250KD | 480 3 PH,400 3 PH | 480 3 PH,400 3 PH | SYMMETRA 3PH UPS | Uninterruptible Power Supply (UPS) | Symmetra PX | 280.45(kilos) 618.39(lbs) | 84.06x29.53x47.64(in) 213.50x75.00x121.00(cent) |  |  | 731304253228 | 8100.00 | 11800.00 | 14575.00
| SYPXCCQ | Adapted Connection Cabinets and associated parts used with a Symmetra PX | https://www.se.com/us/en/product/SYPXCCQ |  |  | SYMMETRA 3PH UPS | Uninterruptible Power Supply (UPS) | Symmetra PX Accessories | 0.01(kilos) 0.02(lbs) |  |  |  |  | Call for Quote | Call for Quote | Call for Quote
| SYSW80KF | Symmetra PX 80kW Static Switch Module, 208V | https://www.se.com/us/en/product/SYSW80KF | 208 3 PH | 120 ,208 ,208 3 PH | SYMMETRA 3PH UPS | Uninterruptible Power Supply (UPS) | Symmetra PX Accessories | 38.50(kilos) 84.89(lbs) | 21.10x21.69x24.25(in) 53.60x55.10x61.60(cent) |  |  | 731304209492 | 6090.00 | 8825.00 | 10955.00
| SYSW250KD | APC Symmetra PX 250kW Static Switch Module, 400/480V | https://www.se.com/us/en/product/SYSW250KD |  |  | SYMMETRA 3PH UPS | Uninterruptible Power Supply (UPS) | Symmetra PX | 105.00(kilos) 231.53(lbs) | 36.61x30.71x36.02(in) 93.00x78.00x91.50(cent) |  | 1 | 731304253143 | 7230.00 | 10500.00 | 13010.00
| SYSW500KD | APC Symmetra PX 500kW Static Switch Module, 400/480V | https://www.se.com/us/en/product/SYSW500KD |  |  | SYMMETRA 3PH UPS | Uninterruptible Power Supply (UPS) | Symmetra PX Accessories | 134.09(kilos) 295.67(lbs) | 36.61x30.71x36.02(in) 93.00x78.00x91.50(cent) |  | 1 | 731304253150 | 9005.00 | 13100.00 | 16210.00
| SYSW4000KG-SPL1 | APC Symmetra MW 4000KW 480V Static Switch Spare Part Kit Level 1 | https://www.se.com/us/en/product/SYSW4000KG-SPL1 |  |  | SPARES 3PH | Uninterruptible Power Supply (UPS) | Symmetra MW Accessories | 81.48(kilos) 179.66(lbs) | 40.00x60.00x50.00(in) 101.60x152.40x127.00(cent) |  |  | 731304569947 | 11440.00 | 12100.00 | 21675.00
| SYSW4000KG-SPL2 | APC Symmetra MW 4000KW 480V Static Switch Spare Part Kit Level 2 | https://www.se.com/us/en/product/SYSW4000KG-SPL2 |  |  | SPARES 3PH | Uninterruptible Power Supply (UPS) | Symmetra MW Accessories | 81.48(kilos) 179.66(lbs) | 40.00x60.00x50.00(in) 101.60x152.40x127.00(cent) |  |  | 731304569954 | 24055.00 | 25400.00 | 45580.00
| SYSW4000KH-SPL1 | APC Symmetra MW 4000KW 400V Static Switch Spare Part Kit Level 1 | https://www.se.com/us/en/product/SYSW4000KH-SPL1 |  |  | SPARES 3PH | Uninterruptible Power Supply (UPS) | Symmetra MW Accessories | 45.36(kilos) 100.01(lbs) | 20.00x40.00x25.00(in) 50.80x101.60x63.50(cent) |  |  | 731304569961 | 31730.00 | 33400.00 | 60120.00
| SYSW4000KH-SPL2 | APC Symmetra MW 4000KW 400V Static Switch Spare Part Kit Level 2 | https://www.se.com/us/en/product/SYSW4000KH-SPL2 |  |  | SPARES 3PH | Uninterruptible Power Supply (UPS) | Symmetra MW Accessories | 81.65(kilos) 180.03(lbs) | 40.00x60.00x50.00(in) 101.60x152.40x127.00(cent) |  |  | 731304569978 | 43835.00 | 46200.00 | 83055.00
| SYWMBP96K160H2 | APC Symmetra PX 96/160KW Value Wall-mounted Maintenance Bypass Panel, 400V | https://www.se.com/us/en/product/SYWMBP96K160H2 |  |  | SYMMETRA 3PH UPS | Uninterruptible Power Supply (UPS) | Symmetra PX | 105.00(kilos) 231.53(lbs) | 48.43x32.68x13.78(in) 123.00x83.00x35.00(cent) |  |  | 731304313304 | 4875.00 | 7075.00 | 8770.00
| TMRG5T | MGE GALAXY 5000 TRANSVERSE OPTIONS | https://www.se.com/us/en/product/TMRG5T |  |  | OPT MID RANGE 3PH UPS | Uninterruptible Power Supply (UPS) | Galaxy 5000 | [5 empty] | Call for Quote | Call for Quote | Call for Quote
| W3MUPS60KH-SPL1 | Support Set Spare parts Level 1 | https://www.se.com/us/en/product/W3MUPS60KH-SPL1 |  |  | SPARES 3PH | Uninterruptible Power Supply (UPS) | Easy UPS 3M | 10.00(kilos) 22.05(lbs) | 3.94x3.94x3.94(in) 10.00x10.00x10.00(cent) |  |  | 731304448433 | 1120.00 | 1200.00 | 2125.00
| W3MUPS60KH-SPL2 | Comprehensive Parts Spare parts Level 2 | https://www.se.com/us/en/product/W3MUPS60KH-SPL2 |  |  | SPARES 3PH | Uninterruptible Power Supply (UPS) | Easy UPS 3M | 10.00(kilos) 22.05(lbs) | 3.94x3.94x3.94(in) 10.00x10.00x10.00(cent) |  |  | 731304448440 | 11340.00 | 12000.00 | 21485.00
| W3MUPS60KHB-SPL1 | Support Set Spare parts Level 1 | https://www.se.com/us/en/product/W3MUPS60KHB-SPL1 |  |  | SPARES 3PH | Uninterruptible Power Supply (UPS) | Easy UPS 3M | 10.00(kilos) 22.05(lbs) | 3.94x3.94x3.94(in) 10.00x10.00x10.00(cent) |  |  | 731304448457 | 1125.00 | 1200.00 | 2130.00
| W3MUPS60KHB-SPL2 | Comprehensive Parts Spare parts Level 2 | https://www.se.com/us/en/product/W3MUPS60KHB-SPL2 |  |  | SPARES 3PH | Uninterruptible Power Supply (UPS) | Easy UPS 3M | 10.00(kilos) 22.05(lbs) | 3.94x3.94x3.94(in) 10.00x10.00x10.00(cent) |  |  | 731304448464 | 11345.00 | 12000.00 | 21495.00
| W3MUPS80KH-SPL1 | Support Set Spare parts Level 1 | https://www.se.com/us/en/product/W3MUPS80KH-SPL1 |  |  | SPARES 3PH | Uninterruptible Power Supply (UPS) | Easy UPS 3M | 10.00(kilos) 22.05(lbs) | 3.94x3.94x3.94(in) 10.00x10.00x10.00(cent) |  |  | 731304448471 | 1420.00 | 1500.00 | 2690.00
| W3MUPS80KH-SPL2 | Comprehensive Parts Spare parts Level 2 | https://www.se.com/us/en/product/W3MUPS80KH-SPL2 |  |  | SPARES 3PH | Uninterruptible Power Supply (UPS) | Easy UPS 3M | 10.00(kilos) 22.05(lbs) | 3.94x3.94x3.94(in) 10.00x10.00x10.00(cent) |  |  | 731304448488 | 9275.00 | 9775.00 | 17570.00
| W3MUPS80KHB-SPL1 | Support Set Spare parts Level 1 | https://www.se.com/us/en/product/W3MUPS80KHB-SPL1 |  |  | SPARES 3PH | Uninterruptible Power Supply (UPS) | Easy UPS 3M | 10.00(kilos) 22.05(lbs) | 3.94x3.94x3.94(in) 10.00x10.00x10.00(cent) |  |  | 731304448495 | 1425.00 | 1500.00 | 2700.00
| W3MUPS80KHB-SPL2 | Comprehensive Parts Spare parts Level 2 | https://www.se.com/us/en/product/W3MUPS80KHB-SPL2 |  |  | SPARES 3PH | Uninterruptible Power Supply (UPS) | Easy UPS 3M | 10.00(kilos) 22.05(lbs) | 3.94x3.94x3.94(in) 10.00x10.00x10.00(cent) |  |  | 731304448501 | 9975.00 | 10500.00 | 18900.00
| W3MUPS100KH-SPL1 | Support Set Spare parts Level 1 | https://www.se.com/us/en/product/W3MUPS100KH-SPL1 |  |  | SPARES 3PH | Uninterruptible Power Supply (UPS) | Easy UPS 3M | 10.00(kilos) 22.05(lbs) | 3.94x3.94x3.94(in) 10.00x10.00x10.00(cent) |  |  | 731304448518 | 1820.00 | 1925.00 | 3445.00
| W3MUPS100KH-SPL2 | Comprehensive Parts Spare parts Level 2 | https://www.se.com/us/en/product/W3MUPS100KH-SPL2 |  |  | SPARES 3PH | Uninterruptible Power Supply (UPS) | Easy UPS 3M | 10.00(kilos) 22.05(lbs) | 3.94x3.94x3.94(in) 10.00x10.00x10.00(cent) |  |  | 731304448525 | 9860.00 | 10400.00 | 18680.00
| W3MUPS120KH-SPL1 | Support Set Spare parts Level 1 | https://www.se.com/us/en/product/W3MUPS120KH-SPL1 |  |  | SPARES 3PH | Uninterruptible Power Supply (UPS) | Easy UPS 3M | 10.00(kilos) 22.05(lbs) | 3.94x3.94x3.94(in) 10.00x10.00x10.00(cent) |  |  | 731304448532 | 2380.00 | 2525.00 | 4505.00
| W3MUPS120KH-SPL2 | Comprehensive Parts Spare parts Level 2 | https://www.se.com/us/en/product/W3MUPS120KH-SPL2 |  |  | SPARES 3PH | Uninterruptible Power Supply (UPS) | Easy UPS 3M | 10.00(kilos) 22.05(lbs) | 3.94x3.94x3.94(in) 10.00x10.00x10.00(cent) |  |  | 731304448549 | 13085.00 | 13800.00 | 24790.00
| W3MUPS160KH-SPL1 | Support Set Spare parts Level 1 | https://www.se.com/us/en/product/W3MUPS160KH-SPL1 |  |  | SPARES 3PH | Uninterruptible Power Supply (UPS) | Easy UPS 3M | 10.00(kilos) 22.05(lbs) | 3.94x3.94x3.94(in) 10.00x10.00x10.00(cent) |  |  | 731304448556 | 2535.00 | 2675.00 | 4800.00
| W3MUPS160KH-SPL2 | Comprehensive Parts Spare parts Level 2 | https://www.se.com/us/en/product/W3MUPS160KH-SPL2 |  |  | SPARES 3PH | Uninterruptible Power Supply (UPS) | Easy UPS 3M | 10.00(kilos) 22.05(lbs) | 3.94x3.94x3.94(in) 10.00x10.00x10.00(cent) |  |  | 731304448563 | 14380.00 | 15200.00 | 27245.00
| WE3L250-400KH-SPL1 | EASY UPS 3L 250-400KH SUPPORT SET - SPARE PART KIT LEVEL 1 | https://www.se.com/us/en/product/WE3L250-400KH-SPL1 |  |  | SPARES 3PH | Uninterruptible Power Supply (UPS) | Easy UPS 3L | 10.00(kilos) 22.05(lbs) | 3.94x3.94x3.94(in) 10.00x10.00x10.00(cent) |  |  | 731304439523 | 4030.00 | 4250.00 | 7630.00
| WE3L250-400KH-SPL2 | EASY UPS 3L 250-400KH COMPREHENSIVE SET - SPARE PART KIT LEVEL 2 | https://www.se.com/us/en/product/WE3L250-400KH-SPL2 |  |  | SPARES 3PH | Uninterruptible Power Supply (UPS) | Easy UPS 3L |  |  |  |  | 731304439547 | 4715.00 | 4975.00 | 8930.00
| WE3L500-600KH-SPL1 | EASY UPS 3L 500-600KH SUPPORT SET SPARE PART KIT LEVEL 1 | https://www.se.com/us/en/product/WE3L500-600KH-SPL1 |  |  | SPARES 3PH | Uninterruptible Power Supply (UPS) | Easy UPS 3L |  |  |  |  | 731304439530 | 7115.00 | 7500.00 | 13475.00
| WE3L500-600KH-SPL2 | EASY UPS 3L 500-600KH COMPREHENSIVE SET SPARE PART KIT LEVEL 2 | https://www.se.com/us/en/product/WE3L500-600KH-SPL2 |  |  | SPARES 3PH | Uninterruptible Power Supply (UPS) | Easy UPS 3L | 10.00(kilos) 22.05(lbs) | 3.94x3.94x3.94(in) 10.00x10.00x10.00(cent) |  |  | 731304439554 | 7790.00 | 8200.00 | 14755.00
| WE3SUPS10K3I-SPL1 | Support Set Spare parts Level 1 | https://www.se.com/us/en/product/WE3SUPS10K3I-SPL1 |  |  | SPARES 3PH | Uninterruptible Power Supply (UPS) | Easy UPS 3S | 45.00(kilos) 99.23(lbs) | 48.03x48.03x48.03(in) 122.00x122.00x122.00(cent) |  |  | 731304507055 | 456.00 | 479.00 | 863.00
| WE3SUPS10K3I-SPL2 | Comprehensive Set Spare parts Level 2 | https://www.se.com/us/en/product/WE3SUPS10K3I-SPL2 |  |  | SPARES 3PH | Uninterruptible Power Supply (UPS) | Easy UPS 3S | 45.00(kilos) 99.23(lbs) | 48.03x48.03x48.03(in) 122.00x122.00x122.00(cent) |  |  | 731304507239 | 6360.00 | 6700.00 | 12050.00
| WE3SUPS10K3IB-SPL1 | Support Set Spare parts Level 1 | https://www.se.com/us/en/product/WE3SUPS10K3IB-SPL1 |  |  | SPARES 3PH | Uninterruptible Power Supply (UPS) | Easy UPS 3S | 45.00(kilos) 99.23(lbs) | 48.03x48.03x48.03(in) 122.00x122.00x122.00(cent) |  |  | 731304507116 | 5645.00 | 5950.00 | 10695.00
| WE3SUPS10K3IB-SPL2 | Comprehensive Set Spare parts Level 2 | https://www.se.com/us/en/product/WE3SUPS10K3IB-SPL2 |  |  | SPARES 3PH | Uninterruptible Power Supply (UPS) | Easy UPS 3S | 45.00(kilos) 99.23(lbs) | 48.03x48.03x48.03(in) 122.00x122.00x122.00(cent) |  |  | 731304507123 | 6435.00 | 6775.00 | 12185.00
| WE3SUPS10KFB1-SPL1 | Support Set Spare parts Level 1 | https://www.se.com/us/en/product/WE3SUPS10KFB1-SPL1 |  |  | SPARES 3PH | Uninterruptible Power Supply (UPS) | Easy UPS 3S | 45.00(kilos) 99.23(lbs) | 48.03x48.03x48.03(in) 122.00x122.00x122.00(cent) |  |  | 731304507192 | 6295.00 | 6625.00 | 11925.00
| WE3SUPS10KH-SPL1 | Comprehensive Spare parts Level 1 | https://www.se.com/us/en/product/WE3SUPS10KH-SPL1 |  |  | SPARES 3PH | Uninterruptible Power Supply (UPS) | Easy UPS 3S | 45.00(kilos) 99.23(lbs) | 48.03x48.03x48.03(in) 122.00x122.00x122.00(cent) |  |  | 731304472292 | 259.00 | 279.99 | 490.00
| WE3SUPS10KH-SPL2 | Comprehensive Spare parts Level 2 | https://www.se.com/us/en/product/WE3SUPS10KH-SPL2 |  |  | SPARES 3PH | Uninterruptible Power Supply (UPS) | Easy UPS 3S | 45.00(kilos) 99.23(lbs) | 48.03x48.03x48.03(in) 122.00x122.00x122.00(cent) |  |  | 731304472308 | 5225.00 | 5500.00 | 9900.00
| WE3SUPS10KHB-SPL1 | Support Set Spare parts Level 1 | https://www.se.com/us/en/product/WE3SUPS10KHB-SPL1 |  |  | SPARES 3PH | Uninterruptible Power Supply (UPS) | Easy UPS 3S | 45.00(kilos) 99.23(lbs) | 48.03x48.03x48.03(in) 122.00x122.00x122.00(cent) |  |  | 731304472391 | 320.00 | 339.99 | 605.00
| WE3SUPS10KHB-SPL2 | Comprehensive Set Spare parts Level 2 | https://www.se.com/us/en/product/WE3SUPS10KHB-SPL2 |  |  | SPARES 3PH | Uninterruptible Power Supply (UPS) | Easy UPS 3S | 45.00(kilos) 99.23(lbs) | 48.03x48.03x48.03(in) 122.00x122.00x122.00(cent) |  |  | 731304472407 | 5290.00 | 5575.00 | 10025.00
| WE3SUPS15K3I-SPL1 | Support Set Spare parts Level 1 | https://www.se.com/us/en/product/WE3SUPS15K3I-SPL1 |  |  | SPARES 3PH | Uninterruptible Power Supply (UPS) | Easy UPS 3S | 45.00(kilos) 99.23(lbs) | 48.03x48.03x48.03(in) 122.00x122.00x122.00(cent) |  |  | 731304507062 | 4380.00 | 4625.00 | 8295.00
| WE3SUPS15K3I-SPL2 | Comprehensive Set Spare parts Level 2 | https://www.se.com/us/en/product/WE3SUPS15K3I-SPL2 |  |  | SPARES 3PH | Uninterruptible Power Supply (UPS) | Easy UPS 3S | 45.00(kilos) 99.23(lbs) | 48.03x48.03x48.03(in) 122.00x122.00x122.00(cent) |  |  | 731304507079 | 5280.00 | 5575.00 | 10005.00
| WE3SUPS15K3IB-SPL1 | Support Set Spare parts Level 1 | https://www.se.com/us/en/product/WE3SUPS15K3IB-SPL1 |  |  | SPARES 3PH | Uninterruptible Power Supply (UPS) | Easy UPS 3S | 45.00(kilos) 99.23(lbs) | 48.03x48.03x48.03(in) 122.00x122.00x122.00(cent) |  |  | 731304507130 | 4450.00 | 4700.00 | 8430.00
| WE3SUPS15K3IB-SPL2 | Comprehensive Set Spare parts Level 2 | https://www.se.com/us/en/product/WE3SUPS15K3IB-SPL2 |  |  | SPARES 3PH | Uninterruptible Power Supply (UPS) | Easy UPS 3S | 45.00(kilos) 99.23(lbs) | 48.03x48.03x48.03(in) 122.00x122.00x122.00(cent) |  |  | 731304507147 | 5340.00 | 5625.00 | 10120.00
| WE3SUPS15KFB1-SPL1 | Support Set Spare parts Level 1 | https://www.se.com/us/en/product/WE3SUPS15KFB1-SPL1 |  |  | SPARES 3PH | Uninterruptible Power Supply (UPS) | Easy UPS 3S | 45.00(kilos) 99.23(lbs) | 48.03x48.03x48.03(in) 122.00x122.00x122.00(cent) |  |  | 731304507208 | 10570.00 | 11200.00 | 20025.00
| WE3SUPS15KH-SPL1 | Support Set Spare parts Level 1 | https://www.se.com/us/en/product/WE3SUPS15KH-SPL1 |  |  | SPARES 3PH | Uninterruptible Power Supply (UPS) | Easy UPS 3S | 45.00(kilos) 99.23(lbs) | 48.03x48.03x48.03(in) 122.00x122.00x122.00(cent) |  |  | 731304472315 | 317.00 | 339.99 | 600.00
| WE3SUPS15KH-SPL2 | Comprehensive Set Spare parts Level 2 | https://www.se.com/us/en/product/WE3SUPS15KH-SPL2 |  |  | SPARES 3PH | Uninterruptible Power Supply (UPS) | Easy UPS 3S | 45.00(kilos) 99.23(lbs) | 48.03x48.03x48.03(in) 122.00x122.00x122.00(cent) |  |  | 731304472322 | 4540.00 | 4775.00 | 8595.00
| WE3SUPS15KHB-SPL1 | Support Set Spare parts Level 1 | https://www.se.com/us/en/product/WE3SUPS15KHB-SPL1 |  |  | SPARES 3PH | Uninterruptible Power Supply (UPS) | Easy UPS 3S | 45.00(kilos) 99.23(lbs) | 48.03x48.03x48.03(in) 122.00x122.00x122.00(cent) |  |  | 731304472414 | 723.00 | 769.00 | 1370.00
| WE3SUPS15KHB-SPL2 | Comprehensive Set Spare parts Level 2 | https://www.se.com/us/en/product/WE3SUPS15KHB-SPL2 |  |  | SPARES 3PH | Uninterruptible Power Supply (UPS) | Easy UPS 3S | 45.00(kilos) 99.23(lbs) | 48.03x48.03x48.03(in) 122.00x122.00x122.00(cent) |  |  | 731304472421 | 4950.00 | 5225.00 | 9375.00
| WE3SUPS20K3I-SPL1 | Support Set Spare parts Level 1 | https://www.se.com/us/en/product/WE3SUPS20K3I-SPL1 |  |  | SPARES 3PH | Uninterruptible Power Supply (UPS) | Easy UPS 3S | 45.00(kilos) 99.23(lbs) | 48.03x48.03x48.03(in) 122.00x122.00x122.00(cent) |  |  | 731304507086 | 6940.00 | 7325.00 | 13150.00
| WE3SUPS20K3I-SPL2 | Comprehensive Set Spare parts Level 2 | https://www.se.com/us/en/product/WE3SUPS20K3I-SPL2 |  |  | SPARES 3PH | Uninterruptible Power Supply (UPS) | Easy UPS 3S | 45.00(kilos) 99.23(lbs) | 48.03x48.03x48.03(in) 122.00x122.00x122.00(cent) |  |  | 731304507246 | 8110.00 | 8550.00 | 15365.00
| WE3SUPS20K3IB-SPL1 | Support Set Spare parts Level 1 | https://www.se.com/us/en/product/WE3SUPS20K3IB-SPL1 |  |  | SPARES 3PH | Uninterruptible Power Supply (UPS) | Easy UPS 3S | 45.00(kilos) 99.23(lbs) | 48.03x48.03x48.03(in) 122.00x122.00x122.00(cent) |  |  | 731304507154 | 6885.00 | 7250.00 | 13045.00
| WE3SUPS20K3IB-SPL2 | Comprehensive Set Spare parts Level 2 | https://www.se.com/us/en/product/WE3SUPS20K3IB-SPL2 |  |  | SPARES 3PH | Uninterruptible Power Supply (UPS) | Easy UPS 3S | 45.00(kilos) 99.23(lbs) | 48.03x48.03x48.03(in) 122.00x122.00x122.00(cent) |  |  | 731304507161 | 8240.00 | 8675.00 | 15605.00
| WE3SUPS20KFB1-SPL1 | Support Set Spare parts Level 1 | https://www.se.com/us/en/product/WE3SUPS20KFB1-SPL1 |  |  | SPARES 3PH | Uninterruptible Power Supply (UPS) | Easy UPS 3S | 45.00(kilos) 99.23(lbs) | 48.03x48.03x48.03(in) 122.00x122.00x122.00(cent) |  |  | 731304507215 | 12325.00 | 13000.00 | 23350.00
| WE3SUPS20KH-SPL1 | Support Set Spare parts Level 1 | https://www.se.com/us/en/product/WE3SUPS20KH-SPL1 |  |  | SPARES 3PH | Uninterruptible Power Supply (UPS) | Easy UPS 3S | 45.00(kilos) 99.23(lbs) | 48.03x48.03x48.03(in) 122.00x122.00x122.00(cent) |  |  | 731304472339 | 500.00 | 529.00 | 947.00
| WE3SUPS20KH-SPL2 | Comprehensive Set Spare parts Level 2 | https://www.se.com/us/en/product/WE3SUPS20KH-SPL2 |  |  | SPARES 3PH | Uninterruptible Power Supply (UPS) | Easy UPS 3S | 45.00(kilos) 99.23(lbs) | 48.03x48.03x48.03(in) 122.00x122.00x122.00(cent) |  |  | 731304472346 | 5595.00 | 5900.00 | 10600.00
| WE3SUPS20KHB-SPL1 | Support Set Spare parts Level 1 | https://www.se.com/us/en/product/WE3SUPS20KHB-SPL1 |  |  | SPARES 3PH | Uninterruptible Power Supply (UPS) | Easy UPS 3S | 45.00(kilos) 99.23(lbs) | 48.03x48.03x48.03(in) 122.00x122.00x122.00(cent) |  |  | 731304472438 | 550.00 | 579.00 | 1045.00
| WE3SUPS20KHB-SPL2 | Comprehensive Set Spare parts Level 2 | https://www.se.com/us/en/product/WE3SUPS20KHB-SPL2 |  |  | SPARES 3PH | Uninterruptible Power Supply (UPS) | Easy UPS 3S | 45.00(kilos) 99.23(lbs) | 48.03x48.03x48.03(in) 122.00x122.00x122.00(cent) |  |  | 731304472445 | 5640.00 | 5950.00 | 10685.00
| WE3SUPS30K3I-SPL1 | Support Set Spare parts Level 1 | https://www.se.com/us/en/product/WE3SUPS30K3I-SPL1 |  |  | SPARES 3PH | Uninterruptible Power Supply (UPS) | Easy UPS 3S | 45.00(kilos) 99.23(lbs) | 48.03x48.03x48.03(in) 122.00x122.00x122.00(cent) |  |  | 731304507093 | 9365.00 | 9875.00 | 17740.00
| WE3SUPS30K3IB-SPL1 | Support Set Spare parts Level 1 | https://www.se.com/us/en/product/WE3SUPS30K3IB-SPL1 |  |  | SPARES 3PH | Uninterruptible Power Supply (UPS) | Easy UPS 3S | 45.00(kilos) 99.23(lbs) | 48.03x48.03x48.03(in) 122.00x122.00x122.00(cent) |  |  | 731304507178 | 13665.00 | 14400.00 | 25890.00
| WE3SUPS30K3IB-SPL2 | Comprehensive Set Spare parts Level 2 | https://www.se.com/us/en/product/WE3SUPS30K3IB-SPL2 |  |  | SPARES 3PH | Uninterruptible Power Supply (UPS) | Easy UPS 3S | 45.00(kilos) 99.23(lbs) | 48.03x48.03x48.03(in) 122.00x122.00x122.00(cent) |  |  | 731304507185 | 15080.00 | 15900.00 | 28565.00
| WE3SUPS30KH-SPL1 | Support Set Spare parts Level 1 | https://www.se.com/us/en/product/WE3SUPS30KH-SPL1 |  |  | SPARES 3PH | Uninterruptible Power Supply (UPS) | Easy UPS 3S | 45.00(kilos) 99.23(lbs) | 48.03x48.03x48.03(in) 122.00x122.00x122.00(cent) |  |  | 731304472353 | 4205.00 | 4425.00 | 7965.00
| WE3SUPS30KH-SPL2 | Comprehensive Set Spare parts Level 2 | https://www.se.com/us/en/product/WE3SUPS30KH-SPL2 |  |  | SPARES 3PH | Uninterruptible Power Supply (UPS) | Easy UPS 3S | 45.00(kilos) 99.23(lbs) | 48.03x48.03x48.03(in) 122.00x122.00x122.00(cent) |  |  | 731304472360 | 9560.00 | 10100.00 | 18115.00
| WE3SUPS30KHB-SPL1 | Support Set Spare parts Level 1 | https://www.se.com/us/en/product/WE3SUPS30KHB-SPL1 |  |  | SPARES 3PH | Uninterruptible Power Supply (UPS) | Easy UPS 3S | 45.00(kilos) 99.23(lbs) | 48.03x48.03x48.03(in) 122.00x122.00x122.00(cent) |  |  | 731304472452 | 4255.00 | 4500.00 | 8060.00
| WE3SUPS30KHB-SPL2 | Comprehensive Set Spare parts Level 2 | https://www.se.com/us/en/product/WE3SUPS30KHB-SPL2 |  |  | SPARES 3PH | Uninterruptible Power Supply (UPS) | Easy UPS 3S | 45.00(kilos) 99.23(lbs) | 48.03x48.03x48.03(in) 122.00x122.00x122.00(cent) |  |  | 731304472469 | 9615.00 | 10200.00 | 18220.00
| WE3SUPS40KH-SPL1 | Support Set Spare parts Level 1 | https://www.se.com/us/en/product/WE3SUPS40KH-SPL1 |  |  | SPARES 3PH | Uninterruptible Power Supply (UPS) | Easy UPS 3S | 45.00(kilos) 99.23(lbs) | 48.03x48.03x48.03(in) 122.00x122.00x122.00(cent) |  |  | 731304472377 | 4485.00 | 4725.00 | 8490.00
| WE3SUPS40KH-SPL2 | Comprehensive Set Spare parts Level 2 | https://www.se.com/us/en/product/WE3SUPS40KH-SPL2 |  |  | SPARES 3PH | Uninterruptible Power Supply (UPS) | Easy UPS 3S | 45.00(kilos) 99.23(lbs) | 48.03x48.03x48.03(in) 122.00x122.00x122.00(cent) |  |  | 731304472384 | 12100.00 | 12800.00 | 22920.00
| WE3SUPS40KHB-SPL1 | Support Set Spare parts Level 1 | https://www.se.com/us/en/product/WE3SUPS40KHB-SPL1 |  |  | SPARES 3PH | Uninterruptible Power Supply (UPS) | Easy UPS 3S | 45.00(kilos) 99.23(lbs) | 48.03x48.03x48.03(in) 122.00x122.00x122.00(cent) |  |  | 731304472476 | 4535.00 | 4775.00 | 8585.00
| WE3SUPS40KHB-SPL2 | Comprehensive Set Spare parts Level 2 | https://www.se.com/us/en/product/WE3SUPS40KHB-SPL2 |  |  | SPARES 3PH | Uninterruptible Power Supply (UPS) | Easy UPS 3S | 45.00(kilos) 99.23(lbs) | 48.03x48.03x48.03(in) 122.00x122.00x122.00(cent) |  |  | 731304472483 | 12150.00 | 12800.00 | 23015.00
| WE8T625KIP-L1 | SPARES KIT EPS8000 625KVA IP//- LEVEL1 | https://www.se.com/us/en/product/WE8T625KIP-L1 |  |  | SPARES 3PH | Uninterruptible Power Supply (UPS) | EPS 8000 | 10.95(kilos) 24.15(lbs) | 31.50x11.81x19.69(in) 80.00x30.00x50.00(cent) |  |  | 731304570547 | 2960.00 | 3125.00 | 5605.00
| WE8T625KIP-L2 | SPARES KIT EPS8000 625KVA IP//- LEVEL2 | https://www.se.com/us/en/product/WE8T625KIP-L2 |  |  | SPARES 3PH | Uninterruptible Power Supply (UPS) | EPS 8000 | 10.95(kilos) 24.15(lbs) | 31.50x11.81x19.69(in) 80.00x30.00x50.00(cent) |  |  | 731304570554 | 60895.00 | 64100.00 | 115375.00
| WE8T625KIP-L3 | Spares Kit EPS8000 625KVA IP//- Level3 | https://www.se.com/us/en/product/WE8T625KIP-L3 |  |  | SPARES 3PH | Uninterruptible Power Supply (UPS) | EPS 8000 | 10.95(kilos) 24.15(lbs) | 31.50x11.81x19.69(in) 80.00x30.00x50.00(cent) |  |  | 731304570561 | 89935.00 | 94700.00 | 170405.00
| WE8T800KIP-L1 | Spares Kit EPS8000 800KVA IP//- Level1 | https://www.se.com/us/en/product/WE8T800KIP-L1 |  |  | SPARES 3PH | Uninterruptible Power Supply (UPS) | EPS 8000 | 10.95(kilos) 24.15(lbs) | 31.50x11.81x19.69(in) 80.00x30.00x50.00(cent) |  |  | 731304570653 | 4000.00 | 4225.00 | 7580.00
| WE8T800KIP-L2 | Spares Kit EPS8000 800KVA IP//- Level2 | https://www.se.com/us/en/product/WE8T800KIP-L2 |  |  | SPARES 3PH | Uninterruptible Power Supply (UPS) | EPS 8000 | 10.95(kilos) 24.15(lbs) | 31.50x11.81x19.69(in) 80.00x30.00x50.00(cent) |  |  | 731304570660 | 58250.00 | 61400.00 | 110370.00
| WE8T800KIP-L3 | SPARES KIT EPS8000 800KVA IP//-LEVEL3 | https://www.se.com/us/en/product/WE8T800KIP-L3 |  |  | SPARES 3PH | Uninterruptible Power Supply (UPS) | EPS 8000 | 10.95(kilos) 24.15(lbs) | 31.50x11.81x19.69(in) 80.00x30.00x50.00(cent) |  |  | 731304570677 | 88505.00 | 93200.00 | 167685.00
| WE8T1100KIP-L1 | Spares Kit EPS8000 1100KVA IP//- Level 1 | https://www.se.com/us/en/product/WE8T1100KIP-L1 |  |  | SPARES 3PH | Uninterruptible Power Supply (UPS) | EPS 8000 | 10.95(kilos) 24.15(lbs) | 31.50x11.81x19.69(in) 80.00x30.00x50.00(cent) |  |  | 731304570295 | 7020.00 | 7400.00 | 13300.00
| WE8T1100KIP-L2 | Spares Kit EPS8000 1100KVA IP//- Level2 | https://www.se.com/us/en/product/WE8T1100KIP-L2 |  |  | SPARES 3PH | Uninterruptible Power Supply (UPS) | EPS 8000 | 10.95(kilos) 24.15(lbs) | 31.50x11.81x19.69(in) 80.00x30.00x50.00(cent) |  |  | 731304570301 | 52360.00 | 55200.00 | 99200.00
| WE8T1100KIP-L3 | Spare Kit EPS8000 1100KVA IP//- Level3 | https://www.se.com/us/en/product/WE8T1100KIP-L3 |  |  | SPARES 3PH | Uninterruptible Power Supply (UPS) | EPS 8000 | 10.95(kilos) 24.15(lbs) | 31.50x11.81x19.69(in) 80.00x30.00x50.00(cent) |  |  | 731304570318 | 87050.00 | 91700.00 | 164935.00
| WE8T1100KMM-SPL1 | MGE EPS 8000 1100KVA MM Emergency Set - Spare Part Kit Level 1 | https://www.se.com/us/en/product/WE8T1100KMM-SPL1 |  |  | SPARES 3PH | Uninterruptible Power Supply (UPS) | EPS 8000 | 10.95(kilos) 24.15(lbs) | 31.50x11.81x19.69(in) 80.00x30.00x50.00(cent) |  |  | 731304570325 | 6120.00 | 6450.00 | 11600.00
| WE8T1100KMM-SPL2 | MGE EPS 8000 1100KVA MM Support Set - Spare Part Kit Level 2 | https://www.se.com/us/en/product/WE8T1100KMM-SPL2 |  |  | SPARES 3PH | Uninterruptible Power Supply (UPS) | EPS 8000 | 14.24(kilos) 31.40(lbs) | 31.50x14.17x19.69(in) 80.00x36.00x50.00(cent) |  |  | 731304570332 | 58615.00 | 61700.00 | 111060.00
| WE8T1100KMM-SPL3 | MGE EPS 8000 1100KVA MM Complete Set - Spare Part Kit Level 3 | https://www.se.com/us/en/product/WE8T1100KMM-SPL3 |  |  | SPARES 3PH | Uninterruptible Power Supply (UPS) | EPS 8000 | 39.89(kilos) 87.96(lbs) | 31.50x14.17x19.69(in) 80.00x36.00x50.00(cent) |  |  | 731304570349 | 85445.00 | 90000.00 | 161895.00
| WE8T1100KSM-SPL1 | MGE EPS 8000 1100KVA SM Emergency Set - Spare Part Kit Level 1 | https://www.se.com/us/en/product/WE8T1100KSM-SPL1 |  |  | SPARES 3PH | Uninterruptible Power Supply (UPS) | EPS 8000 | 10.95(kilos) 24.15(lbs) | 31.50x11.81x19.69(in) 80.00x30.00x50.00(cent) |  |  | 731304570356 | 6240.00 | 6575.00 | 11820.00
| WE8T1100KSM-SPL2 | MGE EPS 8000 1100KVA SM Support Set - Spare Part Kit Level 2 | https://www.se.com/us/en/product/WE8T1100KSM-SPL2 |  |  | SPARES 3PH | Uninterruptible Power Supply (UPS) | EPS 8000 | 14.24(kilos) 31.40(lbs) | 31.50x14.17x19.69(in) 80.00x36.00x50.00(cent) |  |  | 731304570363 | 51575.00 | 54300.00 | 97725.00
| WE8T1100KSM-SPL3 | MGE EPS 8000 1100KVA SM Complete Set - Spare Part Kit Level 3 | https://www.se.com/us/en/product/WE8T1100KSM-SPL3 |  |  | SPARES 3PH | Uninterruptible Power Supply (UPS) | EPS 8000 | 39.89(kilos) 87.96(lbs) | 31.50x14.17x19.69(in) 80.00x36.00x50.00(cent) |  |  | 731304570370 | 81205.00 | 85500.00 | 153855.00
| WE8T1125KIP-L1 | SPARES KIT EPS8000 1125KW IP//- LEVEL 1 | https://www.se.com/us/en/product/WE8T1125KIP-L1 |  |  | SPARES 3PH | Uninterruptible Power Supply (UPS) | EPS 8000 | 10.95(kilos) 24.15(lbs) | 31.50x11.81x19.69(in) 80.00x30.00x50.00(cent) |  |  | 731304570387 | 6850.00 | 7225.00 | 12975.00
| WE8T1125KIP-L2 | SPARES KIT EPS8000 1125KVA IP//- LEVEL2 | https://www.se.com/us/en/product/WE8T1125KIP-L2 |  |  | SPARES 3PH | Uninterruptible Power Supply (UPS) | EPS 8000 | 10.95(kilos) 24.15(lbs) | 31.50x11.81x19.69(in) 80.00x30.00x50.00(cent) |  |  | 731304570394 | 62295.00 | 65600.00 | 118030.00
| WE8T1125KIP-L3 | SPARE KIT EPS8000 1125KVA IP//- LEVEL3 | https://www.se.com/us/en/product/WE8T1125KIP-L3 |  |  | SPARES 3PH | Uninterruptible Power Supply (UPS) | EPS 8000 | 10.95(kilos) 24.15(lbs) | 31.50x11.81x19.69(in) 80.00x30.00x50.00(cent) |  |  | 731304570400 | 92370.00 | 97300.00 | 175010.00
| WE8800-SPL1 | MGE SSC OVLXF E8800 99-17805-29 SPARE KIT | https://www.se.com/us/en/product/WE8800-SPL1 |  |  | SPARES 3PH | Uninterruptible Power Supply (UPS) | EPS 8000 | 14.44(kilos) 31.84(lbs) | 31.50x15.83x19.69(in) 80.00x40.20x50.00(cent) |  |  | 731304570288 | 32035.00 | 33800.00 | 60700.00
| WG4T40K50-SPL1 | MGE GALAXY 4000 40-50 Emergency Set - Spare Part Kit Level 1 | https://www.se.com/us/en/product/WG4T40K50-SPL1 |  |  | SPARES 3PH | Uninterruptible Power Supply (UPS) | MGE Galaxy 4000 | 10.95(kilos) 24.15(lbs) | 31.50x11.81x19.69(in) 80.00x30.00x50.00(cent) |  |  | 731304570844 | 1820.00 | 1925.00 | 3445.00
| WG4T65K75-SPL1 | MGE GALAXY 4000 65-70 Emergency Set - Spare Part Kit Level 1 | https://www.se.com/us/en/product/WG4T65K75-SPL1 |  |  | SPARES 3PH | Uninterruptible Power Supply (UPS) | MGE Galaxy 4000 | 10.95(kilos) 24.15(lbs) | 31.50x11.81x19.69(in) 80.00x30.00x50.00(cent) |  |  | 731304570875 | 1845.00 | 1950.00 | 3495.00
| WG6T160K-OPT2-SPL2 | MGE Galaxy 6000 Parallel UPS 160/200KVA Support Set - Spare Part Kit Level 2 | https://www.se.com/us/en/product/WG6T160K-OPT2-SPL2 |  |  | SPARES 3PH | Uninterruptible Power Supply (UPS) | MGE Galaxy 6000 | 38.92(kilos) 85.81(lbs) | 39.92x27.56x26.77(in) 101.40x70.00x68.00(cent) |  |  | 731304571131 | 25675.00 | 27100.00 | 48640.00
| WG6T160K-OPT2-SPL3 | MGE Galaxy 6000 Parallel UPS 160/200KVA Complete Set - Spare Part Kit Level 3 | https://www.se.com/us/en/product/WG6T160K-OPT2-SPL3 |  |  | SPARES 3PH | Uninterruptible Power Supply (UPS) | MGE Galaxy 6000 | 89.81(kilos) 198.03(lbs) | 43.31x33.07x27.56(in) 110.00x84.00x70.00(cent) |  |  | 731304571148 | 50170.00 | 52900.00 | 95055.00
| WG6T450K-SPL2 | MGE Galaxy 6000 Unitary UPS 450KVA Support Set - Spare Part Kit Level 2 | https://www.se.com/us/en/product/WG6T450K-SPL2 |  |  | SPARES 3PH | Uninterruptible Power Supply (UPS) | MGE Galaxy 6000 | 54.89(kilos) 121.02(lbs) | 39.37x33.46x25.59(in) 100.00x85.00x65.00(cent) |  |  | 731304571391 | 25405.00 | 26800.00 | 48140.00
| WG6T800K-SPL2 | MGE Galaxy 6000 380-415V SBS 800KVA Support Set - Spare Part Kit Level 2 | https://www.se.com/us/en/product/WG6T800K-SPL2 |  |  | SPARES 3PH | Uninterruptible Power Supply (UPS) | MGE Galaxy 6000 | 7.97(kilos) 17.57(lbs) | 19.69x15.75x15.75(in) 50.00x40.00x40.00(cent) |  |  | 731304571568 | 5805.00 | 6125.00 | 11000.00
| WG6T800K-SPL3 | MGE Galaxy 6000 380-415V SBS 800KVA Complete Set - Spare Part Kit Level 3 | https://www.se.com/us/en/product/WG6T800K-SPL3 |  |  | SPARES 3PH | Uninterruptible Power Supply (UPS) | MGE Galaxy 6000 | 36.85(kilos) 81.24(lbs) | 35.51x18.74x31.50(in) 90.20x47.60x80.00(cent) |  |  | 731304571575 | 14140.00 | 14900.00 | 26795.00
| WG6T1200K-SPL2 | MGE Galaxy 6000 380-400V SBS 1200KVA Support Set - Spare Part Kit Level 2 | https://www.se.com/us/en/product/WG6T1200K-SPL2 |  |  | SPARES 3PH | Uninterruptible Power Supply (UPS) | MGE Galaxy 6000 | 9.98(kilos) 22.00(lbs) | 19.69x15.75x15.75(in) 50.00x40.00x40.00(cent) |  |  | 731304571087 | 7475.00 | 7875.00 | 14160.00
| WG6T1200K-SPL3 | MGE Galaxy 6000 380-400V SBS 1200KVA Complete Set - Spare Part Kit Level 3 | https://www.se.com/us/en/product/WG6T1200K-SPL3 |  |  | SPARES 3PH | Uninterruptible Power Supply (UPS) | MGE Galaxy 6000 | 11.98(kilos) 26.40(lbs) | 31.50x11.81x19.69(in) 80.00x30.00x50.00(cent) |  |  | 731304571094 | 13695.00 | 14500.00 | 25945.00
| WG6T2000K-SPL2 | MGE Galaxy 6000 380-415V SBS 2000KVA Support Set - Spare Part Kit Level 2 | https://www.se.com/us/en/product/WG6T2000K-SPL2 |  |  | SPARES 3PH | Uninterruptible Power Supply (UPS) | MGE Galaxy 6000 | 10.98(kilos) 24.20(lbs) | 19.69x16.93x15.75(in) 50.00x43.00x40.00(cent) |  |  | 731304571155 | 9700.00 | 10300.00 | 18375.00
| WGVS10-20K-SPL1 | Galaxy VS 10-20 KVA Narrow Spare Parts Kit Level 1 | https://www.se.com/us/en/product/WGVS10-20K-SPL1 |  |  | SPARES 3PH | Uninterruptible Power Supply (UPS) | Galaxy VS |  |  |  |  | 731304434870 | 3100.00 | 3275.00 | 5870.00
| WGVS10-50K-SPL1 | Galaxy VS 30-50 KVA Wide Spare Parts Kit Level 1 | https://www.se.com/us/en/product/WGVS10-50K-SPL1 |  |  | SPARES 3PH | Uninterruptible Power Supply (UPS) | Galaxy VS |  |  |  |  | 731304434887 | 4690.00 | 4950.00 | 8880.00
| WGVS20-100K-SPL1 | 60-100 KVA UPS External Batt Spare Parts Kit Level 1 | https://www.se.com/us/en/product/WGVS20-100K-SPL1 |  |  | SPARES 3PH | Uninterruptible Power Supply (UPS) | Galaxy VS |  |  |  |  | 731304571889 | 10740.00 | 11400.00 | 20350.00
| WGVS20-150K-SPL1 | 100-150 KVA UPS External Batt Spare Parts Kit Level 1 | https://www.se.com/us/en/product/WGVS20-150K-SPL1 |  |  | SPARES 3PH | Uninterruptible Power Supply (UPS) | Galaxy VS |  |  |  |  | 731304571896 | 10740.00 | 11400.00 | 20350.00
| WGWT225K-SPL1 | MGE GALAXY PW 225 Emergency Set - Spare Part Kit Level 1 | https://www.se.com/us/en/product/WGWT225K-SPL1 |  |  | SPARES 3PH | Uninterruptible Power Supply (UPS) | MGE Galaxy PW | 10.95(kilos) 24.15(lbs) | 31.50x11.81x19.69(in) 80.00x30.00x50.00(cent) |  |  | 731304571933 | 4865.00 | 5125.00 | 9215.00
| WGWT225K-SPL2 | MGE GALAXY PW 225 Support Set - Spare Part Kit Level 2 | https://www.se.com/us/en/product/WGWT225K-SPL2 |  |  | SPARES 3PH | Uninterruptible Power Supply (UPS) | MGE Galaxy PW | 14.24(kilos) 31.40(lbs) | 31.50x11.81x19.69(in) 80.00x30.00x50.00(cent) |  |  | 731304571940 | 33310.00 | 35100.00 | 63115.00
| WGWT225KMM-SPL3 | MGE GALAXY PW 225 MM Complete Set - Spare Part Kit Level 3 | https://www.se.com/us/en/product/WGWT225KMM-SPL3 |  |  | SPARES 3PH | Uninterruptible Power Supply (UPS) | MGE Galaxy PW | 14.44(kilos) 31.84(lbs) | 31.50x11.81x19.69(in) 80.00x30.00x50.00(cent) |  |  | 731304571919 | 56840.00 | 59900.00 | 107690.00
| WGWT225KSM-SPL3 | MGE GALAXY PW 225 SM Complete Set - Spare Part Kit Level 3 | https://www.se.com/us/en/product/WGWT225KSM-SPL3 |  |  | SPARES 3PH | Uninterruptible Power Supply (UPS) | MGE Galaxy PW | 14.44(kilos) 31.84(lbs) | 31.50x11.81x19.69(in) 80.00x30.00x50.00(cent) |  |  | 731304571926 | 55270.00 | 58200.00 | 104725.00
| WIMUPG | Intelligence Module Upgrade Service for (1) Symmetra PX | https://www.se.com/us/en/product/WIMUPG |  |  | SP POWER MPRS | Uninterruptible Power Supply (UPS) | Symmetra PX Accessories | 4.77(kilos) 10.52(lbs) | 2.00x9.00x16.50(in) 5.08x22.86x41.91(cent) |  |  | 731304578468 | 3160.00 | 4175.00 | 5625.00
| WVL200-500K-SPL1 | WVL200-500 Spare Part Kit Level 1 SPL1 Includes Critical Spares Parts | https://www.se.com/us/en/product/WVL200-500K-SPL1 |  |  | SPARES 3PH | Uninterruptible Power Supply (UPS) | Galaxy VL |  |  |  |  | 731304434726 | 14960.00 | 15800.00 | 28345.00
| WVX1250-SPL1 | Galaxy VX 1250kW spare part kit Level 1 | https://www.se.com/us/en/product/WVX1250-SPL1 |  |  | SPARES 3PH | Uninterruptible Power Supply (UPS) | Galaxy VX |  |  |  |  | 731304437819 | 3620.00 | 3825.00 | 6855.00
| WVX1250-SPL3 | Galaxy VX 1250kW spare part kit Level 3 | https://www.se.com/us/en/product/WVX1250-SPL3 |  |  | SPARES 3PH | Uninterruptible Power Supply (UPS) | Galaxy VX |  |  |  |  | 731304437833 | 43825.00 | 46200.00 | 83030.00
| WVX1500K-SPL2 | Galaxy VX 1250/1500kVA Spare Part Kit L2 | https://www.se.com/us/en/product/WVX1500K-SPL2 |  |  | SPARES 3PH | Uninterruptible Power Supply (UPS) | Galaxy VX |  |  |  |  | 731304449560 | 14095.00 | 14900.00 | 26700.00
Data Center Containment >> Racks and Accessories | ACAC22000 | Active Flow Controller - 25Pa | https://www.se.com/us/en/product/ACAC22000 |  |  | INROW COOLING | Racks and Accessories | APC NetShelter Aisle Containment | 1.44(kilos) 3.18(lbs) | 3.19x22.28x13.39(in) 8.10x56.60x34.00(cent) |  |  | 731304300311 | 1875.00 | 2725.00 | 3370.00
| ACAC22001 | Mounting Kit, 1U / Duct - Active Flow Controller | https://www.se.com/us/en/product/ACAC22001 |  |  | AIR DISTRIBUTION | Racks and Accessories | APC NetShelter Aisle Containment | 2.12(kilos) 4.67(lbs) | 3.19x22.28x13.39(in) 8.10x56.60x34.00(cent) |  |  | 731304300328 | 88.00 | 129.99 | 159.00
| ACCS1000 | APC Rack Air Containment Rear Assembly for InRow 300 mm | https://www.se.com/us/en/product/ACCS1000 |  |  | RACKS AND ENCLOSURES | Racks and Accessories | APC NetShelter Rack Containment | 20.82(kilos) 45.91(lbs) | 5.98x20.00x80.00(in) 15.20x50.80x203.20(cent) |  |  | 731304243045 | 1275.00 | 1625.00 | 2250.00
| ACCS1001 | APC Rack Air Containment Rear Assembly for NetShelter SX 42U and InRow 600mm | https://www.se.com/us/en/product/ACCS1001 |  |  | RACKS AND ENCLOSURES | Racks and Accessories | APC NetShelter Rack Containment | 29.59(kilos) 65.25(lbs) | 5.98x20.00x80.00(in) 15.20x50.80x203.20(cent) |  |  | 731304243052 | 2150.00 | 3125.00 | 3870.00
| ACCS1002 | APC Rack Air Containment End Caps | https://www.se.com/us/en/product/ACCS1002 |  |  | RACKS AND ENCLOSURES | Racks and Accessories | APC NetShelter Rack Containment | 9.00(kilos) 19.85(lbs) | 2.01x8.50x75.98(in) 5.10x21.60x193.00(cent) |  |  | 731304243069 | 597.00 | 769.00 | 1055.00
| ACCS1003 | APC Rack Air Containment Front Assembly for InRow 300mm | https://www.se.com/us/en/product/ACCS1003 |  |  | RACKS AND ENCLOSURES | Racks and Accessories | APC NetShelter Rack Containment | 22.55(kilos) 49.72(lbs) | 5.98x20.00x80.00(in) 15.20x50.80x203.20(cent) |  |  | 731304243090 | 1480.00 | 1900.00 | 2610.00
| ACCS1004 | APC Rack Air Containment Front Assembly for InRow 600mm | https://www.se.com/us/en/product/ACCS1004 |  |  | RACKS AND ENCLOSURES | Racks and Accessories | APC NetShelter Rack Containment | 30.82(kilos) 67.96(lbs) | 5.98x20.00x80.00(in) 15.20x50.80x203.20(cent) |  |  | 731304243083 | 2485.00 | 3175.00 | 4385.00
| ACCS1005 | APC Rack Air Containment Front Assembly for NetShelter SX 42U 600mm Wide | https://www.se.com/us/en/product/ACCS1005 |  |  | RACKS AND ENCLOSURES | Racks and Accessories | APC NetShelter Rack Containment | 29.82(kilos) 65.75(lbs) | 5.98x20.00x80.00(in) 15.20x50.80x203.20(cent) |  |  | 731304243076 | 2275.00 | 2900.00 | 4015.00
| ACCS1006 | APC Rack Air Containment Rear Assembly for NetShelter SX 42U 750mm Wide | https://www.se.com/us/en/product/ACCS1006 |  |  | RACKS AND ENCLOSURES | Racks and Accessories | APC NetShelter Rack Containment | 33.41(kilos) 73.67(lbs) | 5.98x25.98x80.00(in) 15.20x66.00x203.20(cent) |  |  | 731304257677 | 2965.00 | 3800.00 | 5230.00
| ACCS1007 | APC Rack Air Containment Front Assembly for NetShelter SX 42U 750mm Wide | https://www.se.com/us/en/product/ACCS1007 |  |  | RACKS AND ENCLOSURES | Racks and Accessories | APC NetShelter Rack Containment | 36.14(kilos) 79.69(lbs) | 5.98x25.98x80.00(in) 15.20x66.00x203.20(cent) |  |  | 731304257660 | 2715.00 | 3475.00 | 4790.00
| ACCS1009 | Rack Air Containment, Front Assembly, ACRC301S / ACRC301H, 300mm | https://www.se.com/us/en/product/ACCS1009 |  |  | RACKS AND ENCLOSURES | Racks and Accessories | APC NetShelter Rack Containment | 22.55(kilos) 49.72(lbs) | 5.98x20.00x80.00(in) 15.20x50.80x203.20(cent) |  |  | 731304307693 | 1435.00 | 1825.00 | 2530.00
| ACDC1005 | BAYING KIT - 900mm to 900mm | https://www.se.com/us/en/product/ACDC1005 |  |  | SMALL SYSTEM COOLING | Racks and Accessories | APC NetShelter Aisle Containment | 4.56(kilos) 10.05(lbs) | 84.02x2.52x2.76(in) 213.40x6.40x7.00(cent) |  |  | 731304220596 | 195.00 | 289.99 | 351.00
| ACDC2000 | Ceiling Panel Mounting Rail - 1800mm (70.9in) | https://www.se.com/us/en/product/ACDC2000 |  |  | RACKS AND ENCLOSURES | Racks and Accessories | APC NetShelter Aisle Containment | 26.60(kilos) 58.65(lbs) | 8.98x15.75x73.66(in) 22.80x40.00x187.10(cent) |  |  | 731304298595 | 1330.00 | 1700.00 | 2350.00
| ACDC2001 | Ceiling Panel Mounting Rail - 600mm (23.6in) | https://www.se.com/us/en/product/ACDC2001 |  |  | RACKS AND ENCLOSURES | Racks and Accessories | APC NetShelter Aisle Containment | 10.20(kilos) 22.49(lbs) | 8.98x15.75x26.42(in) 22.80x40.00x67.10(cent) |  |  | 731304298601 | 632.00 | 809.00 | 1115.00
| ACDC2002 | Ceiling Panel Mounting Rail - 300mm (11.8in) | https://www.se.com/us/en/product/ACDC2002 |  |  | RACKS AND ENCLOSURES | Racks and Accessories | APC NetShelter Aisle Containment | 6.50(kilos) 14.33(lbs) | 8.98x15.75x19.37(in) 22.80x40.00x49.20(cent) |  |  | 731304298618 | 411.00 | 529.00 | 724.00
| ACDC2003 | Ceiling Panel Mounting Rail - 100mm (3.9in) | https://www.se.com/us/en/product/ACDC2003 |  |  | RACKS AND ENCLOSURES | Racks and Accessories | APC NetShelter Aisle Containment | 16.50(kilos) 36.38(lbs) | 7.99x10.43x17.68(in) 20.30x26.50x44.90(cent) |  |  | 731304298625 | 241.00 | 309.99 | 425.00
| ACDC2004 | Ceiling Panel Wall Mount - Single Row - 1800mm (70.9in) | https://www.se.com/us/en/product/ACDC2004 |  |  | RACKS AND ENCLOSURES | Racks and Accessories | APC NetShelter Aisle Containment | 8.10(kilos) 17.86(lbs) | 2.52x9.25x39.06(in) 6.40x23.50x99.20(cent) |  |  | 731304298632 | 140.00 | 179.99 | 246.00
| ACDC2005 | Mounting Brackets - Ceiling Panel Rail (Cooling / Racks) | https://www.se.com/us/en/product/ACDC2005 |  |  | RACKS AND ENCLOSURES | Racks and Accessories | APC NetShelter Aisle Containment | 1.40(kilos) 3.09(lbs) | 4.25x8.62x12.36(in) 10.80x21.90x31.40(cent) |  |  | 731304298649 | 92.00 | 119.99 | 162.00
| ACDC2006 | Mounting Brackets - Ceiling Panel Rail (Power) | https://www.se.com/us/en/product/ACDC2006 |  |  | RACKS AND ENCLOSURES | Racks and Accessories | APC NetShelter Aisle Containment | 1.50(kilos) 3.31(lbs) | 6.46x10.79x13.78(in) 16.40x27.40x35.00(cent) |  |  | 731304298656 | 110.00 | 139.99 | 193.00
| ACDC2015 | Ceiling Panel Lock System (w/o power supply) | https://www.se.com/us/en/product/ACDC2015 |  |  | RACKS AND ENCLOSURES | Racks and Accessories | APC NetShelter Aisle Containment | 5.89(kilos) 12.99(lbs) | 8.15x16.46x16.85(in) 20.70x41.80x42.80(cent) |  |  | 731304298663 | 710.00 | 909.00 | 1255.00
| ACDC2016 | Ceiling Panel Lock System, 100-120V (w/ power supply) | https://www.se.com/us/en/product/ACDC2016 |  |  | RACKS AND ENCLOSURES | Racks and Accessories | APC NetShelter Aisle Containment | 12.73(kilos) 28.07(lbs) | 5.59x20.98x23.11(in) 14.20x53.30x58.70(cent) |  |  | 731304298670 | 1670.00 | 2150.00 | 2950.00
| ACDC2017 | Ceiling Panel Lock System, 200-240V (w/ power supply) | https://www.se.com/us/en/product/ACDC2017 |  |  | RACKS AND ENCLOSURES | Racks and Accessories | APC NetShelter Aisle Containment | 12.73(kilos) 28.07(lbs) | 5.59x20.98x23.11(in) 14.20x53.30x58.70(cent) |  |  | 731304298687 | 1660.00 | 2125.00 | 2930.00
| ACDC2018 | Aisle Containment Lighting kit (w/ power supply) | https://www.se.com/us/en/product/ACDC2018 | 100...140 10 |  | RACKS AND ENCLOSURES | Racks and Accessories | APC NetShelter Aisle Containment | 7.84(kilos) 17.29(lbs) | 6.10x12.40x16.22(in) 15.50x31.50x41.20(cent) |  |  | 731304298694 | 1660.00 | 2125.00 | 2930.00
| ACDC2019 | Aisle Containment Lighting kit (w/o power supply) | https://www.se.com/us/en/product/ACDC2019 |  |  | RACKS AND ENCLOSURES | Racks and Accessories | APC NetShelter Aisle Containment | 1.65(kilos) 3.64(lbs) | 2.83x4.21x13.70(in) 7.20x10.70x34.80(cent) |  |  | 731304298700 | 556.00 | 709.00 | 980.00
| ACDC2100 | Ceiling Panel - 900mm (36in) | https://www.se.com/us/en/product/ACDC2100 |  |  | RACKS AND ENCLOSURES | Racks and Accessories | APC NetShelter Aisle Containment | 1.01(kilos) 2.23(lbs) | 0.91x26.06x28.11(in) 2.30x66.20x71.40(cent) |  |  | 731304298717 | 131.00 | 169.99 | 231.00
| ACDC2101 | Ceiling Panel - 900mm (36in) - V0 | https://www.se.com/us/en/product/ACDC2101 |  |  | RACKS AND ENCLOSURES | Racks and Accessories | APC NetShelter Aisle Containment | 1.61(kilos) 3.55(lbs) | 0.91x26.06x28.11(in) 2.30x66.20x71.40(cent) |  |  | 731304298724 | 231.00 | 299.99 | 408.00
| ACDC2102 | Ceiling Panel - 1200mm (48in) | https://www.se.com/us/en/product/ACDC2102 |  |  | RACKS AND ENCLOSURES | Racks and Accessories | APC NetShelter Aisle Containment | 1.49(kilos) 3.29(lbs) | 0.98x24.61x40.20(in) 2.50x62.50x102.10(cent) |  |  | 731304298731 | 159.00 | 209.99 | 280.00
| ACDC2103 | Ceiling Panel - 1200mm (48in) - V0 | https://www.se.com/us/en/product/ACDC2103 |  |  | RACKS AND ENCLOSURES | Racks and Accessories | APC NetShelter Aisle Containment | 2.37(kilos) 5.23(lbs) | 0.98x24.61x40.20(in) 2.50x62.50x102.10(cent) |  |  | 731304298748 | 306.00 | 389.99 | 539.00
| ACDC2104 | Ceiling Panel - 1500mm (60in) | https://www.se.com/us/en/product/ACDC2104 |  |  | RACKS AND ENCLOSURES | Racks and Accessories | APC NetShelter Aisle Containment | 2.31(kilos) 5.09(lbs) | 0.98x24.61x52.17(in) 2.50x62.50x132.50(cent) |  |  | 731304298755 | 186.00 | 239.99 | 327.00
| ACDC2105 | Ceiling Panel - 1500mm (60in) - V0 | https://www.se.com/us/en/product/ACDC2105 |  |  | RACKS AND ENCLOSURES | Racks and Accessories | APC NetShelter Aisle Containment | 3.00(kilos) 6.62(lbs) | 0.98x24.61x52.17(in) 2.50x62.50x132.50(cent) |  |  | 731304298762 | 365.00 | 469.00 | 644.00
| ACDC2106 | Ceiling Panel - 1800mm (72in) | https://www.se.com/us/en/product/ACDC2106 |  |  | RACKS AND ENCLOSURES | Racks and Accessories | APC NetShelter Aisle Containment | 2.22(kilos) 4.89(lbs) | 0.98x24.69x64.25(in) 2.50x62.70x163.20(cent) |  |  | 731304298779 | 213.00 | 279.99 | 376.00
| ACDC2107 | Ceiling Panel - 1800mm (72in) - V0 | https://www.se.com/us/en/product/ACDC2107 |  |  | RACKS AND ENCLOSURES | Racks and Accessories | APC NetShelter Aisle Containment | 3.64(kilos) 8.03(lbs) | 0.98x24.69x64.25(in) 2.50x62.70x163.20(cent) |  |  | 731304298786 | 436.00 | 559.00 | 769.00
| ACDC2200 | Adjustable Mounting Support, 152 - 241mm (6 - 9.5in) | https://www.se.com/us/en/product/ACDC2200 |  |  | RACKS AND ENCLOSURES | Racks and Accessories | APC NetShelter Aisle Containment | 7.04(kilos) 15.52(lbs) | 3.31x12.60x59.80(in) 8.40x32.00x151.90(cent) |  |  | 731304298793 | 786.00 | 1025.00 | 1390.00
| ACDC2201 | Adjustable Mounting Support, 152 - 241mm (6 - 9.5in) - V0 | https://www.se.com/us/en/product/ACDC2201 |  |  | RACKS AND ENCLOSURES | Racks and Accessories | APC NetShelter Aisle Containment | 7.70(kilos) 16.98(lbs) | 3.31x12.60x59.80(in) 8.40x32.00x151.90(cent) |  |  | 731304298809 | 947.00 | 1225.00 | 1670.00
| ACDC2202 | Adjustable Mounting Support, 241 - 419mm (9.5 - 16.5in) | https://www.se.com/us/en/product/ACDC2202 |  |  | RACKS AND ENCLOSURES | Racks and Accessories | APC NetShelter Aisle Containment | 9.84(kilos) 21.70(lbs) | 3.31x19.84x59.61(in) 8.40x50.40x151.40(cent) |  |  | 731304298816 | 820.00 | 1050.00 | 1450.00
| ACDC2203 | Adjustable Mounting Support, 241 - 419mm (9.5 - 16.5in) - V0 | https://www.se.com/us/en/product/ACDC2203 |  |  | RACKS AND ENCLOSURES | Racks and Accessories | APC NetShelter Aisle Containment | 11.22(kilos) 24.74(lbs) | 3.31x19.84x59.61(in) 8.40x50.40x151.40(cent) |  |  | 731304298823 | 1045.00 | 1350.00 | 1840.00
| ACDC2204 | Mounting Brackets - Adjustable Mounting Support (Cooling / Racks) | https://www.se.com/us/en/product/ACDC2204 |  |  | RACKS AND ENCLOSURES | Racks and Accessories | APC NetShelter Aisle Containment | 1.03(kilos) 2.27(lbs) | 3.66x10.59x11.85(in) 9.30x26.90x30.10(cent) |  |  | 731304298830 | 58.00 | 79.99 | 103.00
| ACDC2205 | Mounting Brackets - Adjustable Mounting Support (Power) | https://www.se.com/us/en/product/ACDC2205 |  |  | RACKS AND ENCLOSURES | Racks and Accessories | APC NetShelter Aisle Containment | 1.95(kilos) 4.30(lbs) | 4.33x12.40x15.75(in) 11.00x31.50x40.00(cent) |  |  | 731304298847 | 132.00 | 169.99 | 233.00
| ACDC2300 | Duct Mounting Rail | https://www.se.com/us/en/product/ACDC2300 |  |  | RACKS AND ENCLOSURES | Racks and Accessories | APC NetShelter Aisle Containment | 34.09(kilos) 75.17(lbs) | 10.35x18.66x49.76(in) 26.30x47.40x126.40(cent) |  |  | 731304298854 | 1715.00 | 2200.00 | 3030.00
| ACDC2301 | Duct Mounting Rail - (Expansion) | https://www.se.com/us/en/product/ACDC2301 |  |  | RACKS AND ENCLOSURES | Racks and Accessories | APC NetShelter Aisle Containment | 4.47(kilos) 9.86(lbs) | 4.84x8.15x49.76(in) 12.30x20.70x126.40(cent) |  |  | 731304298861 | 359.00 | 459.00 | 633.00
| ACDC2302 | Mounting Support - Duct Lighting (w/o lights) | https://www.se.com/us/en/product/ACDC2302 |  |  | RACKS AND ENCLOSURES | Racks and Accessories | APC NetShelter Aisle Containment | 3.73(kilos) 8.22(lbs) | 4.06x6.46x43.58(in) 10.30x16.40x110.70(cent) |  |  | 731304298878 | 159.00 | 209.99 | 280.00
| ACDC2303 | Duct Panel - 1012mm (40in) W x up to 787mm (31in) H | https://www.se.com/us/en/product/ACDC2303 |  |  | RACKS AND ENCLOSURES | Racks and Accessories | APC NetShelter Aisle Containment | 4.19(kilos) 9.24(lbs) | 1.97x20.47x42.91(in) 5.00x52.00x109.00(cent) |  |  | 731304298885 | 331.00 | 429.00 | 583.00
| ACDC2304 | Duct Panel - 1012mm (40in) W x up to 787mm (31in) H - V0 | https://www.se.com/us/en/product/ACDC2304 |  |  | RACKS AND ENCLOSURES | Racks and Accessories | APC NetShelter Aisle Containment | 4.91(kilos) 10.83(lbs) | 1.97x20.47x42.91(in) 5.00x52.00x109.00(cent) |  |  | 731304298892 | 436.00 | 559.00 | 769.00
| ACDC2305 | Duct Panel - 1012mm (40in) W x up to 1041mm (41in) H | https://www.se.com/us/en/product/ACDC2305 |  |  | RACKS AND ENCLOSURES | Racks and Accessories | APC NetShelter Aisle Containment | 5.11(kilos) 11.27(lbs) | 1.97x31.42x42.99(in) 5.00x79.80x109.20(cent) |  |  | 731304298908 | 365.00 | 469.00 | 643.00
| ACDC2306 | Duct Panel - 1012mm (40in) W x up to 1041mm (41in) H - V0 | https://www.se.com/us/en/product/ACDC2306 |  |  | RACKS AND ENCLOSURES | Racks and Accessories | APC NetShelter Aisle Containment | 6.26(kilos) 13.80(lbs) | 1.97x31.42x42.99(in) 5.00x79.80x109.20(cent) |  |  | 731304298915 | 558.00 | 719.00 | 983.00
| ACDC2307 | Duct Panel - 1012mm (40in) W x up to 1270mm (50in) H | https://www.se.com/us/en/product/ACDC2307 |  |  | RACKS AND ENCLOSURES | Racks and Accessories | APC NetShelter Aisle Containment | 5.84(kilos) 12.88(lbs) | 1.97x40.75x42.99(in) 5.00x103.50x109.20(cent) |  |  | 731304298922 | 432.00 | 559.00 | 761.00
| ACDC2308 | Duct Panel - 1012mm (40in) W x up to 1270mm (50in) H - V0 | https://www.se.com/us/en/product/ACDC2308 |  |  | RACKS AND ENCLOSURES | Racks and Accessories | APC NetShelter Aisle Containment | 7.36(kilos) 16.23(lbs) | 1.97x40.75x42.99(in) 5.00x103.50x109.20(cent) |  |  | 731304298939 | 630.00 | 809.00 | 1115.00
| ACDC2309 | Duct Panel - 1012mm (40in) W x up to 1524mm (60in) H | https://www.se.com/us/en/product/ACDC2309 |  |  | RACKS AND ENCLOSURES | Racks and Accessories | APC NetShelter Aisle Containment | 6.61(kilos) 14.58(lbs) | 1.97x49.53x43.03(in) 5.00x125.80x109.30(cent) |  |  | 731304298946 | 434.00 | 559.00 | 765.00
| ACDC2310 | Duct Panel - 1012mm (40in) W x up to 1524mm (60in) H - V0 | https://www.se.com/us/en/product/ACDC2310 |  |  | RACKS AND ENCLOSURES | Racks and Accessories | APC NetShelter Aisle Containment | 8.53(kilos) 18.81(lbs) | 1.97x49.53x43.07(in) 5.00x125.80x109.40(cent) |  |  | 731304298953 | 734.00 | 939.00 | 1295.00
| ACDC2311 | Duct Frame Extension - End of Aisle, 1200 - 1800mm (48 - 72in) | https://www.se.com/us/en/product/ACDC2311 |  |  | RACKS AND ENCLOSURES | Racks and Accessories | APC NetShelter Aisle Containment | 7.78(kilos) 17.15(lbs) | 4.45x18.66x31.65(in) 11.30x47.40x80.40(cent) |  |  | 731304298960 | 426.00 | 549.00 | 751.00
| ACDC2400 | Aisle Containment Door - Sliding | https://www.se.com/us/en/product/ACDC2400 |  |  | RACKS AND ENCLOSURES | Racks and Accessories | APC NetShelter Aisle Containment | 127.90(kilos) 282.02(lbs) | 13.90x43.46x86.69(in) 35.30x110.40x220.20(cent) |  |  | 731304298977 | 3980.00 | 5075.00 | 7020.00
| ACDC2401 | Door Header - 42U SX | https://www.se.com/us/en/product/ACDC2401 |  |  | RACKS AND ENCLOSURES | Racks and Accessories | APC NetShelter Aisle Containment | 23.01(kilos) 50.74(lbs) | 11.42x9.65x59.21(in) 29.00x24.50x150.40(cent) |  |  | 731304298984 | 1415.00 | 1800.00 | 2495.00
| ACDC2402 | Door Header - 42U VX / 45U SX | https://www.se.com/us/en/product/ACDC2402 |  |  | SMALL SYSTEM COOLING | Racks and Accessories | APC NetShelter Aisle Containment | 30.86(kilos) 68.05(lbs) | 16.73x9.65x60.63(in) 42.50x24.50x154.00(cent) |  |  | 731304298991 | 1005.00 | 1475.00 | 1810.00
| ACDC2403 | Door Header - 48U SX | https://www.se.com/us/en/product/ACDC2403 |  |  | SMALL SYSTEM COOLING | Racks and Accessories | APC NetShelter Aisle Containment | 38.56(kilos) 85.01(lbs) | 22.05x9.65x60.63(in) 56.00x24.50x154.00(cent) |  |  | 731304299004 | 1035.00 | 1500.00 | 1860.00
| ACDC2404 | Door Post, 900 - 1200mm (36 - 48in) Aisle Width | https://www.se.com/us/en/product/ACDC2404 |  |  | SMALL SYSTEM COOLING | Racks and Accessories | APC NetShelter Aisle Containment | 20.60(kilos) 45.42(lbs) | 7.56x10.55x90.79(in) 19.20x26.80x230.60(cent) |  |  | 731304299011 | 358.00 | 519.00 | 644.00
| ACDC2405 | Door Post, 1200 - 1500mm (48 - 60in) Aisle Width | https://www.se.com/us/en/product/ACDC2405 |  |  | SMALL SYSTEM COOLING | Racks and Accessories | APC NetShelter Aisle Containment | 26.57(kilos) 58.59(lbs) | 10.83x12.01x89.96(in) 27.50x30.50x228.50(cent) |  |  | 731304299028 | 548.00 | 799.00 | 985.00
| ACDC2406 | Door Post, 1500 - 1800mm (60 - 72in) Aisle Width | https://www.se.com/us/en/product/ACDC2406 |  |  | SMALL SYSTEM COOLING | Racks and Accessories | APC NetShelter Aisle Containment | 40.54(kilos) 89.39(lbs) | 10.83x18.11x89.96(in) 27.50x46.00x228.50(cent) |  |  | 731304299035 | 746.00 | 1100.00 | 1345.00
| ACDC2408 | APC NetShelter Aisle Containment, Netshelter KVM Door Lock | https://www.se.com/us/en/product/ACDC2408 |  |  | SMALL SYSTEM COOLING | Racks and Accessories | APC NetShelter Aisle Containment | 2.00(kilos) 4.41(lbs) | 5.12x8.03x11.81(in) 13.00x20.40x30.00(cent) |  |  | 731304300304 | 71.00 | 109.99 | 128.00
| ACDC2410 | Curtain Door Mounting Rail, 900 - 1200mm (36 - 48in) aisle width | https://www.se.com/us/en/product/ACDC2410 |  |  | RACKS AND ENCLOSURES | Racks and Accessories | APC NetShelter Aisle Containment | 6.69(kilos) 14.75(lbs) | 4.06x12.56x64.92(in) 10.30x31.90x164.90(cent) |  |  | 731304299059 | 287.00 | 369.99 | 505.00
| ACDC2411 | Curtain Door Mounting Rail, 1500 - 1800mm (60 - 72in) aisle width | https://www.se.com/us/en/product/ACDC2411 |  |  | RACKS AND ENCLOSURES | Racks and Accessories | APC NetShelter Aisle Containment | 8.75(kilos) 19.29(lbs) | 4.84x14.72x80.47(in) 12.30x37.40x204.40(cent) |  |  | 731304299066 | 359.00 | 459.00 | 633.00
| ACDC2500 | Roof Height Adapter, SX42U to VX42U, 300mm | https://www.se.com/us/en/product/ACDC2500 |  |  | RACKS AND ENCLOSURES | Racks and Accessories | APC NetShelter Aisle Containment | 9.38(kilos) 20.68(lbs) | 4.53x14.84x45.16(in) 11.50x37.70x114.70(cent) |  |  | 731304299073 | 298.00 | 379.99 | 526.00
| ACDC2501 | Roof Height Adapter, SX42U to VX42U, 600mm | https://www.se.com/us/en/product/ACDC2501 |  |  | RACKS AND ENCLOSURES | Racks and Accessories | APC NetShelter Aisle Containment | 9.30(kilos) 20.51(lbs) | 4.53x14.84x45.16(in) 11.50x37.70x114.70(cent) |  |  | 731304299080 | 380.00 | 489.00 | 671.00
| ACDC2502 | Roof Height Adapter, SX42U to VX42U, 700mm | https://www.se.com/us/en/product/ACDC2502 |  |  | RACKS AND ENCLOSURES | Racks and Accessories | APC NetShelter Aisle Containment | 11.52(kilos) 25.40(lbs) | 7.13x12.36x41.50(in) 18.10x31.40x105.40(cent) |  |  | 731304299097 | 336.00 | 429.00 | 592.00
| ACDC2503 | Roof Height Adapter, SX42U to VX42U, 750mm | https://www.se.com/us/en/product/ACDC2503 |  |  | RACKS AND ENCLOSURES | Racks and Accessories | APC NetShelter Aisle Containment | 11.86(kilos) 26.15(lbs) | 7.13x12.36x41.50(in) 18.10x31.40x105.40(cent) |  |  | 731304299103 | 359.00 | 459.00 | 633.00
| ACDC2505 | Roof Height Adapter, SX42U to SX45U, 300mm | https://www.se.com/us/en/product/ACDC2505 |  |  | RACKS AND ENCLOSURES | Racks and Accessories | APC NetShelter Aisle Containment | 12.26(kilos) 27.03(lbs) | 7.20x16.73x45.24(in) 18.30x42.50x114.90(cent) |  |  | 731304299127 | 334.00 | 429.00 | 590.00
| ACDC2506 | Roof Height Adapter, SX42U to SX45U, 600mm | https://www.se.com/us/en/product/ACDC2506 |  |  | RACKS AND ENCLOSURES | Racks and Accessories | APC NetShelter Aisle Containment | 14.42(kilos) 31.80(lbs) | 7.20x22.24x47.20(in) 18.30x56.50x119.90(cent) |  |  | 731304299134 | 399.00 | 509.00 | 704.00
| ACDC2507 | Roof Height Adapter, SX42U to SX45U, 700mm | https://www.se.com/us/en/product/ACDC2507 |  |  | RACKS AND ENCLOSURES | Racks and Accessories | APC NetShelter Aisle Containment | 15.59(kilos) 34.38(lbs) | 7.20x22.24x47.20(in) 18.30x56.50x119.90(cent) |  |  | 731304299141 | 408.00 | 529.00 | 720.00
| ACDC2508 | Roof Height Adapter, SX42U to SX45U, 750mm | https://www.se.com/us/en/product/ACDC2508 |  |  | RACKS AND ENCLOSURES | Racks and Accessories | APC NetShelter Aisle Containment | 15.91(kilos) 35.08(lbs) | 7.20x22.24x47.20(in) 18.30x56.50x119.90(cent) |  |  | 731304299158 | 432.00 | 559.00 | 762.00
| ACDC2509 | Roof Height Adapter, SX42U to SX45U, 1016mm | https://www.se.com/us/en/product/ACDC2509 |  |  | RACKS AND ENCLOSURES | Racks and Accessories | APC NetShelter Aisle Containment | 25.00(kilos) 55.13(lbs) | 7.24x26.85x52.17(in) 18.40x68.20x132.50(cent) |  |  | 731304299165 | 669.00 | 859.00 | 1180.00
| ACDC2512 | Roof Height Adapter, SX42U to SX48U, 300mm | https://www.se.com/us/en/product/ACDC2512 |  |  | RACKS AND ENCLOSURES | Racks and Accessories | APC NetShelter Aisle Containment | 19.26(kilos) 42.47(lbs) | 7.68x24.49x45.39(in) 19.50x62.20x115.30(cent) |  |  | 731304299196 | 461.00 | 589.00 | 813.00
| ACDC2513 | Roof Height Adapter, SX42U to SX48U, 600mm | https://www.se.com/us/en/product/ACDC2513 |  |  | RACKS AND ENCLOSURES | Racks and Accessories | APC NetShelter Aisle Containment | 21.41(kilos) 47.21(lbs) | 7.68x21.38x57.20(in) 19.50x54.30x145.30(cent) |  |  | 731304299202 | 546.00 | 699.00 | 963.00
| ACDC2514 | Roof Height Adapter, SX42U to SX48U, 700mm | https://www.se.com/us/en/product/ACDC2514 |  |  | RACKS AND ENCLOSURES | Racks and Accessories | APC NetShelter Aisle Containment | 24.57(kilos) 54.18(lbs) | 12.36x14.61x41.54(in) 31.40x37.10x105.50(cent) |  |  | 731304299219 | 471.00 | 609.00 | 831.00
| ACDC2515 | Roof Height Adapter, SX42U to SX48U, 750mm | https://www.se.com/us/en/product/ACDC2515 |  |  | RACKS AND ENCLOSURES | Racks and Accessories | APC NetShelter Aisle Containment | 24.27(kilos) 53.52(lbs) | 12.36x14.61x41.26(in) 31.40x37.10x104.80(cent) |  |  | 731304299226 | 502.00 | 649.00 | 886.00
| ACDC2516 | Roof Height Adapter, SX42U to SX48U, 1016mm | https://www.se.com/us/en/product/ACDC2516 |  |  | RACKS AND ENCLOSURES | Racks and Accessories | APC NetShelter Aisle Containment | 40.85(kilos) 90.07(lbs) | 14.45x29.21x50.47(in) 36.70x74.20x128.20(cent) |  |  | 731304299233 | 741.00 | 949.00 | 1310.00
| ACDC2517 | Roof Height Adapter, VX42U to SX48U, 600mm | https://www.se.com/us/en/product/ACDC2517 |  |  | RACKS AND ENCLOSURES | Racks and Accessories | APC NetShelter Aisle Containment | 33.17(kilos) 73.14(lbs) | 12.09x27.91x66.30(in) 30.70x70.90x168.40(cent) |  |  | 731304299240 | 882.00 | 1125.00 | 1560.00
| ACDC2550 | Depth Adapter, 1070 to 1200mm, SX42U, 300mm Width | https://www.se.com/us/en/product/ACDC2550 |  |  | RACKS AND ENCLOSURES | Racks and Accessories | APC NetShelter Aisle Containment | 15.35(kilos) 33.85(lbs) | 3.70x12.87x80.12(in) 9.40x32.70x203.50(cent) |  |  | 731304299264 | 344.00 | 439.00 | 606.00
| ACDC2551 | Depth Adapter, 1070 to 1200mm, SX42U to SX48U, 600-750mm Width | https://www.se.com/us/en/product/ACDC2551 |  |  | RACKS AND ENCLOSURES | Racks and Accessories | APC NetShelter Aisle Containment | 21.20(kilos) 46.75(lbs) | 3.54x79.92x13.19(in) 9.00x203.00x33.50(cent) | 18 |  | 731304299271 | 496.00 | 639.00 | 876.00
| ACDC2552 | Depth Adapter, 900 to 1200mm, VX42U, 600mm Width | https://www.se.com/us/en/product/ACDC2552 |  |  | RACKS AND ENCLOSURES | Racks and Accessories | APC NetShelter Aisle Containment | 6.50(kilos) 14.33(lbs) | 3.31x17.83x28.03(in) 8.40x45.30x71.20(cent) |  |  | 731304299288 | 264.00 | 339.99 | 465.00
| ACDC2553 | Depth Adapter, 900 to 1200mm, VX42U, 750mm Width | https://www.se.com/us/en/product/ACDC2553 |  |  | RACKS AND ENCLOSURES | Racks and Accessories | APC NetShelter Aisle Containment | 7.57(kilos) 16.69(lbs) | 3.31x17.83x33.98(in) 8.40x45.30x86.30(cent) |  |  | 731304299295 | 262.00 | 339.99 | 462.00
| ACDC2575 | Blanking Panel, 42-48U SX / 42U VX, 300mm | https://www.se.com/us/en/product/ACDC2575 |  |  | RACKS AND ENCLOSURES | Racks and Accessories | APC NetShelter Aisle Containment | 15.19(kilos) 33.49(lbs) | 5.87x15.75x82.64(in) 14.90x40.00x209.90(cent) |  |  | 731304299301 | 556.00 | 709.00 | 981.00
| ACDC2576 | Blanking Panel, 42-48U SX / 42U VX, 600mm | https://www.se.com/us/en/product/ACDC2576 |  |  | RACKS AND ENCLOSURES | Racks and Accessories | APC NetShelter Aisle Containment | 23.13(kilos) 51.00(lbs) | 5.87x27.56x82.64(in) 14.90x70.00x209.90(cent) |  |  | 731304299318 | 627.00 | 799.00 | 1110.00
| ACDC2577 | Blanking Panel, 42-48U SX / 42U VX, 700mm | https://www.se.com/us/en/product/ACDC2577 |  |  | RACKS AND ENCLOSURES | Racks and Accessories | APC NetShelter Aisle Containment | 27.57(kilos) 60.79(lbs) | 5.87x31.50x82.64(in) 14.90x80.00x209.90(cent) |  |  | 731304299325 | 586.00 | 749.00 | 1035.00
| ACDC2578 | Blanking Panel, 42-48U SX / 42U VX, 750mm | https://www.se.com/us/en/product/ACDC2578 |  |  | RACKS AND ENCLOSURES | Racks and Accessories | APC NetShelter Aisle Containment | 29.89(kilos) 65.91(lbs) | 5.87x33.43x82.64(in) 14.90x84.90x209.90(cent) |  |  | 731304299332 | 816.00 | 1050.00 | 1440.00
| FS-AC-1001-U | HyperPod Accessory - Air Sealing Kit | https://www.se.com/us/en/product/FS-AC-1001-U |  |  | RACKS AND ENCLOSURES | Racks and Accessories | APC NetShelter Pod Containment | 1.20(kilos) 2.65(lbs) | 2.32x11.97x12.36(in) 5.90x30.40x31.40(cent) |  |  | 731304333982 | 72.00 | 99.99 | 126.00
| FS-AC-1002-U | HyperPod Accessories - H-Seal | https://www.se.com/us/en/product/FS-AC-1002-U |  |  | RACKS AND ENCLOSURES | Racks and Accessories | APC NetShelter Pod Containment | 1.00(kilos) 2.21(lbs) | 2.56x1.57x99.45(in) 6.50x4.00x252.60(cent) |  |  | 731304342007 | 46.00 | 59.99 | 81.00
| FS-AC-1003-U | HyperPod Accessories - C-Seal | https://www.se.com/us/en/product/FS-AC-1003-U |  |  | RACKS AND ENCLOSURES | Racks and Accessories | APC NetShelter Pod Containment | 1.00(kilos) 2.21(lbs) | 1.38x1.38x99.45(in) 3.50x3.50x252.60(cent) |  |  | 731304342014 | 28.00 | 34.99 | 49.00
| FS-AC-2001-U | HyperPod Accessory - Row Length Brush Strip | https://www.se.com/us/en/product/FS-AC-2001-U |  |  | RACKS AND ENCLOSURES | Racks and Accessories | APC NetShelter Pod Containment | 13.00(kilos) 28.67(lbs) | 6.69x11.26x48.98(in) 17.00x28.60x124.40(cent) |  |  | 731304333999 | 467.00 | 599.00 | 823.00
| FS-AC-3001-B | HyperPod Accessory - Large Cantilever Arms | https://www.se.com/us/en/product/FS-AC-3001-B |  |  | RACKS AND ENCLOSURES | Racks and Accessories | APC NetShelter Pod Containment | 14.02(kilos) 30.91(lbs) | 9.88x35.59x11.77(in) 25.10x90.40x29.90(cent) |  |  | 731304334002 | 142.00 | 189.99 | 250.00
| FS-AC-3002-B | HyperPod Accessory - Overhead Support Frame, 8-12ft | https://www.se.com/us/en/product/FS-AC-3002-B |  |  | RACKS AND ENCLOSURES | Racks and Accessories | APC NetShelter Pod Containment | 50.26(kilos) 110.82(lbs) | 6.30x101.18x33.46(in) 16.00x257.00x85.00(cent) |  |  | 731304334019 | 1205.00 | 1550.00 | 2120.00
| FS-AC-3003-B | HyperPod Accessory - Mini Cantilever Arms | https://www.se.com/us/en/product/FS-AC-3003-B |  |  | RACKS AND ENCLOSURES | Racks and Accessories | APC NetShelter Pod Containment | 6.32(kilos) 13.94(lbs) | 5.91x28.35x7.09(in) 15.00x72.00x18.00(cent) |  |  | 731304334026 | 111.00 | 149.99 | 196.00
| FS-AC-4007-B | HyperPod Accessory - Aisle Crossover Tray, 5-6ft Aisle | https://www.se.com/us/en/product/FS-AC-4007-B |  |  | RACKS AND ENCLOSURES | Racks and Accessories | APC NetShelter Pod Containment | 24.00(kilos) 52.92(lbs) | 11.81x14.76x81.50(in) 30.00x37.50x207.00(cent) |  |  | 731304342021 | 231.00 | 299.99 | 407.00
| FS-AC-4008-B | HyperPod Accessory - Aisle Crossover Tray, 3-4ft Aisle | https://www.se.com/us/en/product/FS-AC-4008-B |  |  | RACKS AND ENCLOSURES | Racks and Accessories | APC NetShelter Pod Containment | 17.00(kilos) 37.49(lbs) | 11.81x14.76x57.48(in) 30.00x37.50x146.00(cent) |  |  | 731304342038 | 267.00 | 339.99 | 470.00
| FS-AC-5005-B | HyperPod Accessory - 42-52U Rack Blanking Panel 300mm | https://www.se.com/us/en/product/FS-AC-5005-B |  |  | RACKS AND ENCLOSURES | Racks and Accessories | APC NetShelter Pod Containment | 10.00(kilos) 22.05(lbs) | 14.45x3.31x87.28(in) 36.70x8.40x221.70(cent) |  |  | 731304342045 | 306.00 | 389.99 | 539.00
| FS-AC-5006-B | HyperPod Accessory - 42-52U Rack Blanking Panel 600mm | https://www.se.com/us/en/product/FS-AC-5006-B |  |  | RACKS AND ENCLOSURES | Racks and Accessories | APC NetShelter Pod Containment | 13.00(kilos) 28.67(lbs) | 26.26x3.31x87.28(in) 66.70x8.40x221.70(cent) |  |  | 731304342052 | 438.00 | 559.00 | 773.00
| FS-AC-5007-B | HyperPod Accessory - 42-52U Rack Blanking Panel 750mm | https://www.se.com/us/en/product/FS-AC-5007-B |  |  | RACKS AND ENCLOSURES | Racks and Accessories | APC NetShelter Pod Containment | 14.00(kilos) 30.87(lbs) | 32.17x3.31x87.28(in) 81.70x8.40x221.70(cent) |  |  | 731304342069 | 549.00 | 699.00 | 968.00
| FS-AC-5008-B | HyperPod Accessory - 42-52U Rack Blanking Panel 800mm | https://www.se.com/us/en/product/FS-AC-5008-B |  |  | RACKS AND ENCLOSURES | Racks and Accessories | APC NetShelter Pod Containment | 15.00(kilos) 33.08(lbs) | 34.13x3.31x87.28(in) 86.70x8.40x221.70(cent) |  |  | 731304342076 | 571.00 | 729.00 | 1010.00
| FS-AC-6001-B | HyperPod Accessory - Lighting Kit Bracket | https://www.se.com/us/en/product/FS-AC-6001-B |  |  | RACKS AND ENCLOSURES | Racks and Accessories | APC NetShelter Pod Containment | 6.85(kilos) 15.10(lbs) | 4.21x50.16x8.54(in) 10.70x127.40x21.70(cent) |  |  | 731304334132 | 326.00 | 419.00 | 574.00
| FS-AC-8001-U | HyperPod Accessory - Rack Height Adapter, 300mm | https://www.se.com/us/en/product/FS-AC-8001-U |  |  | RACKS AND ENCLOSURES | Racks and Accessories | APC NetShelter Pod Containment | 1.80(kilos) 3.97(lbs) | 3.54x12.80x8.11(in) 9.00x32.50x20.60(cent) |  |  | 731304334170 | 109.00 | 139.99 | 192.00
| FS-AC-8002-U | HyperPod Accessory - Rack Height Adapter, 600mm | https://www.se.com/us/en/product/FS-AC-8002-U |  |  | RACKS AND ENCLOSURES | Racks and Accessories | APC NetShelter Pod Containment | 3.67(kilos) 8.09(lbs) | 3.54x32.48x8.11(in) 9.00x82.50x20.60(cent) |  |  | 731304334187 | 174.00 | 229.99 | 307.00
| FS-AC-8003-U | HyperPod Accessory - Rack Height Adapter, 750mm | https://www.se.com/us/en/product/FS-AC-8003-U |  |  | RACKS AND ENCLOSURES | Racks and Accessories | APC NetShelter Pod Containment | 4.40(kilos) 9.70(lbs) | 3.54x32.48x8.11(in) 9.00x82.50x20.60(cent) |  |  | 731304334194 | 160.00 | 209.99 | 282.00
| FS-AC-8004-U | HyperPod Accessory - Rack Height Adapter, 800mm | https://www.se.com/us/en/product/FS-AC-8004-U |  |  | RACKS AND ENCLOSURES | Racks and Accessories | APC NetShelter Pod Containment | 4.60(kilos) 10.14(lbs) | 3.54x32.48x8.11(in) 9.00x82.50x20.60(cent) |  |  | 731304334200 | 166.00 | 219.99 | 292.00
| FS-DR-1001-B | HyperPod Door - Dual Sliding Doors | https://www.se.com/us/en/product/FS-DR-1001-B |  |  | RACKS AND ENCLOSURES | Racks and Accessories | APC NetShelter Pod Containment | 80.00(kilos) 176.40(lbs) | 15.16x24.80x86.81(in) 38.50x63.00x220.50(cent) |  |  | 731304334217 | 2465.00 | 3150.00 | 4350.00
| FS-DR-1002-U | HyperPod Door - Single Hinged Door | https://www.se.com/us/en/product/FS-DR-1002-U |  |  | RACKS AND ENCLOSURES | Racks and Accessories | APC NetShelter Pod Containment | 20.00(kilos) 44.10(lbs) | 78.94x8.43x43.31(in) 200.50x21.40x110.00(cent) |  |  | 731304342397 | 948.00 | 1225.00 | 1675.00
| FS-DR-1003-B | HyperPod Door - Dual Sliding Doors 6ft | https://www.se.com/us/en/product/FS-DR-1003-B |  |  | RACKS AND ENCLOSURES | Racks and Accessories | APC NetShelter Pod Containment | 25.00(kilos) 55.13(lbs) | 86.61x13.78x11.81(in) 220.00x35.00x30.00(cent) |  |  | 731304342403 | 2200.00 | 2800.00 | 3875.00
| FS-DR-2002-B | HyperPod Door - Door Frame, 5-6ft Aisle | https://www.se.com/us/en/product/FS-DR-2002-B |  |  | RACKS AND ENCLOSURES | Racks and Accessories | APC NetShelter Pod Containment | 136.00(kilos) 299.88(lbs) | 36.50x21.85x81.89(in) 92.70x55.50x208.00(cent) |  |  | 731304342410 | 1365.00 | 1750.00 | 2405.00
| FS-DR-2003-B | HyperPod Door - Door Frame, 3-4ft Aisle | https://www.se.com/us/en/product/FS-DR-2003-B |  |  | RACKS AND ENCLOSURES | Racks and Accessories | APC NetShelter Pod Containment | 136.00(kilos) 299.88(lbs) | 36.50x21.85x81.89(in) 92.70x55.50x208.00(cent) |  |  | 731304342083 | 1135.00 | 1450.00 | 2000.00
| FS-FM-1001-B | HyperPod Frame - Vertical Post (x2), Short Frame | https://www.se.com/us/en/product/FS-FM-1001-B |  |  | RACKS AND ENCLOSURES | Racks and Accessories | APC NetShelter Pod Containment | 40.00(kilos) 88.20(lbs) | 3.78x17.36x111.81(in) 9.60x44.10x284.00(cent) |  |  | 731304334231 | 494.00 | 639.00 | 872.00
| FS-FM-1002-B | HyperPod Frame - Vertical Post (x2), Tall Frame | https://www.se.com/us/en/product/FS-FM-1002-B |  |  | RACKS AND ENCLOSURES | Racks and Accessories | APC NetShelter Pod Containment | 46.00(kilos) 101.43(lbs) | 3.78x17.36x129.53(in) 9.60x44.10x329.00(cent) |  |  | 731304334248 | 549.00 | 699.00 | 968.00
| FS-FM-1011-U | HyperPod Frame - Post Alignment Tool - 4 | https://www.se.com/us/en/product/FS-FM-1011-U |  |  | RACKS AND ENCLOSURES | Racks and Accessories | APC NetShelter Pod Containment | 22.00(kilos) 48.51(lbs) | 98.23x9.84x68.90(in) 249.50x25.00x175.00(cent) |  |  | 731304342090 | 155.00 | 199.99 | 273.00
| FS-FM-2002-B | HyperPod Frame - Aisle Width Beam (x1) 6ft | https://www.se.com/us/en/product/FS-FM-2002-B |  |  | RACKS AND ENCLOSURES | Racks and Accessories | APC NetShelter Pod Containment | 12.00(kilos) 26.46(lbs) | 84.80x5.91x31.50(in) 215.40x15.00x80.00(cent) |  |  | 731304342113 | 168.00 | 219.99 | 295.00
| FS-FM-2003-B | HyperPod Frame - Aisle Width Beam (x1) 4ft | https://www.se.com/us/en/product/FS-FM-2003-B |  |  | RACKS AND ENCLOSURES | Racks and Accessories | APC NetShelter Pod Containment | 8.00(kilos) 17.64(lbs) | 57.80x3.15x3.15(in) 146.80x8.00x8.00(cent) |  |  | 731304342120 | 80.00 | 109.99 | 142.00
| FS-FM-3001-B | HyperPod Frame - Aisle Length Beam (x2), 8-12ft | https://www.se.com/us/en/product/FS-FM-3001-B |  |  | RACKS AND ENCLOSURES | Racks and Accessories | APC NetShelter Pod Containment | 50.00(kilos) 110.25(lbs) | 3.74x16.93x100.00(in) 9.50x43.00x254.00(cent) |  |  | 731304334262 | 810.00 | 1050.00 | 1430.00
| FS-FM-4003-B | HyperPod Frame - 6ft Aisle End Panel (x2), Short Frame | https://www.se.com/us/en/product/FS-FM-4003-B |  |  | RACKS AND ENCLOSURES | Racks and Accessories | APC NetShelter Pod Containment | 32.00(kilos) 70.56(lbs) | 79.92x31.69x3.94(in) 203.00x80.50x10.00(cent) |  |  | 731304342137 | 458.00 | 589.00 | 808.00
| FS-FM-4004-B | HyperPod Frame - 6ft Aisle End Panel (x2), Tall Frame | https://www.se.com/us/en/product/FS-FM-4004-B |  |  | RACKS AND ENCLOSURES | Racks and Accessories | APC NetShelter Pod Containment | 23.00(kilos) 50.72(lbs) | 79.92x24.13x3.94(in) 203.00x61.30x10.00(cent) |  |  | 731304342144 | 351.00 | 449.00 | 619.00
| FS-FM-4005-B | HyperPod Frame - 4ft Aisle End Panel (x2) Short Frame | https://www.se.com/us/en/product/FS-FM-4005-B |  |  | RACKS AND ENCLOSURES | Racks and Accessories | APC NetShelter Pod Containment | 16.00(kilos) 35.28(lbs) | 56.69x3.94x24.13(in) 144.00x10.00x61.30(cent) |  |  | 731304342151 | 248.00 | 319.99 | 438.00
| FS-FM-4006-B | HyperPod Frame - 4ft Aisle End Panel (x2) Tall Frame | https://www.se.com/us/en/product/FS-FM-4006-B |  |  | RACKS AND ENCLOSURES | Racks and Accessories | APC NetShelter Pod Containment | 16.00(kilos) 35.28(lbs) | 56.69x3.94x24.13(in) 144.00x10.00x61.30(cent) |  |  | 731304342168 | 198.00 | 259.99 | 350.00
| FS-FM-5001-B | HyperPod Frame - Aisle Stop Rail (x2), 8-12ft | https://www.se.com/us/en/product/FS-FM-5001-B |  |  | RACKS AND ENCLOSURES | Racks and Accessories | APC NetShelter Pod Containment | 19.50(kilos) 43.00(lbs) | 3.62x15.71x99.53(in) 9.20x39.90x252.80(cent) |  |  | 731304334293 | 229.00 | 299.99 | 404.00
| FS-FM-6001-B | HyperPod Frame - Raised Floor Support Stand 16 | https://www.se.com/us/en/product/FS-FM-6001-B |  |  | RACKS AND ENCLOSURES | Racks and Accessories | APC NetShelter Pod Containment | 40.00(kilos) 88.20(lbs) | 19.53x17.56x24.09(in) 49.60x44.60x61.20(cent) |  |  | 731304342175 | 698.00 | 889.00 | 1235.00
| FS-FM-6002-B | HyperPod Frame - Raised Floor Support Stand 24 | https://www.se.com/us/en/product/FS-FM-6002-B |  |  | RACKS AND ENCLOSURES | Racks and Accessories | APC NetShelter Pod Containment | 44.00(kilos) 97.02(lbs) | 27.52x24.09x17.56(in) 69.90x61.20x44.60(cent) |  |  | 731304342182 | 700.00 | 899.00 | 1235.00
| FS-FM-6003-B | HyperPod Frame - Raised Floor Support Stand 30 | https://www.se.com/us/en/product/FS-FM-6003-B |  |  | RACKS AND ENCLOSURES | Racks and Accessories | APC NetShelter Pod Containment | 47.00(kilos) 103.64(lbs) | 35.55x24.09x17.56(in) 90.30x61.20x44.60(cent) |  |  | 731304342199 | 703.00 | 899.00 | 1245.00
| FS-FM-6004-B | HyperPod Frame - Raised Floor Support Stand 36 | https://www.se.com/us/en/product/FS-FM-6004-B |  |  | RACKS AND ENCLOSURES | Racks and Accessories | APC NetShelter Pod Containment | 50.00(kilos) 110.25(lbs) | 43.54x24.09x17.56(in) 110.60x61.20x44.60(cent) |  |  | 731304342205 | 705.00 | 899.00 | 1245.00
| FS-RF-1002-B | HyperPod Roof - Roof Filler Panel Set, 6ft Aisle | https://www.se.com/us/en/product/FS-RF-1002-B |  |  | RACKS AND ENCLOSURES | Racks and Accessories | APC NetShelter Pod Containment | 10.00(kilos) 22.05(lbs) | 5.98x2.91x94.17(in) 15.20x7.40x239.20(cent) |  |  | 731304342212 | 178.00 | 229.99 | 314.00
| FS-RF-1003-B | HyperPod Roof - Roof Filler Panel Set 4ft Aisle | https://www.se.com/us/en/product/FS-RF-1003-B |  |  | RACKS AND ENCLOSURES | Racks and Accessories | APC NetShelter Pod Containment | 10.00(kilos) 22.05(lbs) | 4.72x5.12x63.27(in) 12.00x13.00x160.70(cent) |  |  | 731304342229 | 106.00 | 139.99 | 187.00
| FS-RF-2004-U | HyperPod Roof - 6ft Aisle Simple Roof Panel, 300mm | https://www.se.com/us/en/product/FS-RF-2004-U |  |  | RACKS AND ENCLOSURES | Racks and Accessories | APC NetShelter Pod Containment | 4.00(kilos) 8.82(lbs) | 1.46x12.80x83.46(in) 3.70x32.50x212.00(cent) |  |  | 731304342236 | 302.00 | 389.99 | 532.00
| FS-RF-2005-U | HyperPod Roof - 6ft Aisle Simple Roof Panel, 600mm | https://www.se.com/us/en/product/FS-RF-2005-U |  |  | RACKS AND ENCLOSURES | Racks and Accessories | APC NetShelter Pod Containment | 6.00(kilos) 13.23(lbs) | 1.46x24.61x59.45(in) 3.70x62.50x151.00(cent) |  |  | 731304342243 | 387.00 | 499.00 | 683.00
| FS-RF-2006-U | HyperPod Roof - 6ft Aisle Simple Roof Panel w Cutout, 600mm | https://www.se.com/us/en/product/FS-RF-2006-U |  |  | RACKS AND ENCLOSURES | Racks and Accessories | APC NetShelter Pod Containment | 6.00(kilos) 13.23(lbs) | 1.46x24.61x59.45(in) 3.70x62.50x151.00(cent) |  |  | 731304342250 | 378.00 | 489.00 | 667.00
| FS-RF-2007-U | HyperPod Roof - 4ft Aisle Simple Roof Panel 300mm | https://www.se.com/us/en/product/FS-RF-2007-U |  |  | RACKS AND ENCLOSURES | Racks and Accessories | APC NetShelter Pod Containment | 2.50(kilos) 5.51(lbs) | 1.46x12.80x59.45(in) 3.70x32.50x151.00(cent) |  |  | 731304342267 | 120.00 | 159.99 | 212.00
| FS-RF-2008-U | HyperPod Roof - 4ft Aisle Simple Roof Panel 600mm | https://www.se.com/us/en/product/FS-RF-2008-U |  |  | RACKS AND ENCLOSURES | Racks and Accessories | APC NetShelter Pod Containment | 5.00(kilos) 11.03(lbs) | 1.46x24.61x59.45(in) 3.70x62.50x151.00(cent) |  |  | 731304342274 | 260.00 | 339.99 | 459.00
| FS-RF-2009-U | HyperPod Roof - 4ft Aisle Simple Roof w Cutout 600mm | https://www.se.com/us/en/product/FS-RF-2009-U |  |  | RACKS AND ENCLOSURES | Racks and Accessories | APC NetShelter Pod Containment | 5.00(kilos) 11.03(lbs) | 1.46x24.61x59.45(in) 3.70x62.50x151.00(cent) |  |  | 731304342281 | 253.00 | 329.99 | 446.00
| FS-RF-3002-U | HyperPod Roof - Drop Roof Mounting Rail, 300mm | https://www.se.com/us/en/product/FS-RF-3002-U |  |  | RACKS AND ENCLOSURES | Racks and Accessories | APC NetShelter Pod Containment | 5.60(kilos) 12.35(lbs) | 9.02x14.25x14.72(in) 22.90x36.20x37.40(cent) |  |  | 731304334354 | 276.00 | 359.99 | 488.00
| FS-RF-3004-U | HyperPod Roof - Drop Roof Mounting Rail, 600mm | https://www.se.com/us/en/product/FS-RF-3004-U |  |  | RACKS AND ENCLOSURES | Racks and Accessories | APC NetShelter Pod Containment | 10.60(kilos) 23.37(lbs) | 9.02x15.71x26.42(in) 22.90x39.90x67.10(cent) |  |  | 731304334378 | 458.00 | 589.00 | 808.00
| FS-RF-3006-U | HyperPod Roof - Drop Roof Mounting Rail, 750mm | https://www.se.com/us/en/product/FS-RF-3006-U |  |  | RACKS AND ENCLOSURES | Racks and Accessories | APC NetShelter Pod Containment | 13.50(kilos) 29.77(lbs) | 9.02x15.71x32.24(in) 22.90x39.90x81.90(cent) |  |  | 731304334392 | 522.00 | 669.00 | 920.00
| FS-RF-3007-U | HyperPod Roof - 4ft Aisle Drop Roof Panel 300mm | https://www.se.com/us/en/product/FS-RF-3007-U |  |  | RACKS AND ENCLOSURES | Racks and Accessories | APC NetShelter Pod Containment | 2.20(kilos) 4.85(lbs) | 1.46x12.80x42.91(in) 3.70x32.50x109.00(cent) |  |  | 731304342298 | 111.00 | 149.99 | 196.00
| FS-RF-3008-U | HyperPod Roof - 4ft Aisle Drop Roof Panel 600mm | https://www.se.com/us/en/product/FS-RF-3008-U |  |  | RACKS AND ENCLOSURES | Racks and Accessories | APC NetShelter Pod Containment | 3.60(kilos) 7.94(lbs) | 1.46x24.61x42.91(in) 3.70x62.50x109.00(cent) |  |  | 731304342304 | 193.00 | 249.99 | 340.00
| FS-RF-3009-U | HyperPod Roof - 4ft Aisle Drop Roof Panel 750mm | https://www.se.com/us/en/product/FS-RF-3009-U |  |  | RACKS AND ENCLOSURES | Racks and Accessories | APC NetShelter Pod Containment | 4.00(kilos) 8.82(lbs) | 1.46x30.51x42.91(in) 3.70x77.50x109.00(cent) |  |  | 731304342311 | 215.00 | 279.99 | 379.00
| FS-WI-1001-U | HyperPod Window - Window Panel (x2), 2ft | https://www.se.com/us/en/product/FS-WI-1001-U |  |  | RACKS AND ENCLOSURES | Racks and Accessories | APC NetShelter Pod Containment | 2.50(kilos) 5.51(lbs) | 1.65x11.73x24.61(in) 4.20x29.80x62.50(cent) |  |  | 731304334439 | 117.00 | 149.99 | 205.00
| FS-WI-1002-B | HyperPod Window - Window Rail | https://www.se.com/us/en/product/FS-WI-1002-B |  |  | RACKS AND ENCLOSURES | Racks and Accessories | APC NetShelter Pod Containment | 25.00(kilos) 55.13(lbs) | 4.65x6.06x54.49(in) 11.80x15.40x138.40(cent) |  |  | 731304334446 | 467.00 | 599.00 | 824.00
| FS-WI-1003-B | HyperPod Window - Window Frame Brush Strips (x4) | https://www.se.com/us/en/product/FS-WI-1003-B |  |  | RACKS AND ENCLOSURES | Racks and Accessories | APC NetShelter Pod Containment | 8.00(kilos) 17.64(lbs) | 5.87x11.97x15.91(in) 14.90x30.40x40.40(cent) |  |  | 731304334453 | 100.00 | 129.99 | 175.00
| FS-WI-1004-U | HyperPod Window - Window Brush Strip Pass-Through | https://www.se.com/us/en/product/FS-WI-1004-U |  |  | RACKS AND ENCLOSURES | Racks and Accessories | APC NetShelter Pod Containment | 15.00(kilos) 33.08(lbs) | 12.20x1.57x29.29(in) 31.00x4.00x74.40(cent) |  |  | 731304342366 | 200.00 | 259.99 | 353.00
| NSAC2001 | Main Frame Extrusion Black | https://www.se.com/us/en/product/NSAC2001 |  |  | RACKS AND ENCLOSURES | Racks and Accessories | APC NetShelter Aisle Containment | 16.45(kilos) 36.27(lbs) | 3.82x105.39x7.91(in) 9.70x267.68x20.10(cent) |  |  | 731304622741 | 972.00 | 1250.00 | 1715.00
| NSAC2002 | Frame Panel Mounting Rail Black | https://www.se.com/us/en/product/NSAC2002 |  |  | RACKS AND ENCLOSURES | Racks and Accessories | APC NetShelter Aisle Containment | 2.60(kilos) 5.73(lbs) | 3.04x44.05x6.73(in) 7.72x111.88x17.10(cent) |  |  | 731304622758 | 277.00 | 359.99 | 488.00
| NSAC2003 | Cabinet Seal Coextrusion 1000 mm x6 Black | https://www.se.com/us/en/product/NSAC2003 |  |  | RACKS AND ENCLOSURES | Racks and Accessories | APC NetShelter Aisle Containment | 2.65(kilos) 5.84(lbs) | 3.43x44.05x7.64(in) 8.72x111.88x19.40(cent) |  |  | 731304629269 | 248.00 | 319.99 | 438.00
| NSAC2004 | Lighting Mounting Rail Black | https://www.se.com/us/en/product/NSAC2004 |  |  | RACKS AND ENCLOSURES | Racks and Accessories | APC NetShelter Aisle Containment | 2.40(kilos) 5.29(lbs) | 3.03x44.05x6.73(in) 7.70x111.88x17.10(cent) |  |  | 731304622765 | 108.00 | 139.99 | 190.00
| NSAC2006 | Ceiling Seal Coextrusion Black | https://www.se.com/us/en/product/NSAC2006 |  |  | RACKS AND ENCLOSURES | Racks and Accessories | APC NetShelter Aisle Containment | 1.37(kilos) 3.02(lbs) | 3.03x44.05x6.73(in) 7.70x111.88x17.10(cent) |  |  | 731304622796 | 188.00 | 239.99 | 332.00
| NSAC2051 | Rod Mounting Brackets x2 Black | https://www.se.com/us/en/product/NSAC2051 |  |  | RACKS AND ENCLOSURES | Racks and Accessories | APC NetShelter Aisle Containment | 0.45(kilos) 0.99(lbs) | 2.24x4.85x5.31(in) 5.70x12.31x13.50(cent) |  |  | 731304622611 | 38.00 | 49.99 | 67.00
| NSAC2052 | Ceiling Mounting Rail 1500 mm x4 Black | https://www.se.com/us/en/product/NSAC2052 |  |  | RACKS AND ENCLOSURES | Racks and Accessories | APC NetShelter Aisle Containment | 6.55(kilos) 14.44(lbs) | 3.50x62.67x5.91(in) 8.90x159.18x15.00(cent) |  |  | 731304622642 | 196.00 | 249.99 | 345.00
| NSAC2101 | Multi Wall Panel 644x1232 mm x5 | https://www.se.com/us/en/product/NSAC2101 |  |  | RACKS AND ENCLOSURES | Racks and Accessories | APC NetShelter Aisle Containment | 9.55(kilos) 21.06(lbs) | 2.44x52.14x27.13(in) 6.20x132.44x68.90(cent) |  |  | 731304622581 | 792.00 | 1025.00 | 1400.00
| NSAC2102 | Multi Wall Panel 644x1825 mm x5 | https://www.se.com/us/en/product/NSAC2102 |  |  | RACKS AND ENCLOSURES | Racks and Accessories | APC NetShelter Aisle Containment | 13.55(kilos) 29.88(lbs) | 2.44x75.92x27.13(in) 6.20x192.84x68.90(cent) |  |  | 731304622598 | 939.00 | 1200.00 | 1660.00
| NSAC2121 | LED Module 3M x2 | https://www.se.com/us/en/product/NSAC2121 |  |  | RACKS AND ENCLOSURES | Racks and Accessories | APC NetShelter Aisle Containment | 1.60(kilos) 3.53(lbs) | 7.09x10.43x10.94(in) 18.00x26.50x27.80(cent) |  |  | 731304622772 | 372.00 | 479.00 | 656.00
| NSAC2122 | Lighting Control Box | https://www.se.com/us/en/product/NSAC2122 | 100...240 AC 1 PH |  | RACKS AND ENCLOSURES | Racks and Accessories | APC NetShelter Aisle Containment | 6.80(kilos) 14.99(lbs) | 6.10x13.90x16.22(in) 15.50x35.30x41.20(cent) |  |  | 731304622604 | 634.00 | 809.00 | 1120.00
| NSAC2151 | Panel Connector 3FT x3 Black | https://www.se.com/us/en/product/NSAC2151 |  |  | RACKS AND ENCLOSURES | Racks and Accessories | APC NetShelter Aisle Containment | 3.80(kilos) 8.38(lbs) | 3.04x53.81x5.91(in) 7.72x136.68x15.00(cent) |  |  | 731304635109 | 304.00 | 389.99 | 536.00
| NSAC2152 | Panel Connector 4FT x3 Black | https://www.se.com/us/en/product/NSAC2152 |  |  | RACKS AND ENCLOSURES | Racks and Accessories | APC NetShelter Aisle Containment | 4.47(kilos) 9.86(lbs) | 3.50x62.67x5.91(in) 8.90x159.18x15.00(cent) |  |  | 731304635116 | 355.00 | 459.00 | 626.00
| NSAC2153 | Panel connector Plastic 1200mm x12 Black | https://www.se.com/us/en/product/NSAC2153 |  |  | RACKS AND ENCLOSURES | Racks and Accessories | APC NetShelter Aisle Containment | 2.90(kilos) 6.39(lbs) | 3.04x53.81x5.91(in) 7.72x136.68x15.00(cent) |  |  | 731304637226 | 277.00 | 359.99 | 488.00
| NSAC2401 | Dual Sliding Door Black | https://www.se.com/us/en/product/NSAC2401 |  |  | RACKS AND ENCLOSURES | Racks and Accessories | APC NetShelter Aisle Containment | 198.00(kilos) 436.59(lbs) | 33.86x106.69x25.39(in) 86.00x271.00x64.50(cent) |  |  | 731304622727 | 6935.00 | 8850.00 | 12240.00
| NSAC2402 | Single Sliding Door Black | https://www.se.com/us/en/product/NSAC2402 |  |  | RACKS AND ENCLOSURES | Racks and Accessories | APC NetShelter Aisle Containment | 187.40(kilos) 413.22(lbs) | 20.47x99.21x43.66(in) 52.00x252.00x110.90(cent) |  |  | 731304622734 | 5535.00 | 7050.00 | 9760.00
| NSAC2601 | L Connector x8 Black | https://www.se.com/us/en/product/NSAC2601 |  |  | RACKS AND ENCLOSURES | Racks and Accessories | APC NetShelter Aisle Containment | 0.88(kilos) 1.94(lbs) | 2.24x4.85x5.31(in) 5.70x12.31x13.50(cent) |  |  | 731304622666 | 67.00 | 89.99 | 117.00
| NSAC2603 | Interior Connector x8 Black | https://www.se.com/us/en/product/NSAC2603 |  |  | RACKS AND ENCLOSURES | Racks and Accessories | APC NetShelter Aisle Containment | 0.91(kilos) 2.01(lbs) | 2.24x4.85x5.31(in) 5.70x12.31x13.50(cent) |  |  | 731304622680 | 76.00 | 99.99 | 133.00
| NSAC2604 | Cabinet Install Bracket x4 Black | https://www.se.com/us/en/product/NSAC2604 |  |  | RACKS AND ENCLOSURES | Racks and Accessories | APC NetShelter Aisle Containment | 1.41(kilos) 3.11(lbs) | 2.24x4.81x10.47(in) 5.70x12.21x26.60(cent) |  |  | 731304622659 | 40.00 | 59.99 | 70.00
| NSAC2606 | Right Angle Connector x4 Black | https://www.se.com/us/en/product/NSAC2606 |  |  | RACKS AND ENCLOSURES | Racks and Accessories | APC NetShelter Aisle Containment | 0.35(kilos) 0.77(lbs) | 2.24x4.85x5.31(in) 5.70x12.31x13.50(cent) |  |  | 731304622802 | 39.00 | 49.99 | 68.00
| NSAC2607 | Mounting Rail Connector x40 Black | https://www.se.com/us/en/product/NSAC2607 |  |  | RACKS AND ENCLOSURES | Racks and Accessories | APC NetShelter Aisle Containment | 0.24(kilos) 0.53(lbs) | 2.24x4.85x5.31(in) 5.70x12.31x13.50(cent) |  |  | 731304622703 | 66.00 | 89.99 | 115.00
| NSAC2608 | Straight Connector x8 Black | https://www.se.com/us/en/product/NSAC2608 |  |  | RACKS AND ENCLOSURES | Racks and Accessories | APC NetShelter Aisle Containment | 1.00(kilos) 2.21(lbs) | 2.24x4.81x10.47(in) 5.70x12.21x26.60(cent) |  |  | 731304622697 | 56.00 | 79.99 | 98.00
| NSAC2610 | Roof Brackets for POD Containment Black | https://www.se.com/us/en/product/NSAC2610 |  |  | RACKS AND ENCLOSURES | Racks and Accessories | APC NetShelter Aisle Containment | 1.65(kilos) 3.64(lbs) | 2.24x4.85x5.31(in) 5.70x12.31x13.50(cent) |  |  | 731304624981 | 137.00 | 179.99 | 242.00
| NSAC2653 | Supporting Rods 1500MM x8 Zinc | https://www.se.com/us/en/product/NSAC2653 |  |  | RACKS AND ENCLOSURES | Racks and Accessories | APC NetShelter Aisle Containment | 6.70(kilos) 14.77(lbs) | 3.50x62.67x5.91(in) 8.90x159.18x15.00(cent) |  |  | 731304622635 | 191.00 | 249.99 | 336.00
DC Battery Systems >> DC Systems | 0M-9295 | BATTERY TRAY KIT, 23 RACK | https://www.se.com/us/en/product/0M-9295 |  |  | REPLACEMENT BATTERIES | DC Systems | DC Battery | 13.15(kilos) 29.00(lbs) | 0.00x0.00x0.00(in) 0.01x0.01x0.01(cent) |  |  |  | 207.00 | 269.99 | 355.00
DC Distribution Systems >> DC Systems | 0M-2409 | ASSY GMT 19 IN | https://www.se.com/us/en/product/0M-2409 |  |  | OEM & SPECIAL PRODUCTS | DC Systems | DC Distribution Components | 5.46(kilos) 12.04(lbs) |  |  |  |  | 530.00 | 689.00 | 908.00
| 0M-2458 | SUB ASSEMBLY ATO PACKAGING FOR GMT FUSES | https://www.se.com/us/en/product/0M-2458 |  |  | OEM & SPECIAL PRODUCTS | DC Systems | DC Distribution Components | 0.45(kilos) 1.00(lbs) | 0.00x0.00x0.00(in) 0.01x0.01x0.01(cent) |  |  | 731304510604 | Call for Quote | Call for Quote | Call for Quote
| 0M-9270 | PDF ASSY,96 CB | https://www.se.com/us/en/product/0M-9270 |  |  | OEM & SPECIAL PRODUCTS | DC Systems | DC Distribution Components | 215.46(kilos) 475.08(lbs) | 90.00x36.00x36.00(in) 228.60x91.44x91.44(cent) |  |  | 731304511526 | 5970.00 | 7675.00 | 10235.00
| 0M-9272 | PDF ASSY,48CB,SINGLE TERM | https://www.se.com/us/en/product/0M-9272 |  |  | OEM & SPECIAL PRODUCTS | DC Systems | DC Distribution Components | 215.90(kilos) 476.06(lbs) | 90.00x36.00x36.00(in) 228.60x91.44x91.44(cent) |  |  |  | 4485.00 | 5775.00 | 7685.00
DC Integrated Power Systems >> DC Systems | 0M-2189 | MODULE MERLIN GERIN 12, NO LVD | https://www.se.com/us/en/product/0M-2189 |  |  | OEM & SPECIAL PRODUCTS | DC Systems | Magnum XS | 5.63(kilos) 12.40(lbs) | 5.30x9.00x13.30(in) 13.46x22.86x33.78(cent) |  |  | 731304510567 | 318.00 | 409.00 | 544.00
| 0M-2191 | MODULE 400A LVD | https://www.se.com/us/en/product/0M-2191 |  |  | OEM & SPECIAL PRODUCTS | DC Systems | Magnum XS | 9.53(kilos) 21.00(lbs) | 10.00x5.00x14.00(in) 25.40x12.70x35.56(cent) |  |  | 731304510581 | 339.00 | 439.00 | 581.00
| 0M-2357 | ASSY RECTIFIER SHELF | https://www.se.com/us/en/product/0M-2357 |  |  | OEM & SPECIAL PRODUCTS | DC Systems | Magnum XS | 9.98(kilos) 22.00(lbs) | 5.25x19.00x18.00(in) 13.34x48.26x45.72(cent) |  |  | 731304510598 | 382.00 | 499.00 | 654.00
| 0M-2531 | KIT TEMP PROBE 15 FT | https://www.se.com/us/en/product/0M-2531 |  |  | OEM & SPECIAL PRODUCTS | DC Systems | Magnum XS | 0.45(kilos) 1.00(lbs) | 0.13x0.13x180.00(in) 0.33x0.33x457.20(cent) |  |  | 731304510635 | 24.25 | 34.99 | 42.00
| 0M-2576 | SMARTCARD MODULE | https://www.se.com/us/en/product/0M-2576 |  |  | OEM & SPECIAL PRODUCTS | DC Systems | Magnum XS | 0.50(kilos) 1.10(lbs) | 13.90x9.00x1.80(in) 35.31x22.86x4.57(cent) |  |  | 731304510666 | 67.00 | 89.99 | 115.00
| 0M-2899 | ASSY BATTERY TRAY, MAGNUM XS 450 | https://www.se.com/us/en/product/0M-2899 |  |  | OEM & SPECIAL PRODUCTS | DC Systems | Magnum XS | 9.54(kilos) 21.04(lbs) | 1.75x23.62x23.62(in) 4.44x60.00x60.00(cent) |  |  |  | 32.00 | 44.99 | 54.00
| 0M-2959 | ASSY BATTERY RETURN, W/400A SHUNT, MODULE | https://www.se.com/us/en/product/0M-2959 |  |  | OEM & SPECIAL PRODUCTS | DC Systems | Magnum XS | 4.76(kilos) 10.50(lbs) | 5.25x3.00x18.00(in) 13.34x7.62x45.72(cent) |  |  | 731304510703 | 137.00 | 179.99 | 235.00
| 0M-2969 | ASSY SM LD RETURN MODULE | https://www.se.com/us/en/product/0M-2969 |  |  | OEM & SPECIAL PRODUCTS | DC Systems | Magnum XS | 4.54(kilos) 10.00(lbs) | 5.25x3.00x18.00(in) 13.34x7.62x45.72(cent) |  |  | 731304510727 | 99.00 | 129.99 | 169.00
| 0M-3029 | MAGNUM XS 450, BASIC SYSTEM ASSEMBLY | https://www.se.com/us/en/product/0M-3029 |  |  | OEM & SPECIAL PRODUCTS | DC Systems | Magnum XS | 224.53(kilos) 495.08(lbs) | 84.74x42.00x42.00(in) 215.24x106.68x106.68(cent) |  |  | 731304510741 | 1960.00 | 2525.00 | 3355.00
| 0M-3038 | ASSY COMPLETE DM3000 (-48V), RAVEN BLACK | https://www.se.com/us/en/product/0M-3038 |  |  | OEM & SPECIAL PRODUCTS | DC Systems | Magnum XS | 4.08(kilos) 9.00(lbs) | 1.75x19.00x13.00(in) 4.45x48.26x33.02(cent) |  |  | 731304510758 | 783.00 | 1025.00 | 1345.00
| 0M-3143 | ASSY AC BOX W/3P SPLITTERS | https://www.se.com/us/en/product/0M-3143 |  |  | OEM & SPECIAL PRODUCTS | DC Systems | Magnum XS | 1.36(kilos) 3.00(lbs) | 7.00x10.00x14.50(in) 17.78x25.40x36.83(cent) |  |  | 731304510925 | 69.00 | 89.99 | 118.00
| 0M-3315 | ASSY MERLIN GERIN CB C60HC 20A SP | https://www.se.com/us/en/product/0M-3315 |  |  | OEM & SPECIAL PRODUCTS | DC Systems | Magnum XS | 0.11(kilos) 0.25(lbs) | 3.25x0.50x2.75(in) 8.26x1.27x6.99(cent) |  |  | 731304511045 | 10.00 | 12.99 | 17.25
| 0M-3316 | ASSY MERLIN GERIN CB C60HC 32A SP | https://www.se.com/us/en/product/0M-3316 |  |  | OEM & SPECIAL PRODUCTS | DC Systems | Magnum XS | 0.11(kilos) 0.25(lbs) | 3.25x0.50x2.75(in) 8.26x1.27x6.99(cent) |  |  | 731304511052 | 10.00 | 12.99 | 17.25
| 0M-3319 | ASSY MERLIN GERIN CB C60HC 50A SP | https://www.se.com/us/en/product/0M-3319 |  |  | OEM & SPECIAL PRODUCTS | DC Systems | Magnum XS | 0.11(kilos) 0.25(lbs) | 3.25x0.50x2.75(in) 8.26x1.27x6.99(cent) |  |  | 731304511083 | 10.00 | 12.99 | 17.25
| 0M-3392 | ASSY NH2 STYLE FUSE 300A | https://www.se.com/us/en/product/0M-3392 |  |  | OEM & SPECIAL PRODUCTS | DC Systems | Magnum XS | 0.46(kilos) 1.01(lbs) | 2.00x6.00x2.00(in) 5.08x15.24x5.08(cent) |  |  |  | 49.00 | 69.99 | 83.00
| 0M-3394 | ASSY BLANK RECTIFIER SHELF PANEL | https://www.se.com/us/en/product/0M-3394 |  |  | OEM & SPECIAL PRODUCTS | DC Systems | Magnum XS | 0.45(kilos) 1.00(lbs) | 5.25x19.00x0.13(in) 13.34x48.26x0.33(cent) |  |  | 731304511151 | 5.70 | 7.50 | 9.80
| 0M-3395 | BLANK DISTRIBUTION MODULE | https://www.se.com/us/en/product/0M-3395 |  |  | OEM & SPECIAL PRODUCTS | DC Systems | Magnum XS | 0.91(kilos) 2.00(lbs) | 5.25x19.00x0.13(in) 13.34x48.26x0.33(cent) |  |  | 731304511168 | 10.00 | 12.99 | 17.25
| 0M-3396 | ASSY BLANK CB SNAP IN PANEL | https://www.se.com/us/en/product/0M-3396 |  |  | OEM & SPECIAL PRODUCTS | DC Systems | Magnum XS | 0.02(kilos) 0.05(lbs) | 3.25x0.50x0.13(in) 8.26x1.27x0.33(cent) |  |  | 731304511175 | 1.50 | 2.00 | 2.50
| 0M-3436 | AUX BATTERY CABINET MAGNUM XS | https://www.se.com/us/en/product/0M-3436 |  |  | OEM & SPECIAL PRODUCTS | DC Systems | Magnum XS | 172.37(kilos) 380.06(lbs) | 84.74x42.00x42.00(in) 215.24x106.68x106.68(cent) |  |  | 731304511229 | 980.00 | 1275.00 | 1680.00
| 0M-3437 | ASSY 4X200A CB BATTERY DISCONNECT | https://www.se.com/us/en/product/0M-3437 |  |  | OEM & SPECIAL PRODUCTS | DC Systems | Magnum XS | 4.54(kilos) 10.00(lbs) | 3.50x19.00x6.00(in) 8.89x48.26x15.24(cent) |  |  | 731304511236 | 578.00 | 749.00 | 991.00
| 0M-3441 | KIT CAB INTERCONECTION | https://www.se.com/us/en/product/0M-3441 |  |  | OEM & SPECIAL PRODUCTS | DC Systems | Magnum XS | 0.45(kilos) 1.00(lbs) | 5.00x5.00x1.00(in) 12.70x12.70x2.54(cent) |  |  | 731304511243 | 21.50 | 29.99 | 37.00
| 0M-3443 | KIT INTERCONNECT CABLE | https://www.se.com/us/en/product/0M-3443 |  |  | OEM & SPECIAL PRODUCTS | DC Systems | Magnum XS | 2.27(kilos) 5.00(lbs) | 0.50x0.50x80.00(in) 1.27x1.27x203.20(cent) |  |  | 731304511250 | 32.00 | 44.99 | 54.00
| 0M-3496 | KIT C60 MERLIN CB NO BUS | https://www.se.com/us/en/product/0M-3496 |  |  | OEM & SPECIAL PRODUCTS | DC Systems | Magnum XS | 0.05(kilos) 0.10(lbs) | 5.00x5.00x1.00(in) 12.70x12.70x2.54(cent) |  |  | 731304511274 | 1.50 | 2.00 | 2.50
| 0M-9291 | CIRCUIT BREAKER KIT, 200A (MX28) | https://www.se.com/us/en/product/0M-9291 |  |  | OEM & SPECIAL PRODUCTS | DC Systems | MX28B200/400/600 | [5 empty] | 483.00 | 629.00 | 827.00
DC Power Systems >> DC Systems | 0M-1150 | KIT 2 CABLE-12AWG/12 FT/L6-20P | https://www.se.com/us/en/product/0M-1150 |  |  | OEM & SPECIAL PRODUCTS | DC Systems | DC Components | 1.81(kilos) 4.00(lbs) | 0.00x0.00x0.00(in) 0.01x0.01x0.01(cent) |  |  |  | 42.00 | 59.99 | 71.00
| 0M-1217 | KIT FUSE WITH 500A SHUNTS | https://www.se.com/us/en/product/0M-1217 |  |  | OEM & SPECIAL PRODUCTS | DC Systems | DC Components | [5 empty] | 923.00 | 1200.00 | 1585.00
| 0M-1730 | KIT MX28B3600 450/700 CIR BKR | https://www.se.com/us/en/product/0M-1730 |  |  | OEM & SPECIAL PRODUCTS | DC Systems | DC Components |  |  |  |  | 731304510390 | 92.00 | 119.99 | 157.00
| 0M-1826 | KIT MX28B3600 450-700 BREAKER | https://www.se.com/us/en/product/0M-1826 |  |  | OEM & SPECIAL PRODUCTS | DC Systems | DC Components |  |  |  |  | 731304510406 | 87.00 | 119.99 | 149.00
| 0M-1827 | S/A FUSE CABINET 4880A BUS/2400A LOAD | https://www.se.com/us/en/product/0M-1827 |  |  | OEM & SPECIAL PRODUCTS | DC Systems | DC Components | [5 empty] | 3630.00 | 4675.00 | 6220.00
| 0M-1889 | S/A FUSE CAB 4800 - 2400 SHUNT | https://www.se.com/us/en/product/0M-1889 |  |  | OEM & SPECIAL PRODUCTS | DC Systems | DC Components |  |  |  |  | 731304510413 | 3975.00 | 5125.00 | 6815.00
| 0M-2185 | MODULE NH2 FUSE (NO LVD) | https://www.se.com/us/en/product/0M-2185 |  |  | OEM & SPECIAL PRODUCTS | DC Systems | DC Components | 5.90(kilos) 13.00(lbs) | 5.25x11.00x12.00(in) 13.34x27.94x30.48(cent) |  |  | 731304510529 | 304.00 | 389.99 | 520.00
| 0M-2186 | MODULE MERLIN GERIN 28 CB, NO LVD | https://www.se.com/us/en/product/0M-2186 |  |  | OEM & SPECIAL PRODUCTS | DC Systems | DC Components | 8.62(kilos) 19.00(lbs) | 5.25x19.00x12.00(in) 13.34x48.26x30.48(cent) |  |  | 731304510536 | 318.00 | 409.00 | 544.00
| 0M-2187 | MODULE NH2 FUSE (400A LVD) | https://www.se.com/us/en/product/0M-2187 |  |  | OEM & SPECIAL PRODUCTS | DC Systems | DC Components | 6.80(kilos) 15.00(lbs) | 5.25x11.00x12.00(in) 13.34x27.94x30.48(cent) |  |  | 731304510543 | 402.00 | 519.00 | 688.00
| 0M-2188 | MODULE MERLIN GERIN 12 CB 400A LVD | https://www.se.com/us/en/product/0M-2188 |  |  | OEM & SPECIAL PRODUCTS | DC Systems | DC Components | 6.35(kilos) 14.00(lbs) | 5.30x9.00x13.00(in) 13.46x22.86x33.02(cent) |  |  | 731304510550 | 435.00 | 559.00 | 745.00
| 0M-2190 | MODULE BATTERY DISCONNECT 400A LVD | https://www.se.com/us/en/product/0M-2190 |  |  | OEM & SPECIAL PRODUCTS | DC Systems | DC Components | 9.53(kilos) 21.00(lbs) | 10.00x5.00x14.00(in) 25.40x12.70x35.56(cent) |  |  | 731304510574 | 517.00 | 669.00 | 886.00
| 0M-2579 | MODULE MERLIN GERIN 28 CB W/400A LVD | https://www.se.com/us/en/product/0M-2579 |  |  | OEM & SPECIAL PRODUCTS | DC Systems | DC Components | 9.98(kilos) 22.00(lbs) | 5.25x19.00x12.00(in) 13.34x48.26x30.48(cent) |  |  | 731304510673 | 435.00 | 559.00 | 745.00
| 0M-2666 | S/A BATT. BUS EXT (4800A) | https://www.se.com/us/en/product/0M-2666 |  |  | OEM & SPECIAL PRODUCTS | DC Systems | DC Components |  |  |  |  | 731304510680 | 618.00 | 799.00 | 1060.00
| 0M-2960 | LARGE LOAD RETURN | https://www.se.com/us/en/product/0M-2960 |  |  | OEM & SPECIAL PRODUCTS | DC Systems | DC Components | 4.54(kilos) 10.00(lbs) | 5.25x3.00x18.00(in) 13.34x7.62x45.72(cent) |  |  | 731304510710 | 99.00 | 129.99 | 169.00
| 0M-3141 | ASSY AC BOX W/PHOENIX TERMINALS ONLY | https://www.se.com/us/en/product/0M-3141 |  |  | OEM & SPECIAL PRODUCTS | DC Systems | DC Components | 0.91(kilos) 2.00(lbs) | 7.00x10.00x14.50(in) 17.78x25.40x36.83(cent) |  |  | 731304510901 | 69.00 | 89.99 | 118.00
| 0M-3142 | MODULE BATTERY DISCONNECT (NO LVD) | https://www.se.com/us/en/product/0M-3142 |  |  | OEM & SPECIAL PRODUCTS | DC Systems | DC Components | 7.26(kilos) 16.00(lbs) | 10.00x5.00x14.00(in) 25.40x12.70x35.56(cent) |  |  | 731304510918 | 432.00 | 559.00 | 740.00
| 0M-3220 | ASSEMBLY BLANK RECTIFIER COVER BLK | https://www.se.com/us/en/product/0M-3220 |  |  | OEM & SPECIAL PRODUCTS | DC Systems | DC Components | 0.23(kilos) 0.50(lbs) | 5.30x5.80x0.13(in) 13.46x14.73x0.33(cent) |  |  | 731304510963 | 11.50 | 14.99 | 19.75
| 0M-3226 | KIT C60 STYLE MERLIN GERIN CB | https://www.se.com/us/en/product/0M-3226 |  |  | OEM & SPECIAL PRODUCTS | DC Systems | DC Components | 0.11(kilos) 0.25(lbs) | 5.00x5.00x1.00(in) 12.70x12.70x2.54(cent) |  |  | 731304510970 | 11.50 | 14.99 | 19.75
| 0M-3227 | KIT C120 MERLIN GERIN CB | https://www.se.com/us/en/product/0M-3227 |  |  | OEM & SPECIAL PRODUCTS | DC Systems | DC Components | 0.11(kilos) 0.25(lbs) | 5.00x5.00x1.00(in) 12.70x12.70x2.54(cent) |  |  | 731304510987 | 14.25 | 18.99 | 24.50
| 0M-3317 | ASSY MERLIN GERIN CB C60HC 40A SP | https://www.se.com/us/en/product/0M-3317 |  |  | OEM & SPECIAL PRODUCTS | DC Systems | DC Components | 0.11(kilos) 0.25(lbs) | 3.25x0.50x2.75(in) 8.26x1.27x6.99(cent) |  |  | 731304511069 | 10.00 | 12.99 | 17.25
| 0M-3318 | ASSY MERLIN GERIN CB C60HC 4A SP | https://www.se.com/us/en/product/0M-3318 |  |  | OEM & SPECIAL PRODUCTS | DC Systems | DC Components | 0.11(kilos) 0.25(lbs) | 3.25x0.50x2.75(in) 8.26x1.27x6.99(cent) |  |  | 731304511076 | 10.00 | 12.99 | 17.25
| 0M-3326 | ASSY MERLIN GERIN CB DPN-N 20A 2P | https://www.se.com/us/en/product/0M-3326 |  |  | OEM & SPECIAL PRODUCTS | DC Systems | DC Components | 0.11(kilos) 0.25(lbs) | 3.25x0.50x3.75(in) 8.26x1.27x9.53(cent) |  |  | 731304511090 | 10.00 | 12.99 | 17.25
| 0M-3390 | ASSY NH2 STYLE 100A FUSE | https://www.se.com/us/en/product/0M-3390 |  |  | OEM & SPECIAL PRODUCTS | DC Systems | DC Components | 0.45(kilos) 1.00(lbs) | 2.00x6.00x2.00(in) 5.08x15.24x5.08(cent) |  |  | 731304511120 | 49.00 | 69.99 | 83.00
| 0M-3391 | ASSY NH2 STYLE FUSE 400A | https://www.se.com/us/en/product/0M-3391 |  |  | OEM & SPECIAL PRODUCTS | DC Systems | DC Components | 0.45(kilos) 1.00(lbs) | 2.00x6.00x2.00(in) 5.08x15.24x5.08(cent) |  |  | 731304511137 | 49.00 | 69.99 | 83.00
| 0M-3393 | ASSY NH2 STYLE FUSE 200A | https://www.se.com/us/en/product/0M-3393 |  |  | OEM & SPECIAL PRODUCTS | DC Systems | DC Components | 0.45(kilos) 1.00(lbs) | 2.00x6.00x2.00(in) 5.08x15.24x5.08(cent) |  |  | 731304511144 | 49.00 | 69.99 | 83.00
| 0M-3457 | ASSY BATTERY CABLE KIT | https://www.se.com/us/en/product/0M-3457 |  |  | OEM & SPECIAL PRODUCTS | DC Systems | DC Components | 2.27(kilos) 5.00(lbs) | 0.50x0.50x80.00(in) 1.27x1.27x203.20(cent) |  |  | 731304511267 | 32.00 | 44.99 | 54.00
| 0M-9126 | BREAKER KIT,250-400A | https://www.se.com/us/en/product/0M-9126 |  |  | OEM & SPECIAL PRODUCTS | DC Systems | DC Components |  |  |  |  | 731304511434 | 116.00 | 149.99 | 198.00
| 0M-9238 | EXTENSION UNIT | https://www.se.com/us/en/product/0M-9238 |  |  | OEM & SPECIAL PRODUCTS | DC Systems | DC Components |  |  |  |  | 731304511458 | 9720.00 | 12500.00 | 16665.00
| 0M-9239 | 48VERTICAL CB-MAIN | https://www.se.com/us/en/product/0M-9239 |  |  | OEM & SPECIAL PRODUCTS | DC Systems | DC Components | [5 empty] | 1840.00 | 2375.00 | 3150.00
| 0M-9241 | NO LVD (MAIN/EXT) | https://www.se.com/us/en/product/0M-9241 |  |  | OEM & SPECIAL PRODUCTS | DC Systems | DC Components | [5 empty] | 141.00 | 189.99 | 242.00
| 0M-9242 | BATTERY LVD | https://www.se.com/us/en/product/0M-9242 |  |  | OEM & SPECIAL PRODUCTS | DC Systems | DC Components |  |  |  |  | 731304511465 | 746.00 | 959.00 | 1280.00
| 0M-9243 | LOAD LVD (MAIN/EXT) | https://www.se.com/us/en/product/0M-9243 |  |  | OEM & SPECIAL PRODUCTS | DC Systems | DC Components |  |  |  |  | 731304511472 | 696.00 | 899.00 | 1195.00
| 0M-9244 | CB ASSY-6 | https://www.se.com/us/en/product/0M-9244 |  |  | OEM & SPECIAL PRODUCTS | DC Systems | DC Components |  |  |  |  | 731304511489 | 453.00 | 589.00 | 776.00
| 0M-9256 | BATTERY BUS EXT KIT(2400) | https://www.se.com/us/en/product/0M-9256 |  |  | OEM & SPECIAL PRODUCTS | DC Systems | DC Components |  |  |  |  | 731304511496 | 342.00 | 449.00 | 586.00
| 0M-9259 | FUSE/SHUNT ASSY | https://www.se.com/us/en/product/0M-9259 |  |  | OEM & SPECIAL PRODUCTS | DC Systems | DC Components | [5 empty] | 2435.00 | 3150.00 | 4175.00
| 0M-9264 | KIT -FUSE BAY LVD | https://www.se.com/us/en/product/0M-9264 |  |  | OEM & SPECIAL PRODUCTS | DC Systems | DC Components |  |  |  |  | 731304511502 | 380.00 | 489.00 | 652.00
| 0M-9269 | PDF ASSY,48CB | https://www.se.com/us/en/product/0M-9269 |  |  | OEM & SPECIAL PRODUCTS | DC Systems | DC Components | 215.46(kilos) 475.08(lbs) | 90.00x36.00x36.00(in) 228.60x91.44x91.44(cent) |  |  | 731304511519 | 4265.00 | 5500.00 | 7310.00
| 0M-9271 | PDF ASSY,144 CB | https://www.se.com/us/en/product/0M-9271 |  |  | OEM & SPECIAL PRODUCTS | DC Systems | DC Components | 215.46(kilos) 475.08(lbs) | 90.00x36.00x36.00(in) 228.60x91.44x91.44(cent) |  |  | 731304511533 | 7495.00 | 9650.00 | 12845.00
| 0M-9273 | PDF ASSY,96CB,2 TERM | https://www.se.com/us/en/product/0M-9273 |  |  | OEM & SPECIAL PRODUCTS | DC Systems | DC Components | 215.46(kilos) 475.08(lbs) | 90.00x36.00x36.00(in) 228.60x91.44x91.44(cent) |  |  | 731304511540 | 6295.00 | 8100.00 | 10790.00
| 0M-9274 | PDF ASSY,144 CB,2 TERM | https://www.se.com/us/en/product/0M-9274 |  |  | OEM & SPECIAL PRODUCTS | DC Systems | DC Components | 215.46(kilos) 475.08(lbs) | 90.00x36.00x36.00(in) 228.60x91.44x91.44(cent) |  |  | 731304511557 | 7650.00 | 9850.00 | 13110.00
| 0M-9283 | FUSE BAY - BASIC WITH SHUNTS | https://www.se.com/us/en/product/0M-9283 |  |  | OEM & SPECIAL PRODUCTS | DC Systems | DC Components | [5 empty] | 3125.00 | 4025.00 | 5360.00
| 0M-9306 | MAIN UNIT-4800 | https://www.se.com/us/en/product/0M-9306 |  |  | OEM & SPECIAL PRODUCTS | DC Systems | DC Components |  |  |  |  | 731304511328 | 11580.00 | 14900.00 | 19850.00
| 0M-9308 | 4800A EXTENSION,FIRST | https://www.se.com/us/en/product/0M-9308 |  |  | OEM & SPECIAL PRODUCTS | DC Systems | DC Components | [5 empty] | 10350.00 | 13400.00 | 17740.00
| 0M-9309 | 4800A EXTENSION,SECOND | https://www.se.com/us/en/product/0M-9309 |  |  | OEM & SPECIAL PRODUCTS | DC Systems | DC Components | [5 empty] | 10350.00 | 13400.00 | 17740.00
| 0M-9310 | 4800A EXTENSION, THIRD | https://www.se.com/us/en/product/0M-9310 |  |  | OEM & SPECIAL PRODUCTS | DC Systems | DC Components | [5 empty] | 10350.00 | 13400.00 | 17740.00
| 0M-91045 | ASSY MX06-100 W/GMTFSE/AMPCONN | https://www.se.com/us/en/product/0M-91045 |  |  | OEM & SPECIAL PRODUCTS | DC Systems | DC Components | 10.89(kilos) 24.00(lbs) | 0.00x0.00x0.00(in) 0.01x0.01x0.01(cent) |  |  |  | 1715.00 | 2200.00 | 2935.00
| 0M-91046 | ASSY MX06-100 W/GMTFUSES/TB | https://www.se.com/us/en/product/0M-91046 |  |  | OEM & SPECIAL PRODUCTS | DC Systems | DC Components | 10.89(kilos) 24.00(lbs) | 0.00x0.00x0.00(in) 0.01x0.01x0.01(cent) |  |  |  | 1745.00 | 2250.00 | 2985.00
| 0M-91047 | ASSY MX06-100 W/2X2X30ABRKRS | https://www.se.com/us/en/product/0M-91047 |  |  | OEM & SPECIAL PRODUCTS | DC Systems | DC Components | 10.89(kilos) 24.00(lbs) | 0.00x0.00x0.00(in) 0.01x0.01x0.01(cent) |  |  |  | 1540.00 | 2000.00 | 2640.00
| 0M-91048 | ASSY MX06100-GMTFSEAMPC-30ABKR | https://www.se.com/us/en/product/0M-91048 |  |  | OEM & SPECIAL PRODUCTS | DC Systems | DC Components | 10.89(kilos) 24.00(lbs) | 0.00x0.00x0.00(in) 0.01x0.01x0.01(cent) |  |  |  | 1660.00 | 2150.00 | 2845.00
| 0M-91049 | ASSY MX06100-GMTFSEAMPC-60ABKR | https://www.se.com/us/en/product/0M-91049 |  |  | OEM & SPECIAL PRODUCTS | DC Systems | DC Components | 10.89(kilos) 24.00(lbs) | 0.00x0.00x0.00(in) 0.01x0.01x0.01(cent) |  |  |  | 1750.00 | 2250.00 | 3000.00
| 0M-91051 | ASSY MX06100-GMTFSETB-60ABKR | https://www.se.com/us/en/product/0M-91051 |  |  | OEM & SPECIAL PRODUCTS | DC Systems | DC Components | 10.89(kilos) 24.00(lbs) | 0.00x0.00x0.00(in) 0.01x0.01x0.01(cent) |  |  |  | 1670.00 | 2150.00 | 2865.00
| 0M-91052 | ASSY MX06100-2X30ABKR/60ABKR | https://www.se.com/us/en/product/0M-91052 |  |  | OEM & SPECIAL PRODUCTS | DC Systems | DC Components | 10.89(kilos) 24.00(lbs) | 0.00x0.00x0.00(in) 0.01x0.01x0.01(cent) |  |  |  | 1665.00 | 2150.00 | 2850.00
| 0M-91074 | ASSY MX06-50-60 A CB/STUDS | https://www.se.com/us/en/product/0M-91074 |  |  | OEM & SPECIAL PRODUCTS | DC Systems | DC Components | 5.44(kilos) 12.00(lbs) | 0.00x0.00x0.00(in) 0.01x0.01x0.01(cent) |  |  |  | 970.00 | 1250.00 | 1665.00
| 0M-91093 | ASSY GMT PANEL - 23 | https://www.se.com/us/en/product/0M-91093 |  |  | OEM & SPECIAL PRODUCTS | DC Systems | DC Components | 4.54(kilos) 10.00(lbs) | 0.00x0.00x0.00(in) 0.01x0.01x0.01(cent) |  |  |  | 438.00 | 569.00 | 750.00
| 0M-91135 | KIT 2 CABLE-10AWG/12FT/6-30P | https://www.se.com/us/en/product/0M-91135 |  |  | OEM & SPECIAL PRODUCTS | DC Systems | DC Components |  |  |  |  | 731304511342 | 89.00 | 119.99 | 152.00
| 0M-91136 | KIT 2 CABLE-10AWG/12FT/L6-30P | https://www.se.com/us/en/product/0M-91136 |  |  | OEM & SPECIAL PRODUCTS | DC Systems | DC Components | [5 empty] | 64.00 | 89.99 | 109.00
| 0M-91137 | KIT 6 CABLE-14AWG/12FT/5-15P | https://www.se.com/us/en/product/0M-91137 |  |  | OEM & SPECIAL PRODUCTS | DC Systems | DC Components |  |  |  |  | 731304511359 | 122.00 | 159.99 | 208.00
| 0M-91138 | KIT 4 CABLE-12AWG/12FT/5-20P | https://www.se.com/us/en/product/0M-91138 |  |  | OEM & SPECIAL PRODUCTS | DC Systems | DC Components | 3.64(kilos) 8.03(lbs) |  |  |  |  | 86.00 | 119.99 | 148.00
| 0M-91139 | KIT 2 CABLE-10AWG/12FT/5-50P | https://www.se.com/us/en/product/0M-91139 |  |  | OEM & SPECIAL PRODUCTS | DC Systems | DC Components |  |  |  |  | 731304511366 | 71.00 | 99.99 | 121.00
| 0M-91140 | KIT 6 CABLE-14AWG/12FT/L5-15P | https://www.se.com/us/en/product/0M-91140 |  |  | OEM & SPECIAL PRODUCTS | DC Systems | DC Components |  |  |  |  | 731304511373 | 166.00 | 219.99 | 285.00
| 0M-91141 | KIT 4 CABLE-12AWG/12FT/L5-20P | https://www.se.com/us/en/product/0M-91141 |  |  | OEM & SPECIAL PRODUCTS | DC Systems | DC Components |  |  |  |  | 731304511380 | 84.00 | 109.99 | 144.00
| 0M-91154 | KIT 2 CABLE 12FT/12AWG/L5-20P | https://www.se.com/us/en/product/0M-91154 |  |  | OEM & SPECIAL PRODUCTS | DC Systems | DC Components |  |  |  |  | 731304511397 | 42.00 | 59.99 | 71.00
| 0M-91155 | KIT 3 CABLE 12FT/14AWG/L5-15P | https://www.se.com/us/en/product/0M-91155 |  |  | OEM & SPECIAL PRODUCTS | DC Systems | DC Components |  |  |  |  | 731304511403 | 84.00 | 109.99 | 144.00
| 0M-91156 | KIT 2 CABLE 12FT/12AWG/5-20P | https://www.se.com/us/en/product/0M-91156 |  |  | OEM & SPECIAL PRODUCTS | DC Systems | DC Components | [5 empty] | 43.00 | 59.99 | 73.00
| 0M-91157 | KIT 3 CABLE 12FT/14AWG/5-15P | https://www.se.com/us/en/product/0M-91157 |  |  | OEM & SPECIAL PRODUCTS | DC Systems | DC Components | 2.72(kilos) 6.00(lbs) |  |  |  |  | 63.00 | 89.99 | 107.00
| 0M-91158 | KIT 1 CABLE-12FT/10AWG/5-50P | https://www.se.com/us/en/product/0M-91158 |  |  | OEM & SPECIAL PRODUCTS | DC Systems | DC Components |  |  |  |  | 731304511410 | 36.00 | 49.99 | 61.00
| 0M-91159 | KIT 1 CABLE 12FT/10AWG/L6-30P | https://www.se.com/us/en/product/0M-91159 |  |  | OEM & SPECIAL PRODUCTS | DC Systems | DC Components | [5 empty] | 26.00 | 34.99 | 45.00
| 0M-91160 | KIT 1 CABLE-12FT/10AWG/6-30P | https://www.se.com/us/en/product/0M-91160 |  |  | OEM & SPECIAL PRODUCTS | DC Systems | DC Components |  |  |  |  | 731304511427 | 43.00 | 59.99 | 73.00
DC Rack Mounted Rectifier Subsystems >> DC Systems | 0M-2473 | ASSY CABLE (-)48V - ORN 6GA 2HOLE NO. 10 LUG | https://www.se.com/us/en/product/0M-2473 |  |  | OEM & SPECIAL PRODUCTS | DC Systems | MX06 | 0.23(kilos) 0.50(lbs) | 0.00x0.00x0.00(in) 0.01x0.01x0.01(cent) |  |  |  | 40.00 | 59.99 | 69.00
| 0M-2481 | "SUB ASSY WIRE #6 BLK 21" LUG 2H 5/8CTR" | https://www.se.com/us/en/product/0M-2481 |  |  | OEM & SPECIAL PRODUCTS | DC Systems | MX06 | 0.23(kilos) 0.50(lbs) | 0.00x0.00x0.00(in) 0.01x0.01x0.01(cent) |  |  |  | 40.00 | 59.99 | 69.00
| 0M-3182 | KIT TEMP PROBE 50 FT | https://www.se.com/us/en/product/0M-3182 |  |  | OEM & SPECIAL PRODUCTS | DC Systems | Magnum VS | 1.36(kilos) 3.00(lbs) | 0.13x0.13x600.00(in) 0.33x0.33x1524.00(cent) |  |  | 731304510932 | 56.00 | 79.99 | 96.00
| 0M-91050 | ASSY MX06100-GMTFSETB-30ABKR | https://www.se.com/us/en/product/0M-91050 |  |  | OEM & SPECIAL PRODUCTS | DC Systems | MX06 | 10.89(kilos) 24.00(lbs) | 0.00x0.00x0.00(in) 0.01x0.01x0.01(cent) |  |  |  | 1645.00 | 2125.00 | 2820.00
| 0M-91057 | ASSY MX06-100 2X60A BKRS | https://www.se.com/us/en/product/0M-91057 |  |  | OEM & SPECIAL PRODUCTS | DC Systems | MX06 | 10.89(kilos) 24.00(lbs) | 0.00x0.00x0.00(in) 0.01x0.01x0.01(cent) |  |  |  | 1705.00 | 2200.00 | 2920.00
| 0M-91071 | ASSY MX06-50-2 CKT BKRS/STUDS | https://www.se.com/us/en/product/0M-91071 |  |  | OEM & SPECIAL PRODUCTS | DC Systems | MX06 | 5.44(kilos) 12.00(lbs) | 0.00x0.00x0.00(in) 0.01x0.01x0.01(cent) |  |  |  | 982.00 | 1275.00 | 1685.00
| 0M-91072 | ASSY MX06-50-GMT FUSES/TB | https://www.se.com/us/en/product/0M-91072 |  |  | OEM & SPECIAL PRODUCTS | DC Systems | MX06 | 5.44(kilos) 12.00(lbs) | 0.00x0.00x0.00(in) 0.01x0.01x0.01(cent) |  |  |  | 950.00 | 1225.00 | 1630.00
| 0M-DCD-06-001 | ASSY MY06 DIST CB4X10A RR TERM | https://www.se.com/us/en/product/0M-DCD-06-001 |  |  | OEM & SPECIAL PRODUCTS | DC Systems | MX06 | 2.50(kilos) 5.50(lbs) | 0.00x0.00x0.00(in) 0.01x0.01x0.01(cent) |  |  | 731304511564 | 332.00 | 429.00 | 569.00
| 0M-DCD-06-003 | ASSY MY06 DST GMT54 X10 RR TRM | https://www.se.com/us/en/product/0M-DCD-06-003 |  |  | OEM & SPECIAL PRODUCTS | DC Systems | MX06 | 2.50(kilos) 5.50(lbs) | 0.00x0.00x0.00(in) 0.01x0.01x0.01(cent) |  |  | 731304511588 | 351.00 | 459.00 | 601.00
| 0M-DCD-06-004 | ASSY MY06 DST CB4X10A FRNT TRM | https://www.se.com/us/en/product/0M-DCD-06-004 |  |  | OEM & SPECIAL PRODUCTS | DC Systems | MX06 | 2.50(kilos) 5.50(lbs) | 0.00x0.00x0.00(in) 0.01x0.01x0.01(cent) |  |  | 731304511595 | 470.00 | 609.00 | 805.00
| 0M-DCD-06-006 | ASSY MY06 DST GMT54X10 FRN TRM | https://www.se.com/us/en/product/0M-DCD-06-006 |  |  | OEM & SPECIAL PRODUCTS | DC Systems | MX06 | 2.50(kilos) 5.50(lbs) | 0.00x0.00x0.00(in) 0.01x0.01x0.01(cent) |  |  | 731304511618 | 436.00 | 569.00 | 747.00
| 0M-DCD-06-010 | ASSY MY06 DST CB4X20A FRNT TRM | https://www.se.com/us/en/product/0M-DCD-06-010 |  |  | OEM & SPECIAL PRODUCTS | DC Systems | MX06 | 2.50(kilos) 5.50(lbs) | 0.00x0.00x0.00(in) 0.01x0.01x0.01(cent) |  |  | 731304511625 | 493.00 | 639.00 | 845.00
| 0M-RX-06-001 | ASSY MX06-40 BASE SHELF | https://www.se.com/us/en/product/0M-RX-06-001 |  |  | OEM & SPECIAL PRODUCTS | DC Systems | MX06 | 5.44(kilos) 12.00(lbs) | 0.00x0.00x0.00(in) 0.01x0.01x0.01(cent) |  |  | 731304511656 | 237.00 | 309.99 | 405.00
| 0M-SAS-06-001 | ASSY MS/MY06 MOUNTING BKTS 19" | https://www.se.com/us/en/product/0M-SAS-06-001 |  |  | OEM & SPECIAL PRODUCTS | DC Systems | MX06 |  |  |  |  | 731304511663 | 43.00 | 59.99 | 74.00
| 0M-SAS-06-002 | ASSY MS/MY06 MOUNTING BKTS 23" | https://www.se.com/us/en/product/0M-SAS-06-002 |  |  | OEM & SPECIAL PRODUCTS | DC Systems | MX06 |  |  |  |  | 731304511670 | 43.00 | 59.99 | 74.00
| 0M-SAS-06-003 | ASSY MS/MY06 MOUNTING BKT ETSI | https://www.se.com/us/en/product/0M-SAS-06-003 |  |  | OEM & SPECIAL PRODUCTS | DC Systems | MX06 |  |  |  |  | 731304511687 | 43.00 | 59.99 | 74.00
| 0M-SAS-06-004 | ASSY MY06 TEMP PROBE 3M | https://www.se.com/us/en/product/0M-SAS-06-004 |  |  | OEM & SPECIAL PRODUCTS | DC Systems | MX06 |  |  |  |  | 731304511694 | 45.00 | 59.99 | 76.00
| 0M-SIG-06-001 | ASSY MY06 ALRM+LED DSP RR CONN | https://www.se.com/us/en/product/0M-SIG-06-001 |  |  | OEM & SPECIAL PRODUCTS | DC Systems | MX06 | 0.45(kilos) 1.00(lbs) | 0.00x0.00x0.00(in) 0.01x0.01x0.01(cent) |  |  | 731304511717 | 167.00 | 219.99 | 286.00
Home & Office Electronics >> Uninterruptible Power Supply (UPS) | BE425M | APC Back-UPS ES 6 Outlet 425VA, 120V | https://www.se.com/us/en/product/BE425M | 120 | 120 | BACK-UPS | Uninterruptible Power Supply (UPS) | APC Back-UPS | 3.00(kilos) 6.62(lbs) | 8.66x12.40x5.51(in) 22.00x31.50x14.00(cent) |  |  | 731304329343 | 62.00 | 79.99 | 106.00
| BE425M-LM | APC Back-UPS ES 6 Outlet 425VA, 120V, LAM | https://www.se.com/us/en/product/BE425M-LM | 120 | 120 | BACK-UPS | Uninterruptible Power Supply (UPS) | APC Back-UPS | 3.00(kilos) 6.62(lbs) | 8.66x12.40x5.51(in) 22.00x31.50x14.00(cent) |  |  | 731304329367 | 79.00 | 99.99 | 135.00
| BE500G3 | APC Back-UPS 120V, 500VA, 6 outlets | https://www.se.com/us/en/product/BE500G3 | 120 | 120 | BACK-UPS | Uninterruptible Power Supply (UPS) | APC Back-UPS | 3.30(kilos) 7.28(lbs) | 8.86x12.40x5.51(in) 22.50x31.50x14.00(cent) |  |  | 731304625353 | 89.00 | 109.99 | 152.00
| BE550G | APC Back-UPS ES 8 Outlet 550VA 120V | https://www.se.com/us/en/product/BE550G | 120 | 120 | BACK-UPS | Uninterruptible Power Supply (UPS) | APC Back-UPS | 6.20(kilos) 13.67(lbs) | 5.04x9.25x15.47(in) 12.80x23.50x39.30(cent) |  |  | 731304258940 | 94.00 | 119.99 | 160.00
| BE600M1 | APC Back-UPS ES 600VA, 120V,1 USB charging port | https://www.se.com/us/en/product/BE600M1 | 120 | 120 | BACK-UPS | Uninterruptible Power Supply (UPS) | APC Back-UPS | 3.81(kilos) 8.40(lbs) | 7.72x14.29x6.61(in) 19.60x36.30x16.80(cent) |  |  | 731304325116 | 82.00 | 99.99 | 140.00
| BE650G1 | APC Back-UPS 650, 8 Outlet | https://www.se.com/us/en/product/BE650G1 | 120 | 120 | BACK-UPS | Uninterruptible Power Supply (UPS) | APC Back-UPS | 7.00(kilos) 15.44(lbs) | 5.04x9.25x15.47(in) 12.80x23.50x39.30(cent) |  |  | 731304285434 | 95.00 | 119.99 | 163.00
| BE650G1-CN | APC Back-UPS 650VA 120V 8 NEMA outlets (4 surge) Canada | https://www.se.com/us/en/product/BE650G1-CN | 120 | 120 | BACK-UPS | Uninterruptible Power Supply (UPS) | APC Back-UPS | 7.00(kilos) 15.44(lbs) | 5.04x9.25x15.47(in) 12.80x23.50x39.30(cent) |  | 100 | 731304286790 | 118.00 | 149.99 | 202.00
| BE650G1-LM | APC Back-UPS 650, 8 Outlet, LAM | https://www.se.com/us/en/product/BE650G1-LM | 120 | 120 | BACK-UPS | Uninterruptible Power Supply (UPS) | APC Back-UPS | 7.00(kilos) 15.44(lbs) | 5.04x9.25x15.47(in) 12.80x23.50x39.30(cent) |  |  | 731304285458 | 117.00 | 139.99 | 200.00
| BE700G3 | APC Back-UPS 120V, 700VA, 6 outlets | https://www.se.com/us/en/product/BE700G3 | 120 | 120 | BACK-UPS | Uninterruptible Power Supply (UPS) | APC Back-UPS | 3.60(kilos) 7.94(lbs) | 8.86x12.40x5.51(in) 22.50x31.50x14.00(cent) |  |  | 731304625360 | 105.00 | 129.99 | 179.00
| BE850G2 | Back-UPS 850VA, 2 USB charging ports | https://www.se.com/us/en/product/BE850G2 | 120 | 120 | BACK-UPS | Uninterruptible Power Supply (UPS) | APC Back-UPS | 4.40(kilos) 9.70(lbs) | 7.72x16.38x6.61(in) 19.60x41.60x16.80(cent) |  | 5 | 731304413592 | 133.00 | 159.99 | 228.00
| BE900G3 | APC Back-UPS 120V, 900VA, 8 outlets | https://www.se.com/us/en/product/BE900G3 | 120 | 120 | BACK-UPS | Uninterruptible Power Supply (UPS) | APC Back-UPS | 4.60(kilos) 10.14(lbs) | 8.86x15.04x6.06(in) 22.50x38.20x15.40(cent) |  |  | 731304625377 | 152.00 | 179.99 | 260.00
| BE1050G3 | APC Back-UPS 120V,1050VA, 8 outlets | https://www.se.com/us/en/product/BE1050G3 | 120 | 120 | BACK-UPS | Uninterruptible Power Supply (UPS) | APC Back-UPS | 4.80(kilos) 10.58(lbs) | 8.86x15.04x6.06(in) 22.50x38.20x15.40(cent) |  |  | 731304625384 | 167.00 | 199.99 | 286.00
| BGM1500 | APC Gaming Back-UPS, 10 outlet, 1500VA, Pure Sinewave, 120V | https://www.se.com/us/en/product/BGM1500 | 120 | 120 | BACK-UPS | Uninterruptible Power Supply (UPS) | APC Back-UPS Pro | 11.50(kilos) 25.36(lbs) | 11.46x4.13x16.06(in) 29.10x10.50x40.80(cent) |  |  | 731304404224 | 300.00 | 359.99 | 514.00
| BGM1500-US | APC Gaming Back-UPS, 10 outlet, 1500VA, Pure Sinewave, 120V, Arctic (White) and reactor circle. | https://www.se.com/us/en/product/BGM1500-US | 120 | 120 | BACK-UPS | Uninterruptible Power Supply (UPS) | APC Back-UPS Pro | 14.50(kilos) 31.97(lbs) | 6.10x18.90x13.98(in) 15.50x48.00x35.50(cent) |  |  | 731304624141 | 300.00 | 359.99 | 514.00
| BGM1500B | APC Gaming Back-UPS, 10 outlet, 1500VA, Pure Sinewave, 120V, Black | https://www.se.com/us/en/product/BGM1500B | 120 | 120 | BACK-UPS | Uninterruptible Power Supply (UPS) | APC Back-UPS Pro | 11.50(kilos) 25.36(lbs) | 11.46x4.13x16.06(in) 29.10x10.50x40.80(cent) |  |  | 731304410973 | 300.00 | 359.99 | 514.00
| BGM1500B-US | APC Midnight (Black) Gaming UPS with 1500VA and reactor circle.10 outlet,, Pure Sinewave, 120V, Black | https://www.se.com/us/en/product/BGM1500B-US | 120 | 120 | BACK-UPS | Uninterruptible Power Supply (UPS) | APC Back-UPS Pro | 14.50(kilos) 31.97(lbs) | 6.10x18.90x13.98(in) 15.50x48.00x35.50(cent) |  |  | 731304624158 | 300.00 | 359.99 | 514.00
| BK325I | APC BACK-UPS CS 325VA 230V W/O SW | https://www.se.com/us/en/product/BK325I | 230 | 230 | BACK-UPS | Uninterruptible Power Supply (UPS) | APC Back-UPS | 6.35(kilos) 14.00(lbs) | 7.48x16.34x9.25(in) 19.00x41.50x23.50(cent) | 2 |  | 731304120506 | 105.00 | 129.99 | 180.00
| BK350 | APC Back-UPS 350, 120V. | https://www.se.com/us/en/product/BK350 | 120 | 120 | BACK-UPS | Uninterruptible Power Supply (UPS) | APC Back-UPS | 6.36(kilos) 14.02(lbs) | 10.35x6.89x14.06(in) 26.30x17.50x35.70(cent) |  |  | 731304016298 | 109.00 | 129.99 | 187.00
| BK350EI | APC BACK-UPS CS 350VA USB/SERIAL 230V | https://www.se.com/us/en/product/BK350EI | 230 | 230 | BACK-UPS | Uninterruptible Power Supply (UPS) | APC Back-UPS | 6.44(kilos) 14.19(lbs) | 9.45x16.34x7.48(in) 24.00x41.50x19.00(cent) | 70 |  | 731304016342 | 178.00 | 219.99 | 304.00
| BK500 | APC Back-UPS 500, 120V | https://www.se.com/us/en/product/BK500 | 120 | 120 | BACK-UPS | Uninterruptible Power Supply (UPS) | APC Back-UPS | 6.95(kilos) 15.32(lbs) | 10.35x6.89x14.06(in) 26.30x17.50x35.70(cent) |  |  | 731304016304 | 148.00 | 179.99 | 253.00
| BK500BLK | APC Back-UPS 500, Black, 120V | https://www.se.com/us/en/product/BK500BLK | 120 | 120 | BACK-UPS | Uninterruptible Power Supply (UPS) | APC Back-UPS | 6.95(kilos) 15.32(lbs) | 10.35x6.89x14.06(in) 26.30x17.50x35.70(cent) |  |  | 731304021360 | 144.00 | 179.99 | 246.00
| BK500EI | APC BACK-UPS CS 500VA 230V USB/SERIAL | https://www.se.com/us/en/product/BK500EI | 230 | 230 | BACK-UPS | Uninterruptible Power Supply (UPS) | APC Back-UPS | 7.05(kilos) 15.55(lbs) | 7.01x14.49x9.49(in) 17.80x36.80x24.10(cent) | 30 |  | 731304016359 | 136.00 | 169.99 | 233.00
| BK650EI | APC Back-UPS 650VA 230V | https://www.se.com/us/en/product/BK650EI | 230 | 230 | BACK-UPS | Uninterruptible Power Supply (UPS) | APC Back-UPS | 7.31(kilos) 16.12(lbs) | 19.45x16.34x7.28(in) 49.40x41.50x18.50(cent) | 35 |  | 731304219781 | 173.00 | 209.99 | 295.00
| BN450M-CA | APC Back-UPS NS 6 Outlet 450VA, 120V, Retail, Canada | https://www.se.com/us/en/product/BN450M-CA | 120 | 120 | BACK-UPS | Uninterruptible Power Supply (UPS) | APC Back-UPS | 3.00(kilos) 6.62(lbs) | 8.66x12.40x5.51(in) 22.00x31.50x14.00(cent) |  |  | 731304329381 | 63.00 | 79.99 | 108.00
| BN1100M2-CA | Back UPS PRO BN 1100VA,10 Outlets, 2 USB Charging Ports, AVR, LCD Interface , Canada | https://www.se.com/us/en/product/BN1100M2-CA | 120 | 120 | BACK-UPS | Uninterruptible Power Supply (UPS) | APC Back-UPS Pro | 12.30(kilos) 27.12(lbs) | 14.96x9.49x19.69(in) 38.00x24.10x50.00(cent) |  |  | 731304335863 | 225.00 | 269.99 | 385.00
| BN1350M2-CA | Back UPS PRO BN 1350VA, 10 Outlets, 2 USB Charging Ports, AVR, LCD interface, Canada | https://www.se.com/us/en/product/BN1350M2-CA | 120 | 120 | BACK-UPS | Uninterruptible Power Supply (UPS) | APC Back-UPS Pro | 13.00(kilos) 28.67(lbs) | 14.96x9.49x19.49(in) 38.00x24.10x49.50(cent) |  |  | 731304335887 | 280.00 | 339.99 | 480.00
| BR24BPG | Back-UPS Pro External Battery Pack | https://www.se.com/us/en/product/BR24BPG | 120 |  | BACK-UPS | Uninterruptible Power Supply (UPS) | APC Back-UPS Pro | 14.57(kilos) 32.12(lbs) | 15.75x19.33x9.45(in) 40.00x49.10x24.00(cent) | 3 |  | 731304268789 | 207.00 | 249.99 | 355.00
| BR500CI-AS | APC Back-UPS RS 500, 230V without auto shutdown software, ASEAN | https://www.se.com/us/en/product/BR500CI-AS | 230 | 230 | BACK-UPS | Uninterruptible Power Supply (UPS) | APC Back-UPS | 5.50(kilos) 12.13(lbs) | 10.12x7.48x11.46(in) 25.70x19.00x29.10(cent) |  |  | 731304269793 | 103.00 | 129.99 | 177.00
| BR650MI | Back UPS Pro BR 650VA, 6 Outlets, AVR, LCD Interface | https://www.se.com/us/en/product/BR650MI | 230 | 230 | BACK-UPS | Uninterruptible Power Supply (UPS) | APC Back-UPS Pro | 7.40(kilos) 16.32(lbs) | 10.04x17.32x5.63(in) 25.50x44.00x14.30(cent) |  |  | 731304346937 | 194.00 | 239.99 | 332.00
| BR700G | Back UPS RS LCD 700 Master Control | https://www.se.com/us/en/product/BR700G | 120 | 120 | BACK-UPS | Uninterruptible Power Supply (UPS) | APC Back-UPS Pro | 8.00(kilos) 17.64(lbs) | 9.92x5.43x17.40(in) 25.20x13.80x44.20(cent) |  |  | 731304266792 | 155.00 | 189.99 | 265.00
| BR1000MS | Back UPS PRO BR 1000VA, SineWave, 10 Outlets, 2 USB Charging Ports, AVR, LCD interface | https://www.se.com/us/en/product/BR1000MS | 120 | 120 | BACK-UPS | Uninterruptible Power Supply (UPS) | APC Back-UPS Pro | 11.80(kilos) 26.02(lbs) | 14.12x8.78x18.98(in) 35.87x22.30x48.20(cent) |  |  | 731304335382 | 177.00 | 209.99 | 302.00
| BR1350MS | Back UPS PRO BR 1350VA, SineWave, 10 Outlets, 2 USB Charging Ports, AVR, LCD interface | https://www.se.com/us/en/product/BR1350MS | 120 | 120 | BACK-UPS | Uninterruptible Power Supply (UPS) | APC Back-UPS Pro | 13.30(kilos) 29.33(lbs) | 14.12x8.78x18.98(in) 35.87x22.30x48.20(cent) |  |  | 731304335399 | 234.00 | 279.99 | 400.00
| BR1500G | Power Saving Back-UPS RS 1500 | https://www.se.com/us/en/product/BR1500G | 120 | 120 | BACK-UPS | Uninterruptible Power Supply (UPS) | APC Back-UPS Pro | 13.35(kilos) 29.44(lbs) | 15.24x9.37x19.21(in) 38.70x23.80x48.80(cent) |  |  | 731304268772 | 294.00 | 349.99 | 504.00
| BR1500GI | Power Saving Back-UPS RS 1500 230V | https://www.se.com/us/en/product/BR1500GI | 230 | 230 | BACK-UPS | Uninterruptible Power Supply (UPS) | APC Back-UPS Pro | 14.00(kilos) 30.87(lbs) | 15.75x19.29x9.84(in) 40.00x49.00x25.00(cent) | 24 |  | 731304268741 | 568.00 | 679.00 | 974.00
| BR1500MS2 | Back UPS PRO 1500VA, Sinewave, 10 outlets, 2 USB Charging ports, AVR, LCD | https://www.se.com/us/en/product/BR1500MS2 | 120 | 120 | BACK-UPS | Uninterruptible Power Supply (UPS) | APC Back-UPS Pro | 14.20(kilos) 31.31(lbs) | 14.12x8.78x18.98(in) 35.87x22.30x48.20(cent) |  |  | 731304426103 | 279.00 | 339.99 | 478.00
| BV400XU | Back-UPS 400VA, Flexible Mounting, Low Profile, Industrial | https://www.se.com/us/en/product/BV400XU | 120 | 120 | MEDIUM BACK-UPS | Uninterruptible Power Supply (UPS) | APC Back-UPS | 5.50(kilos) 12.13(lbs) | 10.24x12.48x4.72(in) 26.00x31.70x12.00(cent) |  |  | 731304427001 | 188.00 | 229.99 | 322.00
| BVK750M2 | APC Back-UPS 750VA, 120V, AVR, 2 USB Charging Port, NEMA Sockets | https://www.se.com/us/en/product/BVK750M2 | 120 | 120 | MEDIUM BACK-UPS | Uninterruptible Power Supply (UPS) | APC Back-UPS | 6.10(kilos) 13.45(lbs) | 9.84x16.93x7.76(in) 25.00x43.00x19.70(cent) |  |  | 731304449126 | 137.00 | 169.99 | 235.00
| BVK950M2 | APC Back-UPS 950 VA, 120V, AVR, 2 USB Charging Port, NEMA Sockets | https://www.se.com/us/en/product/BVK950M2 | 120 | 120 | MEDIUM BACK-UPS | Uninterruptible Power Supply (UPS) | APC Back-UPS | 6.80(kilos) 14.99(lbs) | 9.84x16.93x7.76(in) 25.00x43.00x19.70(cent) |  |  | 731304449133 | 154.00 | 189.99 | 263.00
| BVK1200M2 | APC Back-UPS 1200VA, 120V, AVR, 2 USB Charging Port NEMA Sockets | https://www.se.com/us/en/product/BVK1200M2 | 120 | 120 | MEDIUM BACK-UPS | Uninterruptible Power Supply (UPS) | APC Back-UPS | 8.70(kilos) 19.18(lbs) | 11.69x19.49x9.25(in) 29.70x49.50x23.50(cent) |  |  | 731304449140 | 177.00 | 219.99 | 304.00
| BX850M | Back UPS Pro BX 850VA, 8 Outlets, AVR, LCD interface | https://www.se.com/us/en/product/BX850M | 120 | 120 | BACK-UPS | Uninterruptible Power Supply (UPS) | APC Back-UPS Pro | 7.60(kilos) 16.76(lbs) | 9.96x5.59x17.40(in) 25.30x14.20x44.20(cent) |  |  | 731304331797 | 169.00 | 209.99 | 289.00
| BX1000M | Back UPS Pro BX 1000VA, 8 Outlets, AVR, LCD interface | https://www.se.com/us/en/product/BX1000M | 120 | 120 | BACK-UPS | Uninterruptible Power Supply (UPS) | APC Back-UPS Pro | 8.00(kilos) 17.64(lbs) | 9.96x5.59x17.40(in) 25.30x14.20x44.20(cent) |  |  | 731304331766 | 185.00 | 219.99 | 316.00
| BX1350M | Back UPS Pro BX 1350VA, 10 Outlets, AVR, LCD interface | https://www.se.com/us/en/product/BX1350M | 120 | 120 | BACK-UPS | Uninterruptible Power Supply (UPS) | APC Back-UPS Pro | 11.90(kilos) 26.24(lbs) | 13.70x8.94x19.33(in) 34.80x22.70x49.10(cent) |  |  | 731304331773 | 215.00 | 259.99 | 369.00
| BX1500M | Back UPS Pro BX 1500VA, 10 Outlets, AVR, LCD interface | https://www.se.com/us/en/product/BX1500M | 120 | 120 | BACK-UPS | Uninterruptible Power Supply (UPS) | APC Back-UPS Pro | 12.70(kilos) 28.00(lbs) | 13.70x8.94x19.33(in) 34.80x22.70x49.10(cent) |  |  | 731304331780 | 208.00 | 249.99 | 356.00
| WAGSPARTS | AGS SPARE PARTS | https://www.se.com/us/en/product/WAGSPARTS |  |  | SPARES 3PH | Uninterruptible Power Supply (UPS) | APC Back-UPS | [5 empty] | Call for Quote | Call for Quote | Call for Quote
Install >> Services | QWINSTL | Custom Installation Service | https://www.se.com/us/en/product/QWINSTL |  |  | SP POWER INSTALL | Services | Installation Services for Critical Power & Cooling |  |  |  |  | 731304795858 | Call for Quote | Call for Quote | Call for Quote
| WITG | NETWORK INTEGRATION SERVICE | https://www.se.com/us/en/product/WITG |  |  | SOFTWARE DEPLOYMENT | Services | Network Integration | [5 empty] | Call for Quote | Call for Quote | Call for Quote
| WPRJ | PROJECT MANAGEMENT PER CONTRACT | https://www.se.com/us/en/product/WPRJ |  |  | DATA CTR PROJECTS | Services | Project Management | [5 empty] | Call for Quote | Call for Quote | Call for Quote
IT Modules >> Prefabricated Data Center Modules | ANC311 | CUSTOM THIRD PARTY PL311 SOLUTION | https://www.se.com/us/en/product/ANC311 |  |  | IT MODULES | Prefabricated Data Center Modules | Expandable IT Module | [5 empty] | Call for Quote | Call for Quote | Call for Quote
| MDC3Q | Custom MDC solution for level 3 customization category | https://www.se.com/us/en/product/MDC3Q |  |  | OPTIMUM EDGE SYSTEMS | Prefabricated Data Center Modules | IMDC |  |  |  |  | 731304508113 | Call for Quote | Call for Quote | Call for Quote
| MDCCQ | Custom MDC solution for C series environment level 0 1 2 | https://www.se.com/us/en/product/MDCCQ |  |  | OPTIMUM EDGE SYSTEMS | Prefabricated Data Center Modules | IMDC |  |  |  |  | 731304508090 | Call for Quote | Call for Quote | Call for Quote
| MDCRQ | Custom MDC solution for R series environment level 0 1 2 | https://www.se.com/us/en/product/MDCRQ |  |  | OPTIMUM EDGE SYSTEMS | Prefabricated Data Center Modules | IMDC |  |  |  |  | 731304508106 | Call for Quote | Call for Quote | Call for Quote
| MDCSQ | Custom MDC solution for S series environment level 0 1 2 | https://www.se.com/us/en/product/MDCSQ |  |  | OPTIMUM EDGE SYSTEMS | Prefabricated Data Center Modules | IMDC |  |  |  |  | 731304508083 | Call for Quote | Call for Quote | Call for Quote
| QMICRODC | Micro Data Center and associated parts | https://www.se.com/us/en/product/QMICRODC |  |  | OPTIMUM EDGE SYSTEMS | Prefabricated Data Center Modules | IMDC | [5 empty] | Call for Quote | Call for Quote | Call for Quote
| QPFM | 3rd party production Modular Room/Other solutions | https://www.se.com/us/en/product/QPFM |  |  | PROJECT SERVICES | Prefabricated Data Center Modules | All-in-one module | 0.01(kilos) 0.02(lbs) | 0.00x0.00x0.00(in) 0.01x0.01x0.01(cent) |  |  |  | Call for Quote | Call for Quote | Call for Quote
| QWMDC | Micro Data Center Integration Service | https://www.se.com/us/en/product/QWMDC |  |  | OPTIMUM EDGE SYSTEMS | Prefabricated Data Center Modules | IMDC | [5 empty] | Call for Quote | Call for Quote | Call for Quote
LCD Monitors and KVM Switches >> Racks and Accessories | AP5253 | APC KVM USB Cable - 6 ft (1.8 m) | https://www.se.com/us/en/product/AP5253 |  |  | KVM LCD AND SWITCHES | Racks and Accessories | APC NetShelter KVM Switches | 0.45(kilos) 0.99(lbs) | 2.01x0.51x6.50(in) 5.10x1.30x16.50(cent) |  |  | 731304221302 | 67.00 | 99.99 | 117.00
| AP5257 | APC KVM USB Cable - 12 ft (3.6 m) | https://www.se.com/us/en/product/AP5257 |  |  | KVM LCD AND SWITCHES | Racks and Accessories | APC NetShelter KVM Switches | 0.45(kilos) 0.99(lbs) | 2.01x0.51x6.50(in) 5.10x1.30x16.50(cent) |  |  | 731304221326 | 89.00 | 129.99 | 156.00
| AP5261 | APC KVM USB Cable - 25 ft (7.6 m) | https://www.se.com/us/en/product/AP5261 |  |  | KVM LCD AND SWITCHES | Racks and Accessories | APC NetShelter KVM Switches | 0.46(kilos) 1.01(lbs) | 2.01x0.51x6.50(in) 5.10x1.30x16.50(cent) |  |  | 731304231455 | 109.00 | 149.99 | 189.00
| AP5263 | APC KVM Daisy-Chain Cable - 6 ft (1.8 m) | https://www.se.com/us/en/product/AP5263 |  |  | KVM LCD AND SWITCHES | Racks and Accessories | APC NetShelter KVM Switches | 0.45(kilos) 0.99(lbs) | 2.01x5.00x6.50(in) 5.10x12.70x16.50(cent) |  |  | 731304228660 | 80.00 | 109.99 | 139.00
| AP5717 | "APC 17" Rack LCD Console" | https://www.se.com/us/en/product/AP5717 | 100 10 |  | KVM LCD AND SWITCHES | Racks and Accessories | APC NetShelter Rack LCD Consoles | 17.57(kilos) 38.74(lbs) | 5.51x32.99x26.77(in) 14.00x83.80x68.00(cent) |  |  | 731304283232 | 1175.00 | 1600.00 | 2050.00
| AP5717F | "APC 17" Rack LCD Console - French" | https://www.se.com/us/en/product/AP5717F | 100 10 |  | KVM LCD AND SWITCHES | Racks and Accessories | APC NetShelter Rack LCD Consoles | 19.46(kilos) 42.91(lbs) | 5.98x26.50x32.52(in) 15.20x67.30x82.60(cent) |  |  | 731304283249 | 1210.00 | 1650.00 | 2110.00
| AP5717J | "APC 17" Rack LCD Console - Japanese" | https://www.se.com/us/en/product/AP5717J | 100 10 |  | KVM LCD AND SWITCHES | Racks and Accessories | APC NetShelter Rack LCD Consoles | 19.46(kilos) 42.91(lbs) | 5.98x26.50x32.52(in) 15.20x67.30x82.60(cent) |  |  | 731304283263 | 1150.00 | 1575.00 | 2010.00
| AP5717R | "APC 17" Rack LCD Console - Russian" | https://www.se.com/us/en/product/AP5717R | 100 10 |  | KVM LCD AND SWITCHES | Racks and Accessories | APC NetShelter Rack LCD Consoles | 19.46(kilos) 42.91(lbs) | 5.98x26.50x32.52(in) 15.20x67.30x82.60(cent) |  |  | 731304283270 | 1160.00 | 1575.00 | 2025.00
| AP5717UK | "APC 17" Rack LCD Console - United Kingdom" | https://www.se.com/us/en/product/AP5717UK | 100 10 |  | KVM LCD AND SWITCHES | Racks and Accessories | APC NetShelter Rack LCD Consoles | 19.46(kilos) 42.91(lbs) | 5.98x26.50x32.52(in) 15.20x67.30x82.60(cent) |  |  | 731304283287 | 1150.00 | 1575.00 | 2010.00
| AP5719 | "APC 19" Rack LCD Console" | https://www.se.com/us/en/product/AP5719 | 100 10 |  | KVM LCD AND SWITCHES | Racks and Accessories | APC NetShelter Rack LCD Consoles | 20.99(kilos) 46.28(lbs) | 5.98x26.50x32.52(in) 15.20x67.30x82.60(cent) |  |  | 731304283294 | 1450.00 | 1975.00 | 2535.00
| AP5808 | "17" Rack LCD Console with Integrated 8 Port Analog KVM Switch" | https://www.se.com/us/en/product/AP5808 | 120 12 |  | KVM LCD AND SWITCHES | Racks and Accessories | APC NetShelter Rack LCD Consoles | 19.86(kilos) 43.79(lbs) | 5.12x26.18x32.68(in) 13.00x66.50x83.00(cent) |  |  | 731304278801 | 1770.00 | 2425.00 | 3090.00
| AP5816 | "17" Rack LCD Console with Integrated 16 Port Analog KVM Switch" | https://www.se.com/us/en/product/AP5816 | 120 12 |  | KVM LCD AND SWITCHES | Racks and Accessories | APC NetShelter Rack LCD Consoles | 20.14(kilos) 44.41(lbs) | 5.12x26.18x32.68(in) 13.00x66.50x83.00(cent) |  |  | 731304278818 | 2075.00 | 2825.00 | 3625.00
| AP5821 | APC Integrated Rack LCD/KVM USB Cable - 6ft (1.8m) | https://www.se.com/us/en/product/AP5821 |  |  | KVM LCD AND SWITCHES | Racks and Accessories | APC NetShelter KVM Switches | 0.08(kilos) 0.18(lbs) | 1.97x6.50x9.25(in) 5.00x16.50x23.50(cent) |  |  | 731304278825 | 64.00 | 89.99 | 111.00
| AP5822 | APC Integrated Rack LCD/KVM USB Cable - 10ft (3m) | https://www.se.com/us/en/product/AP5822 |  |  | KVM LCD AND SWITCHES | Racks and Accessories | APC NetShelter KVM Switches | 0.15(kilos) 0.33(lbs) | 1.97x6.50x9.25(in) 5.00x16.50x23.50(cent) |  |  | 731304278832 | 86.00 | 119.99 | 150.00
| AP5823 | APC Integrated Rack LCD/KVM USB Cable - 17ft (5m) | https://www.se.com/us/en/product/AP5823 |  |  | KVM LCD AND SWITCHES | Racks and Accessories | APC NetShelter KVM Switches | 0.32(kilos) 0.70(lbs) | 1.97x9.25x6.50(in) 5.00x23.50x16.50(cent) |  |  | 731304278849 | 105.00 | 149.99 | 183.00
| KVM0108A | APC KVM 2G, Analog, 1 Local User, 8 Ports | https://www.se.com/us/en/product/KVM0108A |  |  | KVM LCD AND SWITCHES | Racks and Accessories | APC NetShelter KVM Switches | 3.90(kilos) 8.60(lbs) | 5.75x24.37x12.99(in) 14.60x61.90x33.00(cent) |  |  | 731304285502 | 451.00 | 619.00 | 787.00
| KVM0116A | APC KVM 2G, Analog, 1 Local User, 16 ports | https://www.se.com/us/en/product/KVM0116A |  |  | KVM LCD AND SWITCHES | Racks and Accessories | APC NetShelter KVM Switches | 3.90(kilos) 8.60(lbs) | 5.75x24.37x12.99(in) 14.60x61.90x33.00(cent) |  |  | 731304285519 | 610.00 | 829.00 | 1070.00
| KVM1116R | APC KVM 2G, Digital/IP, 1 Remote/1 Local User, 16 Ports with Virtual Media - FIPS 140-2 | https://www.se.com/us/en/product/KVM1116R | 24 DC,100 ,120 ,208 ,230 ,240 |  | KVM LCD AND SWITCHES | Racks and Accessories | APC NetShelter KVM Switches | 3.99(kilos) 8.80(lbs) | 5.75x24.37x12.99(in) 14.60x61.90x33.00(cent) |  |  | 731304340195 | 1065.00 | 1450.00 | 1860.00
| KVM-DVIVMCAC | APC KVM 2G, SERVER MODULE, DVI WITH VIRTUAL MEDIA AND CAC | https://www.se.com/us/en/product/KVM-DVIVMCAC |  |  | KVM LCD AND SWITCHES | Racks and Accessories | APC NetShelter KVM Switches | 0.17(kilos) 0.37(lbs) | 1.65x4.92x5.08(in) 4.20x12.50x12.90(cent) |  |  | 731304335139 | 173.00 | 239.99 | 303.00
| KVM-HDMIVMCAC | APC KVM 2G, SERVER MODULE, HDMI WITH VIRTUAL MEDIA AND CAC | https://www.se.com/us/en/product/KVM-HDMIVMCAC |  |  | KVM LCD AND SWITCHES | Racks and Accessories | APC NetShelter KVM Switches | 0.17(kilos) 0.37(lbs) | 1.65x4.92x5.08(in) 4.20x12.50x12.90(cent) |  |  | 731304335146 | 173.00 | 239.99 | 303.00
| KVM-LCDMOUNT | APC KVM 2G, LCD Rear Mounting Kit | https://www.se.com/us/en/product/KVM-LCDMOUNT |  |  | KVM LCD AND SWITCHES | Racks and Accessories | APC NetShelter KVM Switches | 0.74(kilos) 1.63(lbs) | 1.97x9.25x6.50(in) 5.00x23.50x16.50(cent) |  |  | 731304285496 | 63.00 | 89.99 | 111.00
| KVM-PS2 | APC KVM 2G, Server Module, PS/2 | https://www.se.com/us/en/product/KVM-PS2 |  |  | KVM LCD AND SWITCHES | Racks and Accessories | APC NetShelter KVM Switches | 0.17(kilos) 0.37(lbs) | 1.65x4.92x5.08(in) 4.20x12.50x12.90(cent) |  |  | 731304286653 | 115.00 | 159.99 | 201.00
| KVM-PS2VM | APC KVM 2G, Server Module, PS/2 with Virtual Media | https://www.se.com/us/en/product/KVM-PS2VM |  |  | KVM LCD AND SWITCHES | Racks and Accessories | APC NetShelter KVM Switches | 0.18(kilos) 0.40(lbs) | 1.65x4.92x5.08(in) 4.20x12.50x12.90(cent) |  |  | 731304286660 | 139.00 | 189.99 | 242.00
| KVM-USB | APC KVM 2G, Server Module, USB | https://www.se.com/us/en/product/KVM-USB |  |  | KVM LCD AND SWITCHES | Racks and Accessories | APC NetShelter KVM Switches | 0.16(kilos) 0.35(lbs) | 1.65x4.92x5.08(in) 4.20x12.50x12.90(cent) |  |  | 731304286684 | 115.00 | 159.99 | 201.00
| KVM-USBVM | APC KVM 2G, Server Module, USB with Virtual Media | https://www.se.com/us/en/product/KVM-USBVM |  |  | KVM LCD AND SWITCHES | Racks and Accessories | APC NetShelter KVM Switches | 0.16(kilos) 0.35(lbs) | 1.65x4.92x5.08(in) 4.20x12.50x12.90(cent) |  |  | 731304286691 | 139.00 | 189.99 | 242.00
| KVM-USBVMCAC | APC KVM 2G, Server Module, USB with Virtual Media and CAC | https://www.se.com/us/en/product/KVM-USBVMCAC |  |  | KVM LCD AND SWITCHES | Racks and Accessories | APC NetShelter KVM Switches | 0.18(kilos) 0.40(lbs) | 1.65x4.92x5.08(in) 4.20x12.50x12.90(cent) |  |  | 731304286707 | 161.00 | 219.99 | 280.00
| SEKVM1024N | APC KVM Access Software 1024 Node License | https://www.se.com/us/en/product/SEKVM1024N |  |  | KVM LCD AND SWITCHES | Racks and Accessories | APC NetShelter KVM Switches | [5 empty] | 7260.00 | 9875.00 | 12685.00
Modular Systems >> Data Centers and Server Rooms and Network Closets | 0M-5366 | S/A TESTED BRKR 3P 30A PNL | https://www.se.com/us/en/product/0M-5366 |  |  | 3PH POWER DISTRIBUTION | Data Centers and Server Rooms and Network Closets | InfraStruxure for Medium Data Centers | 0.45(kilos) 1.00(lbs) | 5.00x5.00x3.00(in) 12.70x12.70x7.62(cent) |  |  |  | 162.00 | 239.99 | 291.00
Monitoring and Management >> Data Center Infrastructure Management (DCIM) Software | AP94VMACT | Data Center Expert Virtual Appliance Activation License | https://www.se.com/us/en/product/AP94VMACT |  |  | DATA CENTER EXPERT | Data Center Infrastructure Management (DCIM) Software | EcoStruxureâ„¢ IT Data Center Expert | 0.45(kilos) 0.99(lbs) | 9.02x12.01x0.24(in) 22.90x30.50x0.60(cent) |  |  | 731304293309 | 2000.00 | 2800.00 | 3600.00
| AP94VMTRL | Data Center Expert Virtual Machine Trial Software Download | https://www.se.com/us/en/product/AP94VMTRL |  |  | DATA CENTER EXPERT | Data Center Infrastructure Management (DCIM) Software | EcoStruxureâ„¢ IT Data Center Expert |  |  |  |  | 731304785354 | Call for Quote | Call for Quote | Call for Quote
| AP95MODBUS | Data Center Expert Modbus TCP Output Module | https://www.se.com/us/en/product/AP95MODBUS |  |  | DATA CENTER EXPERT | Data Center Infrastructure Management (DCIM) Software | EcoStruxureâ„¢ IT Data Center Expert | 0.45(kilos) 0.99(lbs) | 9.02x7.01x0.24(in) 22.90x17.80x0.60(cent) |  |  | 731304268802 | 3930.00 | 5500.00 | 7070.00
| AP9465 | Data Center Expert Basic Appliance | https://www.se.com/us/en/product/AP9465 |  |  | DATA CENTER EXPERT | Data Center Infrastructure Management (DCIM) Software | EcoStruxureâ„¢ IT Data Center Expert | 19.09(kilos) 42.09(lbs) | 12.01x24.76x35.00(in) 30.50x62.90x88.90(cent) |  |  | 731304262367 | 2810.00 | 3950.00 | 5055.00
| AP9470 | Data Center Expert Standard Appliance | https://www.se.com/us/en/product/AP9470 |  |  | DATA CENTER EXPERT | Data Center Infrastructure Management (DCIM) Software | EcoStruxureâ„¢ IT Data Center Expert | 19.09(kilos) 42.09(lbs) | 12.01x24.76x35.00(in) 30.50x62.90x88.90(cent) |  |  | 731304246022 | 4000.00 | 5600.00 | 7200.00
| AP9475 | Data Center Expert Enterprise Appliance | https://www.se.com/us/en/product/AP9475 |  |  | DATA CENTER EXPERT | Data Center Infrastructure Management (DCIM) Software | EcoStruxureâ„¢ IT Data Center Expert | 39.55(kilos) 87.21(lbs) | 15.00x24.76x35.98(in) 38.10x62.90x91.40(cent) |  |  | 731304246039 | 9500.00 | 13300.00 | 17100.00
| AP9505I | POWER SUPPLY UNIV 24VDC OUTPUT | https://www.se.com/us/en/product/AP9505I |  |  | NETBOTZ SW ACCESSORIES | Data Center Infrastructure Management (DCIM) Software | Management Options and Cables | 0.50(kilos) 1.10(lbs) | 2.99x5.51x9.25(in) 7.60x14.00x23.50(cent) |  |  | 731304021810 | 102.00 | 139.99 | 175.00
| AP9525 | Data Center Expert Perpetual License for 25 nodes | https://www.se.com/us/en/product/AP9525 |  |  | DATA CENTER EXPERT | Data Center Infrastructure Management (DCIM) Software | EcoStruxureâ„¢ IT Data Center Expert | 0.45(kilos) 0.99(lbs) | 9.02x12.01x0.24(in) 22.90x30.50x0.60(cent) |  |  | 731304253495 | 1275.00 | 1800.00 | 2290.00
| AP9544 | Network Management Card for Easy UPS, 1-Phase | https://www.se.com/us/en/product/AP9544 |  |  | NMC EMBEDDED SW | Data Center Infrastructure Management (DCIM) Software | Network Management Cards | 0.28(kilos) 0.63(lbs) | 1.81x9.06x6.50(in) 4.60x23.00x16.50(cent) | 44 |  | 731304440161 | 249.00 | 339.99 | 426.00
| AP9547 | Network Management Card for Easy UPS, 3-Phase | https://www.se.com/us/en/product/AP9547 |  |  | NMC EMBEDDED SW | Data Center Infrastructure Management (DCIM) Software | Network Management Cards | 0.31(kilos) 0.69(lbs) | 1.97x9.45x6.50(in) 5.00x24.00x16.50(cent) | 44 |  | 731304422495 | 289.00 | 389.99 | 495.00
| AP9613 | Dry Contact I/O SmartSlot Card | https://www.se.com/us/en/product/AP9613 |  |  | NMC EMBEDDED SW | Data Center Infrastructure Management (DCIM) Software | Management Options and Cables | 0.40(kilos) 0.88(lbs) | 1.85x9.21x6.50(in) 4.70x23.40x16.50(cent) | 6 |  | 731304293842 | 255.00 | 339.99 | 437.00
| AP9614 | APC Dry Contact I/O SmartSlot Card | https://www.se.com/us/en/product/AP9614 |  |  | NMC EMBEDDED SW | Data Center Infrastructure Management (DCIM) Software | Management Options and Cables | 0.44(kilos) 0.97(lbs) | 2.01x9.37x6.50(in) 5.10x23.80x16.50(cent) |  |  | 731304733065 | 307.00 | 409.00 | 525.00
| AP9620 | Legacy Communications SmartSlot Card | https://www.se.com/us/en/product/AP9620 |  |  | NMC EMBEDDED SW | Data Center Infrastructure Management (DCIM) Software | Management Options and Cables | 0.34(kilos) 0.75(lbs) | 2.01x6.26x9.25(in) 5.10x15.90x23.50(cent) |  |  | 731304283218 | 148.00 | 199.99 | 254.00
| AP9624 | UPS Interface Expander 2 | https://www.se.com/us/en/product/AP9624 |  |  | NMC EMBEDDED SW | Data Center Infrastructure Management (DCIM) Software | Management Options and Cables | 0.41(kilos) 0.90(lbs) | 2.01x9.25x6.50(in) 5.10x23.50x16.50(cent) |  |  | 731304314974 | 296.00 | 399.99 | 508.00
| AP9640 | UPS Network Management Card 3 | https://www.se.com/us/en/product/AP9640 |  |  | NMC EMBEDDED SW | Data Center Infrastructure Management (DCIM) Software | Network Management Cards | 0.34(kilos) 0.75(lbs) | 2.01x9.25x6.26(in) 5.10x23.50x15.90(cent) |  |  | 731304355533 | 345.00 | 469.00 | 592.00
| AP9641 | UPS Network Management Card 3 with Environmental Monitoring | https://www.se.com/us/en/product/AP9641 |  |  | NMC EMBEDDED SW | Data Center Infrastructure Management (DCIM) Software | Network Management Cards | 0.41(kilos) 0.89(lbs) | 2.05x9.45x6.46(in) 5.20x24.00x16.40(cent) |  |  | 731304355540 | 543.00 | 729.00 | 931.00
| AP9643 | UPS Network Management Card 3 with Environmental Monitoring and Modbus | https://www.se.com/us/en/product/AP9643 |  |  | NMC EMBEDDED SW | Data Center Infrastructure Management (DCIM) Software | Network Management Cards | 0.91(kilos) 2.01(lbs) | 2.01x9.25x6.26(in) 5.10x23.50x15.90(cent) |  |  | 731304403319 | 682.00 | 919.00 | 1170.00
| AP9810 | APC Dry Contact I/O Accessory | https://www.se.com/us/en/product/AP9810 |  |  | NMC EMBEDDED SW | Data Center Infrastructure Management (DCIM) Software | Network Management Cards | 0.14(kilos) 0.31(lbs) | 1.30x5.00x10.00(in) 3.30x12.70x25.40(cent) | 576 |  | 731304274032 | 140.00 | 189.99 | 240.00
| AP9811 | USB to Dry Contact Accessory for Network Management Cards | https://www.se.com/us/en/product/AP9811 |  |  | NMC EMBEDDED SW | Data Center Infrastructure Management (DCIM) Software | Network Management Cards | 0.14(kilos) 0.31(lbs) | 1.30x5.00x10.00(in) 3.30x12.70x25.40(cent) | 576 |  | 731304751120 | 114.00 | 159.99 | 195.00
| AP95100 | Data Center Expert Perpetual License for 100 nodes | https://www.se.com/us/en/product/AP95100 |  |  | DATA CENTER EXPERT | Data Center Infrastructure Management (DCIM) Software | EcoStruxureâ„¢ IT Data Center Expert | 0.45(kilos) 0.99(lbs) | 9.02x12.01x0.24(in) 22.90x30.50x0.60(cent) |  |  | 731304253518 | 4245.00 | 5950.00 | 7635.00
| AP95500 | Data Center Expert Perpetual License for 500 nodes | https://www.se.com/us/en/product/AP95500 |  |  | DATA CENTER EXPERT | Data Center Infrastructure Management (DCIM) Software | EcoStruxureâ„¢ IT Data Center Expert | 0.45(kilos) 0.99(lbs) | 9.02x12.01x0.24(in) 22.90x30.50x0.60(cent) |  |  | 731304253488 | 17485.00 | 24500.00 | 31475.00
| AP951000 | Data Center Expert Perpetual License for 1000 nodes | https://www.se.com/us/en/product/AP951000 |  |  | DATA CENTER EXPERT | Data Center Infrastructure Management (DCIM) Software | EcoStruxureâ„¢ IT Data Center Expert | 0.45(kilos) 0.99(lbs) | 9.02x12.01x0.24(in) 22.90x30.50x0.60(cent) |  |  | 731304253471 | 32080.00 | 45000.00 | 57740.00
| NBPD0150TAA | NetBotz Sensor Expansion Pod TAA | https://www.se.com/us/en/product/NBPD0150TAA |  |  | NETBOTZ SW ACCESSORIES | Data Center Infrastructure Management (DCIM) Software | NetBotzâ„¢ | 1.82(kilos) 4.00(lbs) | 2.52x8.74x17.99(in) 6.40x22.20x45.70(cent) |  |  | 731304757009 | 271.00 | 369.99 | 464.00
| NBPD0175TAA | NetBotz Rack Expansion Pod TAA | https://www.se.com/us/en/product/NBPD0175TAA |  |  | NETBOTZ SW ACCESSORIES | Data Center Infrastructure Management (DCIM) Software | NetBotzâ„¢ | 0.45(kilos) 1.00(lbs) | 1.74x2.94x3.76(in) 4.42x7.47x9.55(cent) |  |  | 731304757023 | 679.00 | 909.00 | 1165.00
| NBPD1356 | NetBotz Rack Access Pod 175 (pod, 13.56 MHz handles, and door contacts for APC SX rack). | https://www.se.com/us/en/product/NBPD1356 |  |  | NETBOTZ SW ACCESSORIES | Data Center Infrastructure Management (DCIM) Software | NetBotzâ„¢ | 0.01(kilos) 0.02(lbs) |  |  |  | 731304784890 | 1230.00 | 1650.00 | 2105.00
| NBRK0250A | NetBotz Rack Monitor 250A | https://www.se.com/us/en/product/NBRK0250A |  |  | NETBOTZ APPLIANCES | Data Center Infrastructure Management (DCIM) Software | NetBotzâ„¢ | 2.95(kilos) 6.50(lbs) | 2.60x17.99x8.90(in) 6.60x45.70x22.60(cent) |  |  | 731304563365 | 552.00 | 739.00 | 945.00
| NBRK0250ATAA | NetBotz Rack Monitor 250A TAA | https://www.se.com/us/en/product/NBRK0250ATAA |  |  | NETBOTZ APPLIANCES | Data Center Infrastructure Management (DCIM) Software | NetBotzâ„¢ | 2.95(kilos) 6.50(lbs) | 2.60x17.99x8.90(in) 6.60x45.70x22.60(cent) |  |  | 731304755791 | 690.00 | 919.00 | 1185.00
| NBRK0750 | NetBotz Rack Monitor 750 | https://www.se.com/us/en/product/NBRK0750 |  |  | NETBOTZ APPLIANCES | Data Center Infrastructure Management (DCIM) Software | NetBotzâ„¢ | 4.16(kilos) 9.18(lbs) | 4.53x21.06x12.40(in) 11.50x53.50x31.50(cent) | 2 |  | 731304344407 | 2165.00 | 2900.00 | 3710.00
| NBRK0750TAA | NetBotz Rack Monitor 750 TAA | https://www.se.com/us/en/product/NBRK0750TAA |  |  | NETBOTZ APPLIANCES | Data Center Infrastructure Management (DCIM) Software | NetBotzâ„¢ | 4.17(kilos) 9.19(lbs) | 4.76x20.98x12.52(in) 12.10x53.30x31.80(cent) |  |  | 731304755784 | 2705.00 | 3625.00 | 4640.00
| NBRKQ | Adapted NetBotz Rack Monitor and associated parts | https://www.se.com/us/en/product/NBRKQ |  |  | NETBOTZ APPLIANCES | Data Center Infrastructure Management (DCIM) Software | NetBotzâ„¢ |  |  |  |  | 731304796183 | Call for Quote | Call for Quote | Call for Quote
| NBSV1005 | StruxureWare Data Center Expert 5 Node NetBotz Surveillance License | https://www.se.com/us/en/product/NBSV1005 |  |  | NETBOTZ SW ACCESSORIES | Data Center Infrastructure Management (DCIM) Software | EcoStruxureâ„¢ IT Data Center Expert | 0.46(kilos) 1.01(lbs) |  |  |  | 731304337041 | 1040.00 | 1400.00 | 1780.00
| NBWL0755 | NetBotz Room Monitor 755 | https://www.se.com/us/en/product/NBWL0755 |  |  | NETBOTZ APPLIANCES | Data Center Infrastructure Management (DCIM) Software | NetBotzâ„¢ | 3.72(kilos) 8.20(lbs) | 4.76x20.98x12.52(in) 12.10x53.30x31.80(cent) |  |  | 731304347521 | 1980.00 | 2650.00 | 3390.00
| NBWL0755TAA | NetBotz Room Monitor 755 TAA | https://www.se.com/us/en/product/NBWL0755TAA |  |  | NETBOTZ APPLIANCES | Data Center Infrastructure Management (DCIM) Software | NetBotzâ„¢ | 3.72(kilos) 8.20(lbs) | 4.76x20.98x12.52(in) 12.10x53.30x31.80(cent) |  |  | 731304755807 | 2470.00 | 3300.00 | 4235.00
| SFDCEWEBSVC | Data Center Expert: Web Services | https://www.se.com/us/en/product/SFDCEWEBSVC |  |  | DATA CENTER EXPERT | Data Center Infrastructure Management (DCIM) Software | EcoStruxureâ„¢ IT Data Center Expert |  |  |  |  | 731304785347 | Call for Quote | Call for Quote | Call for Quote
| SFITE30DTRIAL | EcoStruxure IT Expert 30 days free trial | https://www.se.com/us/en/product/SFITE30DTRIAL |  |  | IT EXPERT | Data Center Infrastructure Management (DCIM) Software | EcoStruxureâ„¢ IT Expert |  |  |  |  | 731304790327 | Call for Quote | Call for Quote | Call for Quote
| SFTWAP94VMACT | Data Center Expert Subscription License for Virtual Machine Activation: 1 Year | https://www.se.com/us/en/product/SFTWAP94VMACT |  |  | DATA CENTER EXPERT | Data Center Infrastructure Management (DCIM) Software | EcoStruxureâ„¢ IT Data Center Expert |  |  |  |  | 731304785644 | 1480.00 | 2075.00 | 2660.00
| SFTWAP95100 | Data Center Expert Subscription License for 100 Nodes: 1 Year | https://www.se.com/us/en/product/SFTWAP95100 |  |  | DATA CENTER EXPERT | Data Center Infrastructure Management (DCIM) Software | EcoStruxureâ„¢ IT Data Center Expert |  |  |  |  | 731304785651 | 1350.00 | 1900.00 | 2430.00
| SFTWDCEVMACT-DIGI | Data Center Expert: Virtual Appliance Subscription Model | https://www.se.com/us/en/product/SFTWDCEVMACT-DIGI |  |  | DATA CENTER EXPERT | Data Center Infrastructure Management (DCIM) Software | EcoStruxureâ„¢ IT Data Center Expert |  |  |  |  | 731304785613 | 1555.00 | 2100.00 | 2660.00
| SFTWES1-DIGI | EcoStruxure IT Expert 1 Year Digital 1 node Subscription | https://www.se.com/us/en/product/SFTWES1-DIGI |  |  | IT EXPERT | Data Center Infrastructure Management (DCIM) Software | EcoStruxureâ„¢ IT Expert |  |  |  |  | 731304508441 | 50.00 | 69.99 | 85.00
| SFTWES5-DIGI | EcoStruxure IT Expert 1 Year Digital 5 node Subscription | https://www.se.com/us/en/product/SFTWES5-DIGI |  |  | IT EXPERT | Data Center Infrastructure Management (DCIM) Software | EcoStruxureâ„¢ IT Expert | [5 empty] | 248.00 | 339.99 | 425.00
| SFTWES10-DIGI | EcoStruxure IT Expert Subscription License for 10 nodes: 1 Year | https://www.se.com/us/en/product/SFTWES10-DIGI |  |  | IT EXPERT | Data Center Infrastructure Management (DCIM) Software | EcoStruxureâ„¢ IT Expert | [5 empty] | 497.00 | 669.00 | 852.00
| SFTWES10M-DIGI | EcoStruxure IT Expert Subscription License for 1000 nodes: 1 Year -billed monthly | https://www.se.com/us/en/product/SFTWES10M-DIGI |  |  | IT EXPERT | Data Center Infrastructure Management (DCIM) Software | EcoStruxureâ„¢ IT Expert |  |  |  |  | 731304785583 | 546.00 | 739.00 | 936.00
| SFTWES25-DIGI | EcoStruxure IT Expert 1 Year Digital 25 node Subscription | https://www.se.com/us/en/product/SFTWES25-DIGI |  |  | IT EXPERT | Data Center Infrastructure Management (DCIM) Software | EcoStruxureâ„¢ IT Expert | [5 empty] | 1245.00 | 1675.00 | 2130.00
| SFTWES25M-DIGI | EcoStruxure IT Expert 25 nodes 1 year billed monthly | https://www.se.com/us/en/product/SFTWES25M-DIGI |  |  | IT EXPERT | Data Center Infrastructure Management (DCIM) Software | EcoStruxureâ„¢ IT Expert |  |  |  |  | 731304785514 | 1365.00 | 1850.00 | 2340.00
| SFTWES50-DIGI | EcoStruxure IT Expert 1 Year Digital 50 node Subscription | https://www.se.com/us/en/product/SFTWES50-DIGI |  |  | IT EXPERT | Data Center Infrastructure Management (DCIM) Software | EcoStruxureâ„¢ IT Expert | [5 empty] | 2485.00 | 3350.00 | 4255.00
| SFTWES50M-DIGI | EcoStruxure IT Expert 50 nodes 1 year billed monthly | https://www.se.com/us/en/product/SFTWES50M-DIGI |  |  | IT EXPERT | Data Center Infrastructure Management (DCIM) Software | EcoStruxureâ„¢ IT Expert |  |  |  |  | 731304785545 | 2730.00 | 3675.00 | 4680.00
| SFTWES75-DIGI | EcoStruxure IT Expert 1 Year Digital 75 node Subscription | https://www.se.com/us/en/product/SFTWES75-DIGI |  |  | IT EXPERT | Data Center Infrastructure Management (DCIM) Software | EcoStruxureâ„¢ IT Expert | [5 empty] | 3725.00 | 5000.00 | 6380.00
| SFTWES75M-DIGI | EcoStruxure IT Expert 75 nodes 1 year billed monthly | https://www.se.com/us/en/product/SFTWES75M-DIGI |  |  | IT EXPERT | Data Center Infrastructure Management (DCIM) Software | EcoStruxureâ„¢ IT Expert |  |  |  |  | 731304785576 | 4095.00 | 5500.00 | 7020.00
| SFTWES100-DIGI | EcoStruxure IT Expert 1 Year Digital 100 node Subscription | https://www.se.com/us/en/product/SFTWES100-DIGI |  |  | IT EXPERT | Data Center Infrastructure Management (DCIM) Software | EcoStruxureâ„¢ IT Expert | [5 empty] | 4965.00 | 6675.00 | 8505.00
| SFTWES150-DIGI | EcoStruxure IT Expert 1 Year Digital 150 node Subscription | https://www.se.com/us/en/product/SFTWES150-DIGI |  |  | IT EXPERT | Data Center Infrastructure Management (DCIM) Software | EcoStruxureâ„¢ IT Expert | [5 empty] | 5790.00 | 7775.00 | 9925.00
| SFTWES200-DIGI | EcoStruxure IT Expert 1 Year Digital 200 node Subscription | https://www.se.com/us/en/product/SFTWES200-DIGI |  |  | IT EXPERT | Data Center Infrastructure Management (DCIM) Software | EcoStruxureâ„¢ IT Expert | [5 empty] | 7720.00 | 10400.00 | 13230.00
| SFTWES250-DIGI | EcoStruxure IT Expert 250 nodes 1 year | https://www.se.com/us/en/product/SFTWES250-DIGI |  |  | IT EXPERT | Data Center Infrastructure Management (DCIM) Software | EcoStruxureâ„¢ IT Expert | [5 empty] | 9650.00 | 13000.00 | 16540.00
| SFTWES350-DIGI | EcoStruxure IT Expert 1 Year Digital 350 node Subscription | https://www.se.com/us/en/product/SFTWES350-DIGI |  |  | IT EXPERT | Data Center Infrastructure Management (DCIM) Software | EcoStruxureâ„¢ IT Expert | [5 empty] | 13510.00 | 18200.00 | 23155.00
| SFTWES500-DIGI | EcoStruxure IT Expert 1 Year Digital 500 node Subscription | https://www.se.com/us/en/product/SFTWES500-DIGI |  |  | IT EXPERT | Data Center Infrastructure Management (DCIM) Software | EcoStruxureâ„¢ IT Expert | [5 empty] | 13230.00 | 17800.00 | 22680.00
| SFTWES1000-DIGI | EcoStruxure IT Expert 1 Year Digital 1000 node Subscription | https://www.se.com/us/en/product/SFTWES1000-DIGI |  |  | IT EXPERT | Data Center Infrastructure Management (DCIM) Software | EcoStruxureâ„¢ IT Expert | [5 empty] | 26460.00 | 35600.00 | 45360.00
| SFTWES1003Y-DIGI | EcoStruxure IT Expert Subscription License for 100 nodes: 3 Years | https://www.se.com/us/en/product/SFTWES1003Y-DIGI |  |  | IT EXPERT | Data Center Infrastructure Management (DCIM) Software | EcoStruxureâ„¢ IT Expert | [5 empty] | 14140.00 | 19000.00 | 24240.00
| SFTWES1005Y-DIGI | EcoStruxure IT Expert Subscription License for 100 nodes: 5 Years | https://www.se.com/us/en/product/SFTWES1005Y-DIGI |  |  | IT EXPERT | Data Center Infrastructure Management (DCIM) Software | EcoStruxureâ„¢ IT Expert | [5 empty] | 22390.00 | 30100.00 | 38380.00
| SFTWES1500-DIGI | EcoStruxure IT Expert 1500 nodes 1 year | https://www.se.com/us/en/product/SFTWES1500-DIGI |  |  | IT EXPERT | Data Center Infrastructure Management (DCIM) Software | EcoStruxureâ„¢ IT Expert | [5 empty] | 39690.00 | 53300.00 | 68040.00
| SFTWES1503Y-DIGI | EcoStruxure IT Expert Subscription License for 150 nodes: 3 Years | https://www.se.com/us/en/product/SFTWES1503Y-DIGI |  |  | IT EXPERT | Data Center Infrastructure Management (DCIM) Software | EcoStruxureâ„¢ IT Expert | [5 empty] | 16500.00 | 22200.00 | 28280.00
| SFTWES1505Y-DIGI | EcoStruxure IT Expert Subscription License for 150 nodes: 5 Years | https://www.se.com/us/en/product/SFTWES1505Y-DIGI |  |  | IT EXPERT | Data Center Infrastructure Management (DCIM) Software | EcoStruxureâ„¢ IT Expert | [5 empty] | 26120.00 | 35100.00 | 44775.00
| SFTWES2003Y-DIGI | EcoStruxure IT Expert Subscription License for 200 nodes: 3 Years | https://www.se.com/us/en/product/SFTWES2003Y-DIGI |  |  | IT EXPERT | Data Center Infrastructure Management (DCIM) Software | EcoStruxureâ„¢ IT Expert | [5 empty] | 22000.00 | 29600.00 | 37710.00
| SFTWES2505Y-DIGI | EcoStruxure IT Expert Subscription License for 250 nodes: 5 Years | https://www.se.com/us/en/product/SFTWES2505Y-DIGI |  |  | IT EXPERT | Data Center Infrastructure Management (DCIM) Software | EcoStruxureâ„¢ IT Expert | [5 empty] | 43535.00 | 58500.00 | 74630.00
| SFTWES3503Y-DIGI | EcoStruxure IT Expert Subscription License for 350 nodes: 3 Years | https://www.se.com/us/en/product/SFTWES3503Y-DIGI |  |  | IT EXPERT | Data Center Infrastructure Management (DCIM) Software | EcoStruxureâ„¢ IT Expert | [5 empty] | 38495.00 | 51700.00 | 65985.00
| SFTWES3505Y-DIGI | EcoStruxure IT Expert Subscription License for 350 nodes: 5 Years | https://www.se.com/us/en/product/SFTWES3505Y-DIGI |  |  | IT EXPERT | Data Center Infrastructure Management (DCIM) Software | EcoStruxureâ„¢ IT Expert | [5 empty] | 60945.00 | 81900.00 | 104480.00
| SFTWES5005Y-DIGI | EcoStruxure IT Expert Subscription License for 500 nodes: 5 Years | https://www.se.com/us/en/product/SFTWES5005Y-DIGI |  |  | IT EXPERT | Data Center Infrastructure Management (DCIM) Software | EcoStruxureâ„¢ IT Expert | [5 empty] | 59705.00 | 80200.00 | 102345.00
| SFTWES7503Y-DIGI | EcoStruxure IT Expert Subscription License for 750 nodes: 3 Years | https://www.se.com/us/en/product/SFTWES7503Y-DIGI |  |  | IT EXPERT | Data Center Infrastructure Management (DCIM) Software | EcoStruxureâ„¢ IT Expert |  |  |  |  | 731304785590 | 56560.00 | 76000.00 | 96960.00
| SFTWES7505Y-DIGI | EcoStruxure IT Expert Subscription License for 750 nodes: 5 Years | https://www.se.com/us/en/product/SFTWES7505Y-DIGI |  |  | IT EXPERT | Data Center Infrastructure Management (DCIM) Software | EcoStruxureâ„¢ IT Expert |  |  |  |  | 731304785606 | 89555.00 | 120500.00 | 153515.00
| SFTWES10003Y-DIGI | EcoStruxure IT Expert Subscription License for 1000 nodes: 3 Years | https://www.se.com/us/en/product/SFTWES10003Y-DIGI |  |  | IT EXPERT | Data Center Infrastructure Management (DCIM) Software | EcoStruxureâ„¢ IT Expert | [5 empty] | 75415.00 | 101500.00 | 129280.00
| SFTWES10005Y-DIGI | EcoStruxure IT Expert Subscription License for 1000 nodes: 5 Years | https://www.se.com/us/en/product/SFTWES10005Y-DIGI |  |  | IT EXPERT | Data Center Infrastructure Management (DCIM) Software | EcoStruxureâ„¢ IT Expert | [5 empty] | 119405.00 | 160500.00 | 204690.00
| SFTWES12503Y-DIGI | EcoStruxure IT Expert Subscription License for 1250 nodes: 3 Years | https://www.se.com/us/en/product/SFTWES12503Y-DIGI |  |  | IT EXPERT | Data Center Infrastructure Management (DCIM) Software | EcoStruxureâ„¢ IT Expert | [5 empty] | 94265.00 | 127000.00 | 161595.00
| SFTWES12505Y-DIGI | EcoStruxure IT Expert Subscription License for 1250 nodes: 5 Years | https://www.se.com/us/en/product/SFTWES12505Y-DIGI |  |  | IT EXPERT | Data Center Infrastructure Management (DCIM) Software | EcoStruxureâ„¢ IT Expert | [5 empty] | 149255.00 | 200500.00 | 255860.00
| SFTWES15003Y-DIGI | EcoStruxure IT Expert Subscription License for 1500 nodes: 3 Years | https://www.se.com/us/en/product/SFTWES15003Y-DIGI |  |  | IT EXPERT | Data Center Infrastructure Management (DCIM) Software | EcoStruxureâ„¢ IT Expert | [5 empty] | 113120.00 | 152000.00 | 193915.00
| SFTWES15005Y-DIGI | EcoStruxure IT Expert Subscription License for 1500 nodes: 5 Years | https://www.se.com/us/en/product/SFTWES15005Y-DIGI |  |  | IT EXPERT | Data Center Infrastructure Management (DCIM) Software | EcoStruxureâ„¢ IT Expert | [5 empty] | 179105.00 | 241000.00 | 307035.00
| SFTWESCSTM3Y-DIGI | EcoStruxure IT Expert Enterprise Subscription License: 3 Years | https://www.se.com/us/en/product/SFTWESCSTM3Y-DIGI |  |  | IT EXPERT | Data Center Infrastructure Management (DCIM) Software | EcoStruxureâ„¢ IT Expert | [5 empty] | Call for Quote | Call for Quote | Call for Quote
| SFTWESCSTM-DIGI | EcoStruxure IT Expert Enterprise Subscription License: 1 Year | https://www.se.com/us/en/product/SFTWESCSTM-DIGI |  |  | IT EXPERT | Data Center Infrastructure Management (DCIM) Software | EcoStruxureâ„¢ IT Expert | [5 empty] | Call for Quote | Call for Quote | Call for Quote
| SFTWIF25N-DIGI | Data Center Expert 25 Node License | https://www.se.com/us/en/product/SFTWIF25N-DIGI |  |  | DATA CENTER EXPERT | Data Center Infrastructure Management (DCIM) Software | EcoStruxureâ„¢ IT Data Center Expert |  |  |  |  | 731304785637 | 404.00 | 569.00 | 727.00
| SFTWIF100N-DIGI | Data Center Expert 100 Node License | https://www.se.com/us/en/product/SFTWIF100N-DIGI |  |  | DATA CENTER EXPERT | Data Center Infrastructure Management (DCIM) Software | EcoStruxureâ„¢ IT Data Center Expert |  |  |  |  | 731304785620 | 1350.00 | 1900.00 | 2430.00
| SFTWIF500N-DIGI | Data Center Expert 500 Node License | https://www.se.com/us/en/product/SFTWIF500N-DIGI |  |  | DATA CENTER EXPERT | Data Center Infrastructure Management (DCIM) Software | EcoStruxureâ„¢ IT Data Center Expert |  |  |  |  | 731304785668 | 5400.00 | 7575.00 | 9715.00
| SWDCE1YR100N-DIGI | EcoStruxure IT Data Center Expert 1 Year Digital Subscription​ bundle 100 nodes | https://www.se.com/us/en/product/SWDCE1YR100N-DIGI |  |  | DATA CENTER EXPERT | Data Center Infrastructure Management (DCIM) Software | EcoStruxureâ„¢ IT Data Center Expert |  |  |  |  | 731304787952 | 4000.00 | 5600.00 | 7200.00
| SWDCE1YR500N-DIGI | EcoStruxure IT Data Center Expert 1 Year Digital Subscription​ bundle 500 nodes | https://www.se.com/us/en/product/SWDCE1YR500N-DIGI |  |  | DATA CENTER EXPERT | Data Center Infrastructure Management (DCIM) Software | EcoStruxureâ„¢ IT Data Center Expert |  |  |  |  | 731304787983 | 15000.00 | 21000.00 | 27000.00
| SWDCE1YR-DIGI | EcoStruxure IT Data Center Expert 1 Year Digital Subscription | https://www.se.com/us/en/product/SWDCE1YR-DIGI |  |  | DATA CENTER EXPERT | Data Center Infrastructure Management (DCIM) Software | EcoStruxureâ„¢ IT Data Center Expert |  |  |  |  | 731304779018 | 47.00 | 69.99 | 85.00
| SWDCE3YR100N-DIGI | EcoStruxure IT Data Center Expert 3 Year Digital Subscription​ bundle 100 nodes | https://www.se.com/us/en/product/SWDCE3YR100N-DIGI |  |  | DATA CENTER EXPERT | Data Center Infrastructure Management (DCIM) Software | EcoStruxureâ„¢ IT Data Center Expert |  |  |  |  | 731304787969 | 11400.00 | 16000.00 | 20520.00
| SWDCE3YR500N-DIGI | EcoStruxure IT Data Center Expert 3 Year Digital Subscription​ bundle 500 nodes | https://www.se.com/us/en/product/SWDCE3YR500N-DIGI |  |  | DATA CENTER EXPERT | Data Center Infrastructure Management (DCIM) Software | EcoStruxureâ„¢ IT Data Center Expert |  |  |  |  | 731304787990 | 42750.00 | 59900.00 | 76950.00
| SWDCE3YR-DIGI | EcoStruxure IT Data Center Expert 3 Year Digital Subscription | https://www.se.com/us/en/product/SWDCE3YR-DIGI |  |  | DATA CENTER EXPERT | Data Center Infrastructure Management (DCIM) Software | EcoStruxureâ„¢ IT Data Center Expert |  |  |  |  | 731304779025 | 134.00 | 189.99 | 242.00
| SWDCE5NIF-DIGI | Data Center Expert Perpetual License for 5 Nodes | https://www.se.com/us/en/product/SWDCE5NIF-DIGI |  |  | DATA CENTER EXPERT | Data Center Infrastructure Management (DCIM) Software | EcoStruxureâ„¢ IT Data Center Expert |  |  |  |  | 731304785736 | 319.00 | 449.00 | 575.00
| SWDCE5NSV-DIGI | Data Center Expert 5 Node Perpetual NetBotz Surveillance License | https://www.se.com/us/en/product/SWDCE5NSV-DIGI |  |  | DATA CENTER EXPERT | Data Center Infrastructure Management (DCIM) Software | EcoStruxureâ„¢ IT Data Center Expert |  |  |  |  | 731304785705 | 866.00 | 1225.00 | 1560.00
| SWDCE5YR100N-DIGI | EcoStruxure IT Data Center Expert 5 Year Digital Subscription​ bundle 100 nodes | https://www.se.com/us/en/product/SWDCE5YR100N-DIGI |  |  | DATA CENTER EXPERT | Data Center Infrastructure Management (DCIM) Software | EcoStruxureâ„¢ IT Data Center Expert |  |  |  |  | 731304787976 | 18000.00 | 25200.00 | 32400.00
| SWDCE5YR500N-DIGI | EcoStruxure IT Data Center Expert 5 Year Digital Subscription​ bundle 500 nodes | https://www.se.com/us/en/product/SWDCE5YR500N-DIGI |  |  | DATA CENTER EXPERT | Data Center Infrastructure Management (DCIM) Software | EcoStruxureâ„¢ IT Data Center Expert |  |  |  |  | 731304788003 | 67500.00 | 94500.00 | 121500.00
| SWDCE5YR-DIGI | EcoStruxure IT Data Center Expert 5 Year Digital Subscription | https://www.se.com/us/en/product/SWDCE5YR-DIGI |  |  | DATA CENTER EXPERT | Data Center Infrastructure Management (DCIM) Software | EcoStruxureâ„¢ IT Data Center Expert |  |  |  |  | 731304779032 | 212.00 | 299.99 | 382.00
| SWDCE10NIF-DIGI | Data Center Expert Perpetual License for 10 Nodes | https://www.se.com/us/en/product/SWDCE10NIF-DIGI |  |  | DATA CENTER EXPERT | Data Center Infrastructure Management (DCIM) Software | EcoStruxureâ„¢ IT Data Center Expert |  |  |  |  | 731304785729 | 649.00 | 909.00 | 1170.00
| SWDCE10NSV-DIGI | Data Center Expert 10 Node Perpetual NetBotz Surveillance License | https://www.se.com/us/en/product/SWDCE10NSV-DIGI |  |  | DATA CENTER EXPERT | Data Center Infrastructure Management (DCIM) Software | EcoStruxureâ„¢ IT Data Center Expert |  |  |  |  | 731304785682 | 1480.00 | 2075.00 | 2665.00
| SWDCE25NIF-DIGI | Data Center Expert Perpetual License for 25 Nodes | https://www.se.com/us/en/product/SWDCE25NIF-DIGI |  |  | DATA CENTER EXPERT | Data Center Infrastructure Management (DCIM) Software | EcoStruxureâ„¢ IT Data Center Expert | [5 empty] | 1275.00 | 1800.00 | 2290.00
| SWDCE25NSV-DIGI | Data Center Expert 25 Node Perpetual NetBotz Surveillance License | https://www.se.com/us/en/product/SWDCE25NSV-DIGI |  |  | DATA CENTER EXPERT | Data Center Infrastructure Management (DCIM) Software | EcoStruxureâ„¢ IT Data Center Expert | [5 empty] | 3375.00 | 4725.00 | 6075.00
| SWDCE100NIF-DIGI | Data Center Expert Perpetual License for 100 Nodes | https://www.se.com/us/en/product/SWDCE100NIF-DIGI |  |  | DATA CENTER EXPERT | Data Center Infrastructure Management (DCIM) Software | EcoStruxureâ„¢ IT Data Center Expert | [5 empty] | 4245.00 | 5950.00 | 7635.00
| SWDCE500NIF-DIGI | Data Center Expert Perpetual License for 500 Nodes | https://www.se.com/us/en/product/SWDCE500NIF-DIGI |  |  | DATA CENTER EXPERT | Data Center Infrastructure Management (DCIM) Software | EcoStruxureâ„¢ IT Data Center Expert |  |  |  |  | 731304785699 | 17485.00 | 24500.00 | 31475.00
| SWDCE1000NIF-DIGI | Data Center Expert Perpetual License for 1000 Nodes | https://www.se.com/us/en/product/SWDCE1000NIF-DIGI |  |  | DATA CENTER EXPERT | Data Center Infrastructure Management (DCIM) Software | EcoStruxureâ„¢ IT Data Center Expert |  |  |  |  | 731304785675 | 32080.00 | 45000.00 | 57740.00
| SWDCEMODBUS-DIGI | Data Center Expert Perpetual Modbus License | https://www.se.com/us/en/product/SWDCEMODBUS-DIGI |  |  | DATA CENTER EXPERT | Data Center Infrastructure Management (DCIM) Software | EcoStruxureâ„¢ IT Data Center Expert |  |  |  |  | 731304785712 | 3930.00 | 5500.00 | 7070.00
| SWDCEVMACT-DIGI | Data Center Expert Perpetual Virtual Machine Activation License | https://www.se.com/us/en/product/SWDCEVMACT-DIGI |  |  | DATA CENTER EXPERT | Data Center Infrastructure Management (DCIM) Software | EcoStruxureâ„¢ IT Data Center Expert | [5 empty] | 2000.00 | 2800.00 | 3600.00
| SWITE1YR100N-DIGI | EcoStruxure IT Expert 1 Year Digital Subscription​ bundle 100 nodes | https://www.se.com/us/en/product/SWITE1YR100N-DIGI |  |  | IT EXPERT | Data Center Infrastructure Management (DCIM) Software | EcoStruxureâ„¢ IT Expert |  |  |  |  | 731304787846 | 4200.00 | 5650.00 | 7200.00
| SWITE1YR500N-DIGI | EcoStruxure IT Expert 1 Year Digital Subscription​ bundle 500 nodes | https://www.se.com/us/en/product/SWITE1YR500N-DIGI |  |  | IT EXPERT | Data Center Infrastructure Management (DCIM) Software | EcoStruxureâ„¢ IT Expert |  |  |  |  | 731304787877 | 15750.00 | 21200.00 | 27000.00
| SWITE1YR-DIGI | EcoStruxure IT Expert 1 Year Digital Subscription | https://www.se.com/us/en/product/SWITE1YR-DIGI |  |  | IT EXPERT | Data Center Infrastructure Management (DCIM) Software | EcoStruxureâ„¢ IT Expert |  |  |  |  | 731304778981 | 50.00 | 69.99 | 85.00
| SWITE3YR100N-DIGI | EcoStruxure IT Expert 3 Year Digital Subscription​ bundle 100 nodes | https://www.se.com/us/en/product/SWITE3YR100N-DIGI |  |  | IT EXPERT | Data Center Infrastructure Management (DCIM) Software | EcoStruxureâ„¢ IT Expert |  |  |  |  | 731304787853 | 11970.00 | 16100.00 | 20520.00
| SWITE3YR500N-DIGI | EcoStruxure IT Expert 3 Year Digital Subscription​ bundle 500 nodes | https://www.se.com/us/en/product/SWITE3YR500N-DIGI |  |  | IT EXPERT | Data Center Infrastructure Management (DCIM) Software | EcoStruxureâ„¢ IT Expert |  |  |  |  | 731304787884 | 44890.00 | 60300.00 | 76950.00
| SWITE3YR-DIGI | EcoStruxure IT Expert 3 Year Digital Subscription | https://www.se.com/us/en/product/SWITE3YR-DIGI |  |  | IT EXPERT | Data Center Infrastructure Management (DCIM) Software | EcoStruxureâ„¢ IT Expert |  |  |  |  | 731304778998 | 141.00 | 189.99 | 242.00
| SWITE5YR100N-DIGI | EcoStruxure IT Expert 5 Year Digital Subscription​ bundle 100 nodes | https://www.se.com/us/en/product/SWITE5YR100N-DIGI |  |  | IT EXPERT | Data Center Infrastructure Management (DCIM) Software | EcoStruxureâ„¢ IT Expert |  |  |  |  | 731304787860 | 18900.00 | 25400.00 | 32400.00
| SWITE5YR500N-DIGI | EcoStruxure IT Expert 5 Year Digital Subscription​, ​bundle 500 nodes | https://www.se.com/us/en/product/SWITE5YR500N-DIGI |  |  | IT EXPERT | Data Center Infrastructure Management (DCIM) Software | EcoStruxureâ„¢ IT Expert |  |  |  |  | 731304787891 | 70875.00 | 95200.00 | 121500.00
| SWITE5YR-DIGI | EcoStruxure IT Expert 5 Year Digital Subscription | https://www.se.com/us/en/product/SWITE5YR-DIGI |  |  | IT EXPERT | Data Center Infrastructure Management (DCIM) Software | EcoStruxureâ„¢ IT Expert |  |  |  |  | 731304779001 | 223.00 | 299.99 | 382.00
| SWNMC3PDU-1Y-DIGI | NMC3 for 1-Ph rPDU - 1 Year Secure NMC Subscription​ | https://www.se.com/us/en/product/SWNMC3PDU-1Y-DIGI |  |  | SECURE NMC SYSTEM | Data Center Infrastructure Management (DCIM) Software | Network Management Cards |  |  |  |  | 731304732044 | 23.25 | 34.99 | 40.00
| SWNMC3PDU-2Y-DIGI | NMC3 for 1-Ph rPDU - 2 Year Secure NMC Subscription​ | https://www.se.com/us/en/product/SWNMC3PDU-2Y-DIGI |  |  | SECURE NMC SYSTEM | Data Center Infrastructure Management (DCIM) Software | Network Management Cards |  |  |  |  | 731304755487 | 46.00 | 69.99 | 78.00
| SWNMC3PDU-3Y-DIGI | NMC3 for 1-Ph rPDU - 3 Year Secure NMC Subscription​​ | https://www.se.com/us/en/product/SWNMC3PDU-3Y-DIGI |  |  | SECURE NMC SYSTEM | Data Center Infrastructure Management (DCIM) Software | Network Management Cards |  |  |  |  | 731304732051 | 67.00 | 89.99 | 114.00
| SWNMC3PDU-4Y-DIGI | NMC3 for 1-Ph rPDU - 4 Year Secure NMC Subscription​ | https://www.se.com/us/en/product/SWNMC3PDU-4Y-DIGI |  |  | SECURE NMC SYSTEM | Data Center Infrastructure Management (DCIM) Software | Network Management Cards |  |  |  |  | 731304755494 | 86.00 | 119.99 | 146.00
| SWNMC3PDU-5Y-DIGI | NMC3 for 1-Ph rPDU - 5 Year Secure NMC Subscription​ | https://www.se.com/us/en/product/SWNMC3PDU-5Y-DIGI |  |  | SECURE NMC SYSTEM | Data Center Infrastructure Management (DCIM) Software | Network Management Cards |  |  |  |  | 731304732068 | 105.00 | 149.99 | 180.00
| SWNMC3PDU-6Y-DIGI | NMC3 for 1-Ph rPDU - 6 Year Secure NMC Subscription​ | https://www.se.com/us/en/product/SWNMC3PDU-6Y-DIGI |  |  | SECURE NMC SYSTEM | Data Center Infrastructure Management (DCIM) Software | Network Management Cards |  |  |  |  | 731304732075 | 126.00 | 169.99 | 216.00
| SWNMC3SU-1Y-DIGI | NMC3 for Smart-UPS & 1-Ph Symmetra - 1 Year Secure NMC Subscription​ | https://www.se.com/us/en/product/SWNMC3SU-1Y-DIGI |  |  | SECURE NMC SYSTEM | Data Center Infrastructure Management (DCIM) Software | Network Management Cards |  |  |  |  | 731304732082 | 45.00 | 59.99 | 76.00
| SWNMC3SU-3Y-DIGI | NMC3 for Smart-UPS & 1-Ph Symmetra - 3 Year Secure NMC Subscription​ | https://www.se.com/us/en/product/SWNMC3SU-3Y-DIGI |  |  | SECURE NMC SYSTEM | Data Center Infrastructure Management (DCIM) Software | Network Management Cards |  |  |  |  | 731304732099 | 126.00 | 169.99 | 216.00
| SWNMC3SU-5Y-DIGI | NMC3 for Smart-UPS & 1-Ph Symmetra - 5 Year Secure NMC Subscription​ | https://www.se.com/us/en/product/SWNMC3SU-5Y-DIGI |  |  | SECURE NMC SYSTEM | Data Center Infrastructure Management (DCIM) Software | Network Management Cards |  |  |  |  | 731304732105 | 199.00 | 269.99 | 341.00
| SWNMC3SU-6Y-DIGI | NMC3 for Smart-UPS & 1-Ph Symmetra - 6 Year Secure NMC Subscription​ | https://www.se.com/us/en/product/SWNMC3SU-6Y-DIGI |  |  | SECURE NMC SYSTEM | Data Center Infrastructure Management (DCIM) Software | Network Management Cards |  |  |  |  | 731304732112 | 239.00 | 319.99 | 409.00
| WDCE1YR5N-DIGI | Data Center Expert: 1 Year 5 Node Support | https://www.se.com/us/en/product/WDCE1YR5N-DIGI |  |  | SW SUPPORT: DCE | Data Center Infrastructure Management (DCIM) Software | EcoStruxureâ„¢ IT Data Center Expert |  |  |  |  | 731304785026 | 83.00 | 119.99 | 148.00
| WDCE1YR25N-DIGI | Data Center Expert: 1 Year 25 Node Support | https://www.se.com/us/en/product/WDCE1YR25N-DIGI |  |  | SW SUPPORT: DCE | Data Center Infrastructure Management (DCIM) Software | EcoStruxureâ„¢ IT Data Center Expert |  |  |  |  | 731304785002 | 270.00 | 379.99 | 486.00
| WDCE1YR100N-DIGI | Data Center Expert: 1 Year 100 Node Support | https://www.se.com/us/en/product/WDCE1YR100N-DIGI |  |  | SW SUPPORT: DCE | Data Center Infrastructure Management (DCIM) Software | EcoStruxureâ„¢ IT Data Center Expert |  |  |  |  | 731304784982 | 820.00 | 1150.00 | 1480.00
| WDCE1YR500N-DIGI | Data Center Expert: 1 Year 500 Node Support | https://www.se.com/us/en/product/WDCE1YR500N-DIGI |  |  | SW SUPPORT: DCE | Data Center Infrastructure Management (DCIM) Software | EcoStruxureâ„¢ IT Data Center Expert |  |  |  |  | 731304785019 | 3255.00 | 4575.00 | 5855.00
| WDCE1YR1000N-DIGI | Data Center Expert: 1 Year 1000 Node Support | https://www.se.com/us/en/product/WDCE1YR1000N-DIGI |  |  | SW SUPPORT: DCE | Data Center Infrastructure Management (DCIM) Software | EcoStruxureâ„¢ IT Data Center Expert |  |  |  |  | 731304784975 | 5695.00 | 7975.00 | 10250.00
| WDCE3YR25N-DIGI | Data Center Expert: 3 Year 25 Node Support | https://www.se.com/us/en/product/WDCE3YR25N-DIGI |  |  | SW SUPPORT: DCE | Data Center Infrastructure Management (DCIM) Software | EcoStruxureâ„¢ IT Data Center Expert |  |  |  |  | 731304785064 | 633.00 | 889.00 | 1140.00
| WDCE3YR100N-DIGI | Data Center Expert: 3 Year 100 Node Support | https://www.se.com/us/en/product/WDCE3YR100N-DIGI |  |  | SW SUPPORT: DCE | Data Center Infrastructure Management (DCIM) Software | EcoStruxureâ„¢ IT Data Center Expert |  |  |  |  | 731304785040 | 1805.00 | 2550.00 | 3250.00
| WDCE3YR500N-DIGI | Data Center Expert: 3 Year 500 Node Support | https://www.se.com/us/en/product/WDCE3YR500N-DIGI |  |  | SW SUPPORT: DCE | Data Center Infrastructure Management (DCIM) Software | EcoStruxureâ„¢ IT Data Center Expert |  |  |  |  | 731304785071 | 7590.00 | 10700.00 | 13665.00
| WDCE3YR1000N-DIGI | Data Center Expert: 3 Year 1000 Node Support | https://www.se.com/us/en/product/WDCE3YR1000N-DIGI |  |  | SW SUPPORT: DCE | Data Center Infrastructure Management (DCIM) Software | EcoStruxureâ„¢ IT Data Center Expert |  |  |  |  | 731304785033 | 13555.00 | 19000.00 | 24395.00
| WIF1YRENT-DIGI | Data Center Expert: Annual Infrastructure Enterprise License Support | https://www.se.com/us/en/product/WIF1YRENT-DIGI |  |  | SW SUPPORT: DCE | Data Center Infrastructure Management (DCIM) Software | EcoStruxureâ„¢ IT Data Center Expert | [5 empty] | Call for Quote | Call for Quote | Call for Quote
| WMS1YR5N | 1 Year 5 Node StruxureWare Data Center Expert Software Support Contract | https://www.se.com/us/en/product/WMS1YR5N |  |  | SW SUPPORT: DCE | Data Center Infrastructure Management (DCIM) Software | EcoStruxureâ„¢ IT Data Center Expert |  |  |  |  | 731304785118 | 83.00 | 119.99 | 148.00
| WMS1YR10N | 1 Year 10 Node StruxureWare Data Center Expert Software Support Contract | https://www.se.com/us/en/product/WMS1YR10N |  |  | SW SUPPORT: DCE | Data Center Infrastructure Management (DCIM) Software | EcoStruxureâ„¢ IT Data Center Expert |  |  |  |  | 731304784913 | 165.00 | 239.99 | 297.00
| WMS1YR25N | 1 Year 25 Node StruxureWare Data Center Expert Software Support Contract | https://www.se.com/us/en/product/WMS1YR25N |  |  | SW SUPPORT: DCE | Data Center Infrastructure Management (DCIM) Software | EcoStruxureâ„¢ IT Data Center Expert |  |  |  |  | 731304785095 | 270.00 | 379.99 | 486.00
| WMS1YR100N | 1 Year 100 Node StruxureWare Data Center Expert Software Support Contract | https://www.se.com/us/en/product/WMS1YR100N |  |  | SW SUPPORT: DCE | Data Center Infrastructure Management (DCIM) Software | EcoStruxureâ„¢ IT Data Center Expert | 0.01(kilos) 0.02(lbs) |  |  |  |  | 820.00 | 1150.00 | 1480.00
| WMS1YR500N | 1 Year 500 Node StruxureWare Data Center Expert Software Support Contract | https://www.se.com/us/en/product/WMS1YR500N |  |  | SW SUPPORT: DCE | Data Center Infrastructure Management (DCIM) Software | EcoStruxureâ„¢ IT Data Center Expert |  |  |  |  | 731304785101 | 3255.00 | 4575.00 | 5855.00
| WMS1YR1000N | 1 Year 1000 Node StruxureWare Data Center Expert Software Support Contract | https://www.se.com/us/en/product/WMS1YR1000N |  |  | SW SUPPORT: DCE | Data Center Infrastructure Management (DCIM) Software | EcoStruxureâ„¢ IT Data Center Expert |  |  |  |  | 731304785088 | 5695.00 | 7975.00 | 10250.00
| WMS1YRBASIC | Data Center Expert Basic 1 Year Software Support Contract | https://www.se.com/us/en/product/WMS1YRBASIC |  |  | SW SUPPORT: DCE | Data Center Infrastructure Management (DCIM) Software | EcoStruxureâ„¢ IT Data Center Expert | [5 empty] | 235.00 | 329.99 | 422.00
| WMS1YRBASIC-DIGI | Data Center Expert: 1 Year Basic Software Support | https://www.se.com/us/en/product/WMS1YRBASIC-DIGI |  |  | SW SUPPORT: DCE | Data Center Infrastructure Management (DCIM) Software | EcoStruxureâ„¢ IT Data Center Expert |  |  |  |  | 731304574200 | 213.00 | 299.99 | 384.00
| WMS1YRENT | 1 Year StruxureWare Data Center Expert Enterprise Software Support Contract | https://www.se.com/us/en/product/WMS1YRENT |  |  | SW SUPPORT: DCE | Data Center Infrastructure Management (DCIM) Software | EcoStruxureâ„¢ IT Data Center Expert |  |  |  |  | 731304785125 | 235.00 | 329.99 | 422.00
| WMS1YRENT-DIGI | Data Center Expert: 1 Year Enterprise Software Support | https://www.se.com/us/en/product/WMS1YRENT-DIGI |  |  | SW SUPPORT: DCE | Data Center Infrastructure Management (DCIM) Software | EcoStruxureâ„¢ IT Data Center Expert |  |  |  |  | 731304785132 | 213.00 | 299.99 | 384.00
| WMS1YRHWBASIC-DIGI | Data Center Expert: 1 Year Basic Hardware Support | https://www.se.com/us/en/product/WMS1YRHWBASIC-DIGI |  |  | SW SUPPORT: DCE | Data Center Infrastructure Management (DCIM) Software | EcoStruxureâ„¢ IT Data Center Expert |  |  |  |  | 731304574194 | 214.00 | 299.99 | 386.00
| WMS1YRHWENT-DIGI | Data Center Expert: 1 Year Enterprise Hardware Support | https://www.se.com/us/en/product/WMS1YRHWENT-DIGI |  |  | SW SUPPORT: DCE | Data Center Infrastructure Management (DCIM) Software | EcoStruxureâ„¢ IT Data Center Expert |  |  |  |  | 731304785170 | 642.00 | 899.00 | 1160.00
| WMS1YRHWSTD-DIGI | Data Center Expert: 1 Year Standard Hardware Support | https://www.se.com/us/en/product/WMS1YRHWSTD-DIGI |  |  | SW SUPPORT: DCE | Data Center Infrastructure Management (DCIM) Software | EcoStruxureâ„¢ IT Data Center Expert |  |  |  |  | 731304785187 | 356.00 | 499.00 | 641.00
| WMS1YRISXCU | 1 Year StruxureWare Data Center Expert Software Support Contract, Enterprise Licenses | https://www.se.com/us/en/product/WMS1YRISXCU |  |  | SW SUPPORT: DCE | Data Center Infrastructure Management (DCIM) Software | EcoStruxureâ„¢ IT Data Center Expert | [5 empty] | 0.10 | 0.25 | 0.10
| WMS1YROVM-DIGI | Data Center Expert: 1 Year Virtual Software Support | https://www.se.com/us/en/product/WMS1YROVM-DIGI |  |  | SW SUPPORT: DCE | Data Center Infrastructure Management (DCIM) Software | EcoStruxureâ„¢ IT Data Center Expert |  |  |  |  | 731304785194 | 214.00 | 299.99 | 385.00
| WMS1YRSTD | 1 Year StruxureWare Data Center Expert Standard Software Support Contract | https://www.se.com/us/en/product/WMS1YRSTD |  |  | SW SUPPORT: DCE | Data Center Infrastructure Management (DCIM) Software | EcoStruxureâ„¢ IT Data Center Expert |  |  |  |  | 731304785200 | 235.00 | 329.99 | 422.00
| WMS1YRSTD-DIGI | Data Center Expert: 1 Year Standard Software Support | https://www.se.com/us/en/product/WMS1YRSTD-DIGI |  |  | SW SUPPORT: DCE | Data Center Infrastructure Management (DCIM) Software | EcoStruxureâ„¢ IT Data Center Expert |  |  |  |  | 731304785217 | 213.00 | 299.99 | 384.00
| WMS1YRVM | 1 Year StruxureWare Data Center Expert Virtual Machine Software Support Contract | https://www.se.com/us/en/product/WMS1YRVM |  |  | SW SUPPORT: DCE | Data Center Infrastructure Management (DCIM) Software | EcoStruxureâ„¢ IT Data Center Expert |  |  |  |  | 731304785224 | 214.00 | 299.99 | 385.00
| WMS3YR5N | 3 Year 5 Node StruxureWare Data Center Expert Software Support Contract | https://www.se.com/us/en/product/WMS3YR5N |  |  | SW SUPPORT: DCE | Data Center Infrastructure Management (DCIM) Software | EcoStruxureâ„¢ IT Data Center Expert |  |  |  |  | 731304785279 | 197.00 | 279.99 | 353.00
| WMS3YR10N | 3 Year 10 Node StruxureWare Data Center Expert Software Support Contract | https://www.se.com/us/en/product/WMS3YR10N |  |  | SW SUPPORT: DCE | Data Center Infrastructure Management (DCIM) Software | EcoStruxureâ„¢ IT Data Center Expert |  |  |  |  | 731304784920 | 391.00 | 549.00 | 703.00
| WMS3YR25N | 3 Year 25 Node StruxureWare Data Center Expert Software Support Contract | https://www.se.com/us/en/product/WMS3YR25N |  |  | SW SUPPORT: DCE | Data Center Infrastructure Management (DCIM) Software | EcoStruxureâ„¢ IT Data Center Expert |  |  |  |  | 731304785255 | 633.00 | 889.00 | 1140.00
| WMS3YR100N | 3 Year 100 Node StruxureWare Data Center Expert Software Support Contract | https://www.se.com/us/en/product/WMS3YR100N |  |  | SW SUPPORT: DCE | Data Center Infrastructure Management (DCIM) Software | EcoStruxureâ„¢ IT Data Center Expert |  |  |  |  | 731304785248 | 1805.00 | 2550.00 | 3250.00
| WMS3YR500N | 3 Year 500 Node StruxureWare Data Center Expert Software Support Contract | https://www.se.com/us/en/product/WMS3YR500N |  |  | SW SUPPORT: DCE | Data Center Infrastructure Management (DCIM) Software | EcoStruxureâ„¢ IT Data Center Expert |  |  |  |  | 731304785262 | 7590.00 | 10700.00 | 13665.00
| WMS3YR1000N | 3 Year 1000 Node StruxureWare Data Center Expert Software Support Contract | https://www.se.com/us/en/product/WMS3YR1000N |  |  | SW SUPPORT: DCE | Data Center Infrastructure Management (DCIM) Software | EcoStruxureâ„¢ IT Data Center Expert |  |  |  |  | 731304785231 | 13555.00 | 19000.00 | 24395.00
| WMS3YRBASIC | 3 Year StruxureWare Data Center Expert Basic Software Support Contract | https://www.se.com/us/en/product/WMS3YRBASIC |  |  | SW SUPPORT: DCE | Data Center Infrastructure Management (DCIM) Software | EcoStruxureâ„¢ IT Data Center Expert |  |  |  |  | 731304785286 | 549.00 | 769.00 | 989.00
| WMS3YRBASIC-DIGI | Data Center Expert: 3 Year Basic Software Support | https://www.se.com/us/en/product/WMS3YRBASIC-DIGI |  |  | SW SUPPORT: DCE | Data Center Infrastructure Management (DCIM) Software | EcoStruxureâ„¢ IT Data Center Expert |  |  |  |  | 731304785293 | 499.00 | 699.00 | 899.00
| WMS3YROVM-DIGI | Data Center Expert: 3 Year Virtual Software Support | https://www.se.com/us/en/product/WMS3YROVM-DIGI |  |  | SW SUPPORT: DCE | Data Center Infrastructure Management (DCIM) Software | EcoStruxureâ„¢ IT Data Center Expert |  |  |  |  | 731304785309 | 500.00 | 709.00 | 899.00
| WMS3YRSTD | 3 Year StruxureWare Data Center Expert Standard Software Support Contract | https://www.se.com/us/en/product/WMS3YRSTD |  |  | SW SUPPORT: DCE | Data Center Infrastructure Management (DCIM) Software | EcoStruxureâ„¢ IT Data Center Expert |  |  |  |  | 731304785316 | 549.00 | 769.00 | 989.00
| WMS3YRSTD-DIGI | Data Center Expert: 3 Year Enterprise Software Support | https://www.se.com/us/en/product/WMS3YRSTD-DIGI |  |  | SW SUPPORT: DCE | Data Center Infrastructure Management (DCIM) Software | EcoStruxureâ„¢ IT Data Center Expert |  |  |  |  | 731304785323 | 499.00 | 699.00 | 899.00
| WMS3YRVM | 3 Year StruxureWare Data Center Expert Virtual Machine Software Support Contract | https://www.se.com/us/en/product/WMS3YRVM |  |  | SW SUPPORT: DCE | Data Center Infrastructure Management (DCIM) Software | EcoStruxureâ„¢ IT Data Center Expert |  |  |  |  | 731304785330 | 500.00 | 709.00 | 899.00
| WNSCESSUCORE | IT Expert remote onboarding service, dedicated 8 hours of expert deployment guidance | https://www.se.com/us/en/product/WNSCESSUCORE |  |  | ADV CUSTOM SOLUTIONS | Data Center Infrastructure Management (DCIM) Software | EcoStruxureâ„¢ IT Expert |  |  |  |  | 731304785378 | 1965.00 | 2625.00 | 3370.00
| WNSCESSUE5 | ITE Customer Success 5-Hour Extension, additional 5 flex-time hours of Customer Success | https://www.se.com/us/en/product/WNSCESSUE5 |  |  | ADV CUSTOM SOLUTIONS | Data Center Infrastructure Management (DCIM) Software | EcoStruxureâ„¢ IT Expert |  |  |  |  | 731304785385 | 982.00 | 1325.00 | 1685.00
Network and Server >> Uninterruptible Power Supply (UPS) | AP9625 | APC 2-Post Mounting Kit for Smart-UPS and Symmetra | https://www.se.com/us/en/product/AP9625 |  |  | SMART-UPS OVER 1.5 KVA | Uninterruptible Power Supply (UPS) | APC Smart-UPS Accessories | 3.00(kilos) 6.62(lbs) | 4.72x8.27x11.02(in) 12.00x21.00x28.00(cent) |  |  | 731304219606 | 241.00 | 299.99 | 412.00
| APCRBC173-LI | APC Lithium Ion Replacement Battery Cartridge #173 LI | https://www.se.com/us/en/product/APCRBC173-LI |  |  | REPLACEMENT BATTERIES | Uninterruptible Power Supply (UPS) | APC Smart-UPS Battery Systems | 5.90(kilos) 13.00(lbs) | 12.00x22.00x3.00(in) 30.48x55.88x7.62(cent) |  |  | 731304420491 | 1395.00 | 1600.00 | 2390.00
| CSH2 | APC Smart-UPS Charge Mobile Battery for Microsoft Surface Hub 2S | https://www.se.com/us/en/product/CSH2 | 100 ,230 |  | OEM & SPECIAL PRODUCTS | Uninterruptible Power Supply (UPS) | APC Smart-UPS Battery Systems | 12.46(kilos) 27.47(lbs) | 6.65x4.33x1.38(in) 16.90x11.00x3.50(cent) |  |  | 731304402763 | 2065.00 | 2675.00 | 3535.00
| EPW9 | World Wide Emergency Power Off Nine Circuit System | https://www.se.com/us/en/product/EPW9 |  |  | 3PH POWER DISTRIBUTION | Uninterruptible Power Supply (UPS) | APC Symmetra Accessories | 3.14(kilos) 6.92(lbs) | 12.01x12.01x5.00(in) 30.50x30.50x12.70(cent) |  |  | 731304213239 | 800.00 | 1175.00 | 1440.00
| RBC67 | IBM UPS 6000 VA Replacement Battery Cartridge XiV Long Life 98Y8096 | https://www.se.com/us/en/product/RBC67 |  |  | OEM & SPECIAL PRODUCTS | Uninterruptible Power Supply (UPS) | APC Smart-UPS Battery Systems | 37.27(kilos) 82.18(lbs) | 8.90x16.10x30.75(in) 22.60x40.90x78.10(cent) |  |  | 731304279839 | 780.00 | 1025.00 | 1340.00
| SC450RMI1U | APC Smart-UPS SC 450VA 230V - 1U Rackmount/Tower | https://www.se.com/us/en/product/SC450RMI1U | 230 AC 1 PH | 230 AC 1 PH | SMART-UPS UNDER 1.5 KV | Uninterruptible Power Supply (UPS) | APC Smart-UPS | 11.73(kilos) 25.86(lbs) | 6.46x23.19x18.74(in) 16.40x58.90x47.60(cent) | 32 |  | 731304222712 | 347.00 | 439.00 | 595.00
| SC500RM1U | APC Smart-UPS SC 500VA 120V - 1U Rackmount | https://www.se.com/us/en/product/SC500RM1U | 120 AC 1 PH | 120 AC 1 PH | SMART-UPS UNDER 1.5 KV | Uninterruptible Power Supply (UPS) | APC Smart-UPS | 8.70(kilos) 19.18(lbs) | 5.51x13.11x19.69(in) 14.00x33.30x50.00(cent) |  |  | 731304452447 | 357.00 | 449.00 | 611.00
| SC620I | APC Smart-UPS SC 620VA 230V | https://www.se.com/us/en/product/SC620I | 230 AC | 230 AC 1 PH | SMART-UPS UNDER 1.5 KV | Uninterruptible Power Supply (UPS) | APC Smart-UPS | 13.18(kilos) 29.06(lbs) | 12.52x10.31x20.00(in) 31.80x26.20x50.80(cent) |  |  | 731304222637 | 317.00 | 399.99 | 543.00
| SCL500RM1U | APC Smart-UPS Lithium-Ion, Short Depth 500VA, 120V | https://www.se.com/us/en/product/SCL500RM1U | 120 AC 1 PH | 120 AC 1 PH | SMART-UPS UNDER 1.5 KV | Uninterruptible Power Supply (UPS) | APC Smart-UPS | 6.00(kilos) 13.23(lbs) | 6.61x23.23x13.27(in) 16.80x59.00x33.70(cent) |  |  | 731304433040 | 446.00 | 559.00 | 764.00
| SCL500RM1UC | APC Smart-UPS C Lithium Ion, Short Depth 500VA, 120V with SmartConnect | https://www.se.com/us/en/product/SCL500RM1UC | 120 AC 1 PH | 120 AC 1 PH | SMART-UPS UNDER 1.5 KV | Uninterruptible Power Supply (UPS) | APC Smart-UPS | 6.00(kilos) 13.23(lbs) | 6.61x23.23x13.27(in) 16.80x59.00x33.70(cent) |  |  | 731304344551 | 446.00 | 559.00 | 764.00
| SCL500RM1UCUS | APC Smart-UPS Lithium Ion 500VA Short Depth RM 120V SmartConnect TAA-Compliant | https://www.se.com/us/en/product/SCL500RM1UCUS | 120 AC 1 PH | 120 AC 1 PH | SMART-UPS UNDER 1.5 KV | Uninterruptible Power Supply (UPS) | APC Smart-UPS | 6.00(kilos) 13.23(lbs) | 6.61x23.23x13.27(in) 16.80x59.00x33.70(cent) |  |  | 731304740711 | 468.00 | 579.00 | 802.00
| SCL500RM1UNC | APC Smart-UPS C Lithium Ion, Short Depth 500VA, 120V with Network Management Card | https://www.se.com/us/en/product/SCL500RM1UNC | 120 AC 1 PH | 120 AC 1 PH | SMART-UPS UNDER 1.5 KV | Uninterruptible Power Supply (UPS) | APC Smart-UPS | 6.49(kilos) 14.31(lbs) | 6.61x23.23x13.27(in) 16.80x59.00x33.70(cent) |  |  | 731304344568 | 980.00 | 1225.00 | 1680.00
| SCL500RMI1UC | APC Smart-UPS C Lithium Ion, Short Depth 500VA, 230V with SmartConnect | https://www.se.com/us/en/product/SCL500RMI1UC | 230 AC 1 PH | 230 AC 1 PH | SMART-UPS UNDER 1.5 KV | Uninterruptible Power Supply (UPS) | APC Smart-UPS | 6.00(kilos) 13.23(lbs) | 6.61x23.23x13.27(in) 16.80x59.00x33.70(cent) |  |  | 731304402558 | 562.00 | 699.00 | 963.00
| SMC1000-2UC | APC Smart-UPS C 1000VA LCD RM 2U 120V with SmartConnect | https://www.se.com/us/en/product/SMC1000-2UC | 120 AC | 120 AC 1 PH | SMART-UPS UNDER 1.5 KV | Uninterruptible Power Supply (UPS) | APC Smart-UPS | 20.71(kilos) 45.67(lbs) | 9.25x21.06x22.44(in) 23.50x53.50x57.00(cent) |  |  | 731304322733 | 627.00 | 779.00 | 1075.00
| SMC1000C | APC Smart-UPS C 1000VA LCD 120V with SmartConnect | https://www.se.com/us/en/product/SMC1000C | 120 AC | 120 AC 1 PH | SMART-UPS UNDER 1.5 KV | Uninterruptible Power Supply (UPS) | APC Smart-UPS | 19.57(kilos) 43.15(lbs) | 12.99x12.99x23.23(in) 33.00x33.00x59.00(cent) |  |  | 731304322740 | 425.00 | 529.00 | 729.00
| SMC1500-2UC | APC Smart-UPS C 1500VA LCD RM 2U 120V with SmartConnect | https://www.se.com/us/en/product/SMC1500-2UC | 120 AC | 120 AC 1 PH | SMART-UPS UNDER 1.5 KV | Uninterruptible Power Supply (UPS) | APC Smart-UPS | 29.01(kilos) 63.97(lbs) | 9.25x23.23x24.02(in) 23.50x59.00x61.00(cent) |  |  | 731304322757 | 790.00 | 979.00 | 1355.00
| SMC1500C | APC Smart-UPS C 1500VA LCD 120V with SmartConnect | https://www.se.com/us/en/product/SMC1500C | 120 AC | 120 AC 1 PH | SMART-UPS UNDER 1.5 KV | Uninterruptible Power Supply (UPS) | APC Smart-UPS | 22.64(kilos) 49.92(lbs) | 12.99x12.99x23.23(in) 33.00x33.00x59.00(cent) |  |  | 731304322764 | 556.00 | 689.00 | 953.00
| SMT500J | APC Smart-UPS 500VA LCD 100V | https://www.se.com/us/en/product/SMT500J | 100 AC 1 PH | 100 AC 1 PH | SMART-UPS UNDER 1.5 KV | Uninterruptible Power Supply (UPS) | APC Smart-UPS | 14.23(kilos) 31.38(lbs) | 11.85x10.94x19.65(in) 30.10x27.80x49.90(cent) |  |  | 731304290902 | 669.00 | 829.00 | 1150.00
| SMT750C | APC Smart-UPS 750VA LCD 120V with SmartConnect | https://www.se.com/us/en/product/SMT750C | 120 AC 1 PH | 120 AC 1 PH | SMART-UPS UNDER 1.5 KV | Uninterruptible Power Supply (UPS) | APC Smart-UPS | 14.02(kilos) 30.91(lbs) | 11.85x10.94x19.65(in) 30.10x27.80x49.90(cent) |  |  | 731304325451 | 434.00 | 539.00 | 743.00
| SMT750CUS | APC Smart-UPS 750VA LCD 120V with SmartConnect TAA-Compliant | https://www.se.com/us/en/product/SMT750CUS | 120 AC 1 PH | 120 AC 1 PH | SMART-UPS UNDER 1.5 KV | Uninterruptible Power Supply (UPS) | APC Smart-UPS | 14.02(kilos) 30.91(lbs) | 11.85x10.94x19.65(in) 30.10x27.80x49.90(cent) |  |  | 731304424406 | 542.00 | 679.00 | 929.00
| SMT750I | APC Smart-UPS 750VA LCD 230V | https://www.se.com/us/en/product/SMT750I | 230 AC 1 PH | 230 AC 1 PH | SMART-UPS UNDER 1.5 KV | Uninterruptible Power Supply (UPS) | APC Smart-UPS | 14.23(kilos) 31.38(lbs) | 10.94x19.65x11.85(in) 27.80x49.90x30.10(cent) | 32 |  | 731304269069 | 522.00 | 649.00 | 894.00
| SMT750J | APC Smart-UPS 750VA LCD 100V | https://www.se.com/us/en/product/SMT750J | 100 AC 1 PH | 100 AC 1 PH | SMART-UPS UNDER 1.5 KV | Uninterruptible Power Supply (UPS) | APC Smart-UPS | 14.80(kilos) 32.63(lbs) | 11.85x10.94x19.65(in) 30.10x27.80x49.90(cent) |  |  | 731304290919 | 820.00 | 1025.00 | 1410.00
| SMT750RM1U | APC Smart-UPS 750VA LCD 120V 1U Rackmount | https://www.se.com/us/en/product/SMT750RM1U | 120 AC 1 PH | 120 AC 1 PH | SMART-UPS UNDER 1.5 KV | Uninterruptible Power Supply (UPS) | APC Smart-UPS | 15.80(kilos) 34.84(lbs) | 1.73x19.76x17.32(in) 4.40x50.20x44.00(cent) |  |  | 731304452461 | 684.00 | 849.00 | 1175.00
| SMT750RM2UC | APC Smart-UPS 750VA LCD RM 2U 120V with SmartConnect | https://www.se.com/us/en/product/SMT750RM2UC | 120 AC 1 PH | 120 AC 1 PH | SMART-UPS UNDER 1.5 KV | Uninterruptible Power Supply (UPS) | APC Smart-UPS | 22.65(kilos) 49.94(lbs) | 9.25x21.06x22.44(in) 23.50x53.50x57.00(cent) |  |  | 731304325468 | 574.00 | 719.00 | 983.00
| SMT750RM2UCNC | APC Smart-UPS 750VA LCD RM 2U 120V with SmartConnect Port and Network Card | https://www.se.com/us/en/product/SMT750RM2UCNC | 120 AC 1 PH | 120 AC 1 PH | SMART-UPS UNDER 1.5 KV | Uninterruptible Power Supply (UPS) | APC Smart-UPS | 22.75(kilos) 50.16(lbs) | 9.25x21.06x22.44(in) 23.50x53.50x57.00(cent) |  |  | 731304450788 | 1030.00 | 1300.00 | 1770.00
| SMT750RMI2UNC | APC Smart-UPS 750VA LCD RM 2U 230V with Network Card | https://www.se.com/us/en/product/SMT750RMI2UNC | 230 AC 1 PH | 230 AC 1 PH | SMART-UPS UNDER 1.5 KV | Uninterruptible Power Supply (UPS) | APC Smart-UPS | 21.18(kilos) 46.70(lbs) | 9.49x21.50x22.99(in) 24.10x54.60x58.40(cent) |  |  | 731304327721 | 1345.00 | 1675.00 | 2305.00
| SMT750X93 | APC Smart-UPS 750VA 120V Shipboard | https://www.se.com/us/en/product/SMT750X93 | 120 AC 1 PH | 120 AC 1 PH | OEM & SPECIAL PRODUCTS | Uninterruptible Power Supply (UPS) | APC Smart-UPS | 14.02(kilos) 30.91(lbs) | 11.85x10.94x19.65(in) 30.10x27.80x49.90(cent) |  |  | 731304433637 | 953.00 | 1250.00 | 1635.00
| SMT1000C | APC Smart-UPS 1000VA LCD 120V with SmartConnect | https://www.se.com/us/en/product/SMT1000C | 120 AC 1 PH | 120 AC 1 PH | SMART-UPS UNDER 1.5 KV | Uninterruptible Power Supply (UPS) | APC Smart-UPS | 22.64(kilos) 49.92(lbs) | 12.99x12.99x23.23(in) 33.00x33.00x59.00(cent) |  |  | 731304322771 | 517.00 | 649.00 | 886.00
| SMT1000CUS | APC Smart-UPS 1000VA LCD 120V with SmartConnect TAA-Compliant | https://www.se.com/us/en/product/SMT1000CUS | 120 AC 1 PH | 120 AC 1 PH | SMART-UPS UNDER 1.5 KV | Uninterruptible Power Supply (UPS) | APC Smart-UPS | 22.64(kilos) 49.92(lbs) | 12.99x12.99x23.23(in) 33.00x33.00x59.00(cent) |  |  | 731304424437 | 743.00 | 929.00 | 1275.00
| SMT1000J | APC Smart-UPS 1000VA LCD 100V | https://www.se.com/us/en/product/SMT1000J | 100 AC 1 PH | 100 AC 1 PH | SMART-UPS UNDER 1.5 KV | Uninterruptible Power Supply (UPS) | APC Smart-UPS | 23.00(kilos) 50.72(lbs) | 14.80x12.91x23.43(in) 37.60x32.80x59.50(cent) |  |  | 731304290872 | 836.00 | 1050.00 | 1435.00
| SMT1000RM1U | APC Smart-UPS 1000VA LCD 120V 1U Rackmount | https://www.se.com/us/en/product/SMT1000RM1U | 120 AC 1 PH | 120 AC 1 PH | SMART-UPS UNDER 1.5 KV | Uninterruptible Power Supply (UPS) | APC Smart-UPS | 15.80(kilos) 34.84(lbs) | 1.73x19.76x17.32(in) 4.40x50.20x44.00(cent) |  |  | 731304452485 | 769.00 | 959.00 | 1320.00
| SMT1000RM2UC | APC Smart-UPS 1000VA LCD RM 2U 120V with SmartConnect | https://www.se.com/us/en/product/SMT1000RM2UC | 120 AC 1 PH | 120 AC 1 PH | SMART-UPS UNDER 1.5 KV | Uninterruptible Power Supply (UPS) | APC Smart-UPS | 30.92(kilos) 68.18(lbs) | 9.25x23.23x24.02(in) 23.50x59.00x61.00(cent) |  |  | 731304322788 | 653.00 | 809.00 | 1120.00
| SMT1000RMI2U | APC Smart-UPS 1000VA LCD RM 2U 230V | https://www.se.com/us/en/product/SMT1000RMI2U | 230 AC 1 PH | 230 AC 1 PH | SMART-UPS UNDER 1.5 KV | Uninterruptible Power Supply (UPS) | APC Smart-UPS | 30.40(kilos) 67.03(lbs) | 9.84x23.62x23.62(in) 25.00x60.00x60.00(cent) | 16 |  | 731304284741 | 881.00 | 1100.00 | 1510.00
| SMT1500C | APC Smart-UPS 1500VA LCD 120V with SmartConnect | https://www.se.com/us/en/product/SMT1500C | 120 AC 1 PH | 120 AC 1 PH | SMART-UPS UNDER 1.5 KV | Uninterruptible Power Supply (UPS) | APC Smart-UPS | 27.18(kilos) 59.93(lbs) | 12.99x12.99x23.23(in) 33.00x33.00x59.00(cent) |  |  | 731304322795 | 636.00 | 789.00 | 1095.00
| SMT1500CNC | APC Smart-UPS 1500VA LCD 120V with SmartConnect Port and Network Card | https://www.se.com/us/en/product/SMT1500CNC | 120 AC 1 PH | 120 AC 1 PH | SMART-UPS UNDER 1.5 KV | Uninterruptible Power Supply (UPS) | APC Smart-UPS | 27.28(kilos) 60.15(lbs) | 12.99x12.99x23.23(in) 33.00x33.00x59.00(cent) |  |  | 731304450801 | 1155.00 | 1425.00 | 1975.00
| SMT1500CUS | APC Smart-UPS 1500VA LCD 120V with SmartConnect TAA-Compliant | https://www.se.com/us/en/product/SMT1500CUS | 120 AC 1 PH | 120 AC 1 PH | SMART-UPS UNDER 1.5 KV | Uninterruptible Power Supply (UPS) | APC Smart-UPS | 27.18(kilos) 59.93(lbs) | 12.99x12.99x23.23(in) 33.00x33.00x59.00(cent) |  |  | 731304424413 | 994.00 | 1250.00 | 1705.00
| SMT1500I | APC Smart-UPS 1500VA LCD 230V | https://www.se.com/us/en/product/SMT1500I | 230 AC 1 PH | 230 AC 1 PH | SMART-UPS UNDER 1.5 KV | Uninterruptible Power Supply (UPS) | APC Smart-UPS | 27.23(kilos) 60.04(lbs) | 12.91x23.43x14.80(in) 32.80x59.50x37.60(cent) | 9 |  | 731304268680 | 893.00 | 1125.00 | 1530.00
| SMT1500J | APC Smart-UPS 1500VA LCD 100V | https://www.se.com/us/en/product/SMT1500J | 100 AC 1 PH | 100 AC 1 PH | SMART-UPS UNDER 1.5 KV | Uninterruptible Power Supply (UPS) | APC Smart-UPS | 28.00(kilos) 61.74(lbs) | 14.80x12.91x23.43(in) 37.60x32.80x59.50(cent) |  |  | 731304290889 | 1085.00 | 1350.00 | 1855.00
| SMT1500RM1UC | APC Smart-UPS with SmartConnect 1500VA RM 1U 120V | https://www.se.com/us/en/product/SMT1500RM1UC | 120 AC 1 PH | 120 AC 1 PH | SMART-UPS UNDER 1.5 KV | Uninterruptible Power Supply (UPS) | APC Smart-UPS | 29.09(kilos) 64.14(lbs) | 7.87x22.64x31.26(in) 20.00x57.50x79.40(cent) |  |  | 731304426240 | 1165.00 | 1450.00 | 1990.00
| SMT1500RM2UC | APC Smart-UPS 1500VA LCD RM 2U 120V with SmartConnect | https://www.se.com/us/en/product/SMT1500RM2UC | 120 AC 1 PH | 120 AC 1 PH | SMART-UPS UNDER 1.5 KV | Uninterruptible Power Supply (UPS) | APC Smart-UPS | 32.12(kilos) 70.82(lbs) | 9.25x23.23x24.02(in) 23.50x59.00x61.00(cent) |  |  | 731304322801 | 876.00 | 1100.00 | 1505.00
| SMT1500RM2UCNC | APC Smart-UPS 1500VA LCD RM 2U 120V with SmartConnect Port and Network Card | https://www.se.com/us/en/product/SMT1500RM2UCNC | 120 AC 1 PH | 120 AC 1 PH | SMART-UPS UNDER 1.5 KV | Uninterruptible Power Supply (UPS) | APC Smart-UPS | 32.22(kilos) 71.05(lbs) | 9.25x23.23x24.02(in) 23.50x59.00x61.00(cent) |  |  | 731304450795 | 1395.00 | 1725.00 | 2385.00
| SMT1500RM2UCNCUS | APC Smart-UPS 1500VA LCD RM 2U 120V SmartConnect and Network Card TAA-Compliant | https://www.se.com/us/en/product/SMT1500RM2UCNCUS | 120 AC 1 PH | 120 AC 1 PH | SMART-UPS UNDER 1.5 KV | Uninterruptible Power Supply (UPS) | APC Smart-UPS | 32.22(kilos) 71.05(lbs) | 9.25x23.23x24.02(in) 23.50x59.00x61.00(cent) |  |  | 731304740490 | 1460.00 | 1825.00 | 2505.00
| SMT1500RM2UCUS | APC Smart-UPS 1500VA LCD RM 2U 120V with SmartConnect TAA-Compliant | https://www.se.com/us/en/product/SMT1500RM2UCUS | 120 AC 1 PH | 120 AC 1 PH | SMART-UPS UNDER 1.5 KV | Uninterruptible Power Supply (UPS) | APC Smart-UPS | 32.12(kilos) 70.82(lbs) | 9.25x23.23x24.02(in) 23.50x59.00x61.00(cent) |  |  | 731304424420 | 1245.00 | 1550.00 | 2130.00
| SMT1500RMI1U | APC Smart-UPS 1500VA LCD RM 1U 230V | https://www.se.com/us/en/product/SMT1500RMI1U | 230 AC 1 PH | 230 AC 1 PH | SMART-UPS UNDER 1.5 KV | Uninterruptible Power Supply (UPS) | APC Smart-UPS | 29.09(kilos) 64.14(lbs) | 7.87x31.26x22.64(in) 20.00x79.40x57.50(cent) | 5 |  | 731304299400 | 1365.00 | 1700.00 | 2340.00
| SMT1500RMI2U | APC Smart-UPS 1500VA LCD RM 2U 230V | https://www.se.com/us/en/product/SMT1500RMI2U | 230 AC 1 PH | 230 AC 1 PH | SMART-UPS UNDER 1.5 KV | Uninterruptible Power Supply (UPS) | APC Smart-UPS | 31.91(kilos) 70.36(lbs) | 9.88x23.74x23.39(in) 25.10x60.30x59.40(cent) | 8 |  | 731304284758 | 1185.00 | 1475.00 | 2030.00
| SMT1500RMI2UC | APC Smart-UPS 1500VA LCD RM 2U 230V with SmartConnect | https://www.se.com/us/en/product/SMT1500RMI2UC | 230 AC 1 PH | 230 AC 1 PH | SMART-UPS UNDER 1.5 KV | Uninterruptible Power Supply (UPS) | APC Smart-UPS | 38.24(kilos) 84.32(lbs) | 9.88x23.75x23.38(in) 25.10x60.33x59.39(cent) |  |  | 731304333005 | 974.00 | 1225.00 | 1670.00
| SMT1500RMI2UNC | APC Smart-UPS 1500VA LCD RM 2U 230V with Network Card | https://www.se.com/us/en/product/SMT1500RMI2UNC | 230 AC 1 PH | 230 AC 1 PH | SMART-UPS UNDER 1.5 KV | Uninterruptible Power Supply (UPS) | APC Smart-UPS | 31.84(kilos) 70.21(lbs) | 9.88x23.39x23.74(in) 25.10x59.40x60.30(cent) |  |  | 731304327684 | 1780.00 | 2225.00 | 3050.00
| SMT1500RMJ2U | APC Smart-UPS 1500VA LCD RM 2U 100V | https://www.se.com/us/en/product/SMT1500RMJ2U | 100 AC 1 PH | 100 AC 1 PH | SMART-UPS UNDER 1.5 KV | Uninterruptible Power Supply (UPS) | APC Smart-UPS | 33.00(kilos) 72.77(lbs) | 9.88x23.39x23.74(in) 25.10x59.40x60.30(cent) |  |  | 731304290445 | 1200.00 | 1500.00 | 2060.00
| SMT1500RMX93 | APC Smart -UPS 1500VA RM 2U 120V Shipboard | https://www.se.com/us/en/product/SMT1500RMX93 | 120 AC 1 PH | 120 AC 1 PH | OEM & SPECIAL PRODUCTS | Uninterruptible Power Supply (UPS) | APC Smart-UPS | 26.50(kilos) 58.43(lbs) | 9.25x23.23x24.02(in) 23.50x59.00x61.00(cent) |  |  | 731304433651 | 1505.00 | 1950.00 | 2575.00
| SMT1500X93 | APC Smart-UPS 1500VA 120V Shipboard | https://www.se.com/us/en/product/SMT1500X93 | 120 AC 1 PH | 120 AC 1 PH | OEM & SPECIAL PRODUCTS | Uninterruptible Power Supply (UPS) | APC Smart-UPS | 24.60(kilos) 54.24(lbs) | 12.99x12.99x23.23(in) 33.00x33.00x59.00(cent) |  |  | 731304433644 | 1405.00 | 1825.00 | 2410.00
| SMT2200C | APC Smart-UPS 2200VA LCD 120V with SmartConnect | https://www.se.com/us/en/product/SMT2200C | 120 AC 1 PH | 120 AC 1 PH | SMART-UPS OVER 1.5 KVA | Uninterruptible Power Supply (UPS) | APC Smart-UPS | 60.91(kilos) 134.31(lbs) | 22.01x15.00x30.00(in) 55.90x38.10x76.20(cent) |  |  | 731304331049 | 1275.00 | 1600.00 | 2185.00
| SMT2200CUS | APC Smart-UPS 2200VA LCD 120V with SmartConnect TAA-Compliant | https://www.se.com/us/en/product/SMT2200CUS | 120 AC 1 PH | 120 AC 1 PH | SMART-UPS OVER 1.5 KVA | Uninterruptible Power Supply (UPS) | APC Smart-UPS | 60.91(kilos) 134.31(lbs) | 22.01x15.00x30.00(in) 55.90x38.10x76.20(cent) |  |  | 731304740551 | 1570.00 | 1950.00 | 2690.00
| SMT2200IC | APC Smart-UPS 2200VA LCD 230V with SmartConnect | https://www.se.com/us/en/product/SMT2200IC | 230 AC 1 PH | 230 AC 1 PH | SMART-UPS OVER 1.5 KVA | Uninterruptible Power Supply (UPS) | APC Smart-UPS | 61.77(kilos) 136.20(lbs) | 30.00x27.52x15.00(in) 76.20x69.90x38.10(cent) |  |  | 731304337317 | 1605.00 | 2000.00 | 2745.00
| SMT2200J | APC Smart-UPS 2200VA LCD 100V | https://www.se.com/us/en/product/SMT2200J | 100 AC 1 PH | 100 AC 1 PH | SMART-UPS OVER 1.5 KVA | Uninterruptible Power Supply (UPS) | APC Smart-UPS | 64.00(kilos) 141.12(lbs) | 22.01x15.00x30.00(in) 55.90x38.10x76.20(cent) |  |  | 731304291756 | 1740.00 | 2175.00 | 2985.00
| SMT2200R2X658 | APC Smart-UPS 2200VA LCD RM 2U 120V with Network Card and 2 Post Rack Kit | https://www.se.com/us/en/product/SMT2200R2X658 | 120 AC 1 PH | 120 AC 1 PH | OEM & SPECIAL PRODUCTS | Uninterruptible Power Supply (UPS) | APC Smart-UPS | 49.73(kilos) 109.65(lbs) | 10.00x23.62x38.58(in) 25.40x60.00x98.00(cent) |  |  | 731304293330 | 1670.00 | 2150.00 | 2860.00
| SMT2200RM2U | APC Smart-UPS 2200VA LCD RM 2U 120V | https://www.se.com/us/en/product/SMT2200RM2U | 120 AC 1 PH | 120 AC 1 PH | SMART-UPS OVER 1.5 KVA | Uninterruptible Power Supply (UPS) | APC Smart-UPS | 49.73(kilos) 109.65(lbs) | 10.00x23.62x38.58(in) 25.40x60.00x98.00(cent) |  |  | 731304279532 | 1340.00 | 1675.00 | 2295.00
| SMT2200RM2UC | APC Smart-UPS 2200VA LCD RM 2U 120V with SmartConnect | https://www.se.com/us/en/product/SMT2200RM2UC | 120 AC 1 PH | 120 AC 1 PH | SMART-UPS OVER 1.5 KVA | Uninterruptible Power Supply (UPS) | APC Smart-UPS | 49.73(kilos) 109.65(lbs) | 10.00x23.62x38.58(in) 25.40x60.00x98.00(cent) |  |  | 731304331056 | 1675.00 | 2075.00 | 2870.00
| SMT2200RM2UCUS | APC Smart-UPS 2200VA LCD RM 2U 120V with SmartConnect TAA-Compliant | https://www.se.com/us/en/product/SMT2200RM2UCUS | 120 AC 1 PH | 120 AC 1 PH | SMART-UPS OVER 1.5 KVA | Uninterruptible Power Supply (UPS) | APC Smart-UPS | 49.73(kilos) 109.65(lbs) | 10.00x23.62x38.58(in) 25.40x60.00x98.00(cent) |  |  | 731304740506 | 1760.00 | 2175.00 | 3010.00
| SMT2200RM2UNC | APC Smart-UPS 2200VA LCD RM 2U 120V with Network Card | https://www.se.com/us/en/product/SMT2200RM2UNC | 120 AC 1 PH | 120 AC 1 PH | SMART-UPS OVER 1.5 KVA | Uninterruptible Power Supply (UPS) | APC Smart-UPS | 49.72(kilos) 109.63(lbs) | 10.00x23.62x38.58(in) 25.40x60.00x98.00(cent) |  |  | 731304332763 | 2365.00 | 2925.00 | 4050.00
| SMT2200RM2UNCUS | APC Smart-UPS 2200VA LCD RM 2U 120V SmartConnect and Network Card TAA-Compliant | https://www.se.com/us/en/product/SMT2200RM2UNCUS | 120 AC 1 PH | 120 AC 1 PH | SMART-UPS OVER 1.5 KVA | Uninterruptible Power Supply (UPS) | APC Smart-UPS | 49.72(kilos) 109.63(lbs) | 10.00x23.62x38.58(in) 25.40x60.00x98.00(cent) |  |  | 731304740513 | 2480.00 | 3075.00 | 4255.00
| SMT2200RMI2UNC | APC Smart-UPS 2200VA LCD RM 2U 230V with Network Card | https://www.se.com/us/en/product/SMT2200RMI2UNC | 230 AC 1 PH | 230 AC 1 PH | SMART-UPS OVER 1.5 KVA | Uninterruptible Power Supply (UPS) | APC Smart-UPS | 49.63(kilos) 109.43(lbs) | 10.00x23.62x38.58(in) 25.40x60.00x98.00(cent) |  |  | 731304327691 | 3140.00 | 3900.00 | 5380.00
| SMT2200RMUS | APC Smart-UPS 2200VA LCD RM 2U 120V TAA | https://www.se.com/us/en/product/SMT2200RMUS | 120 AC 1 PH | 120 AC 1 PH | SMART-UPS OVER 1.5 KVA | Uninterruptible Power Supply (UPS) | APC Smart-UPS | 49.73(kilos) 109.65(lbs) | 10.00x23.62x38.58(in) 25.40x60.00x98.00(cent) |  |  | 731304305613 | 1930.00 | 2400.00 | 3305.00
| SMT2200US | APC Smart-UPS 2200VA LCD 120V TAA | https://www.se.com/us/en/product/SMT2200US | 120 AC 1 PH | 120 AC 1 PH | SMART-UPS OVER 1.5 KVA | Uninterruptible Power Supply (UPS) | APC Smart-UPS | 60.91(kilos) 134.31(lbs) | 22.01x15.00x30.00(in) 55.90x38.10x76.20(cent) |  |  | 731304305620 | 1570.00 | 1950.00 | 2690.00
| SMT3000C | APC Smart-UPS 3000VA LCD 120V with SmartConnect | https://www.se.com/us/en/product/SMT3000C | 120 AC 1 PH | 120 AC 1 PH | SMART-UPS OVER 1.5 KVA | Uninterruptible Power Supply (UPS) | APC Smart-UPS | 60.91(kilos) 134.31(lbs) | 22.01x15.00x30.00(in) 55.90x38.10x76.20(cent) |  |  | 731304331063 | 1815.00 | 2250.00 | 3110.00
| SMT3000CUS | APC Smart-UPS 3000VA LCD 120V with SmartConnect TAA-Compliant | https://www.se.com/us/en/product/SMT3000CUS | 120 AC 1 PH | 120 AC 1 PH | SMART-UPS OVER 1.5 KVA | Uninterruptible Power Supply (UPS) | APC Smart-UPS | 60.91(kilos) 134.31(lbs) | 22.01x15.00x30.00(in) 55.90x38.10x76.20(cent) |  |  | 731304740520 | 1905.00 | 2375.00 | 3265.00
| SMT3000RM2U | APC Smart-UPS 3000VA LCD RM 2U 120V | https://www.se.com/us/en/product/SMT3000RM2U | 120 AC 1 PH | 120 AC 1 PH | SMART-UPS OVER 1.5 KVA | Uninterruptible Power Supply (UPS) | APC Smart-UPS | 51.70(kilos) 114.00(lbs) | 10.00x23.62x38.58(in) 25.40x60.00x98.00(cent) |  |  | 731304279549 | 1565.00 | 1950.00 | 2680.00
| SMT3000RM2UC | APC Smart-UPS 3000VA LCD RM 2U 120V with SmartConnect | https://www.se.com/us/en/product/SMT3000RM2UC | 120 AC 1 PH | 120 AC 1 PH | SMART-UPS OVER 1.5 KVA | Uninterruptible Power Supply (UPS) | APC Smart-UPS | 51.70(kilos) 114.00(lbs) | 10.00x23.62x38.58(in) 25.40x60.00x98.00(cent) |  |  | 731304331070 | 1955.00 | 2425.00 | 3345.00
| SMT3000RM2UCUS | APC Smart-UPS 3000VA LCD RM 2U 120V with SmartConnect TAA-Compliant | https://www.se.com/us/en/product/SMT3000RM2UCUS | 120 AC 1 PH | 120 AC 1 PH | SMART-UPS OVER 1.5 KVA | Uninterruptible Power Supply (UPS) | APC Smart-UPS | 51.70(kilos) 114.00(lbs) | 10.00x23.62x38.58(in) 25.40x60.00x98.00(cent) |  |  | 731304740537 | 2050.00 | 2550.00 | 3515.00
| SMT3000RM2UNC | APC Smart-UPS 3000VA LCD RM 2U 120V with Network Card | https://www.se.com/us/en/product/SMT3000RM2UNC | 120 AC 1 PH | 120 AC 1 PH | SMART-UPS OVER 1.5 KVA | Uninterruptible Power Supply (UPS) | APC Smart-UPS | 51.68(kilos) 113.95(lbs) | 10.00x23.62x38.58(in) 25.40x60.00x98.00(cent) |  | 8 | 731304332770 | 2120.00 | 2625.00 | 3630.00
| SMT3000RM2UNCUS | APC Smart-UPS 3000VA LCD RM 2U 120V SmartConnect and Network Card TAA-Compliant | https://www.se.com/us/en/product/SMT3000RM2UNCUS | 120 AC 1 PH | 120 AC 1 PH | SMART-UPS OVER 1.5 KVA | Uninterruptible Power Supply (UPS) | APC Smart-UPS | 51.68(kilos) 113.95(lbs) | 10.00x23.62x38.58(in) 25.40x60.00x98.00(cent) |  |  | 731304740544 | 2225.00 | 2775.00 | 3810.00
| SMT3000RMI2U | APC Smart-UPS 3000VA LCD RM 2U 230V | https://www.se.com/us/en/product/SMT3000RMI2U | 230 AC 1 PH | 230 AC 1 PH | SMART-UPS OVER 1.5 KVA | Uninterruptible Power Supply (UPS) | APC Smart-UPS | 53.00(kilos) 116.87(lbs) | 10.24x38.60x23.62(in) 26.00x98.04x60.00(cent) | 4 |  | 731304284642 | 3790.00 | 4700.00 | 6500.00
| SMT3000RMI2UNC | APC Smart-UPS 3000VA LCD RM 2U 230V with Network Card | https://www.se.com/us/en/product/SMT3000RMI2UNC | 230 AC 1 PH | 230 AC 1 PH | SMART-UPS OVER 1.5 KVA | Uninterruptible Power Supply (UPS) | APC Smart-UPS | 52.92(kilos) 116.70(lbs) | 9.65x38.78x23.62(in) 24.50x98.50x60.00(cent) |  |  | 731304327707 | 3170.00 | 3925.00 | 5435.00
| SMT3000RMJ2U | APC Smart-UPS 3000VA RM 2U LCD 100V | https://www.se.com/us/en/product/SMT3000RMJ2U | 100 AC 1 PH | 100 AC 1 PH | SMART-UPS OVER 1.5 KVA | Uninterruptible Power Supply (UPS) | APC Smart-UPS | 52.00(kilos) 114.66(lbs) | 10.00x23.62x38.58(in) 25.40x60.00x98.00(cent) |  |  | 731304290896 | 2655.00 | 3300.00 | 4550.00
| SMT3000RMT2U | APC Smart-UPS 3000VA RM 2U LCD 208V | https://www.se.com/us/en/product/SMT3000RMT2U | 208 AC 1 PH | 208 AC 1 PH | SMART-UPS OVER 1.5 KVA | Uninterruptible Power Supply (UPS) | APC Smart-UPS | 51.70(kilos) 114.00(lbs) | 10.00x23.62x38.58(in) 25.40x60.00x98.00(cent) |  |  | 731304279556 | 2450.00 | 3050.00 | 4200.00
| SMT3000RMUS | APC Smart-UPS 3000VA LCD RM 2U 120V TAA | https://www.se.com/us/en/product/SMT3000RMUS | 120 AC 1 PH | 120 AC 1 PH | SMART-UPS OVER 1.5 KVA | Uninterruptible Power Supply (UPS) | APC Smart-UPS | 51.70(kilos) 114.00(lbs) | 10.00x23.62x38.58(in) 25.40x60.00x98.00(cent) |  |  | 731304305637 | 2360.00 | 2925.00 | 4045.00
| SMTL2K2RM2UCL | APC Smart-UPS, Lithium-Ion, 2200VA, 120V with SmartConnect Port and L5-20R | https://www.se.com/us/en/product/SMTL2K2RM2UCL | 120 AC 1 PH,110 | 120 AC 1 PH,110 | SMART-UPS UNDER 1.5 KV | Uninterruptible Power Supply (UPS) | APC Smart-UPS | 40.69(kilos) 89.72(lbs) | 10.00x23.62x38.58(in) 25.40x60.00x98.00(cent) |  |  | 731304450740 | 3135.00 | 3900.00 | 5370.00
| SMTL2K2RM2UCLNC | APC Smart-UPS, Lithium-Ion, 2200VA, 120V with SmartConnect Port, Network Card and L5-20R | https://www.se.com/us/en/product/SMTL2K2RM2UCLNC | 120 AC 1 PH,110 | 120 AC 1 PH,110 | SMART-UPS UNDER 1.5 KV | Uninterruptible Power Supply (UPS) | APC Smart-UPS | 40.69(kilos) 89.72(lbs) | 10.00x23.62x38.58(in) 25.40x60.00x98.00(cent) |  |  | 731304450757 | 3710.00 | 4600.00 | 6355.00
| SMTL2USF | Stabilizing Feet for SMTL 1000/750VA | https://www.se.com/us/en/product/SMTL2USF |  |  | OEM & SPECIAL PRODUCTS | Uninterruptible Power Supply (UPS) | APC Smart-UPS Accessories | 0.36(kilos) 0.78(lbs) | 5.16x8.35x6.34(in) 13.10x21.20x16.10(cent) |  |  | 731304424482 | 14.25 | 18.99 | 24.50
| SMTL3KRM2UCL | APC Smart-UPS, Lithium-Ion, 3000VA, 120V with SmartConnect Port and L5-30R | https://www.se.com/us/en/product/SMTL3KRM2UCL | 120 AC 1 PH | 120 AC 1 PH | SMART-UPS UNDER 1.5 KV | Uninterruptible Power Supply (UPS) | APC Smart-UPS | 42.66(kilos) 94.07(lbs) | 10.00x24.02x38.58(in) 25.40x61.00x98.00(cent) |  |  | 731304450764 | 3570.00 | 4425.00 | 6120.00
| SMTL3KRM2UCLNC | APC Smart-UPS, Lithium-Ion, 3000VA, 120V with SmartConnect Port, Network Card and L5-30R | https://www.se.com/us/en/product/SMTL3KRM2UCLNC | 120 AC 1 PH,110 | 120 AC 1 PH,110 | SMART-UPS UNDER 1.5 KV | Uninterruptible Power Supply (UPS) | APC Smart-UPS | 42.66(kilos) 94.07(lbs) | 10.00x24.41x38.58(in) 25.40x62.00x98.00(cent) |  |  | 731304450771 | 4145.00 | 5150.00 | 7105.00
| SMTL3USF | Stabilizing Feet for SMTL 1500VA | https://www.se.com/us/en/product/SMTL3USF |  |  | OEM & SPECIAL PRODUCTS | Uninterruptible Power Supply (UPS) | APC Smart-UPS Accessories | 0.41(kilos) 0.91(lbs) | 5.55x10.19x7.19(in) 14.10x25.87x18.25(cent) |  |  | 731304424499 | 17.25 | 21.99 | 30.00
| SMTL750RM2UC | APC Smart-UPS Lithium Ion, Short Depth 750VA, 120V with SmartConnect | https://www.se.com/us/en/product/SMTL750RM2UC | 120 AC 1 PH | 120 AC 1 PH | SMART-UPS UNDER 1.5 KV | Uninterruptible Power Supply (UPS) | APC Smart-UPS | 17.69(kilos) 39.01(lbs) | 9.02x22.99x18.58(in) 22.90x58.40x47.20(cent) |  |  | 731304341994 | 1120.00 | 1400.00 | 1920.00
| SMTL750RM2UCNC | APC Smart-UPS, Lithium-Ion, Short Depth 750VA, 120V with SmartConnect Port and Network Management | https://www.se.com/us/en/product/SMTL750RM2UCNC | 120 AC 1 PH | 120 AC 1 PH | SMART-UPS UNDER 1.5 KV | Uninterruptible Power Supply (UPS) | APC Smart-UPS | 17.69(kilos) 39.01(lbs) | 9.02x22.99x18.58(in) 22.90x58.40x47.20(cent) |  |  | 731304435488 | 1695.00 | 2100.00 | 2905.00
| SMTL750RM2UCUS | APC Smart-UPS Lithium Ion 750VA Short Depth RM 120V SmartConnect TAA-Compliant | https://www.se.com/us/en/product/SMTL750RM2UCUS | 120 AC 1 PH | 120 AC 1 PH | SMART-UPS UNDER 1.5 KV | Uninterruptible Power Supply (UPS) | APC Smart-UPS | 17.69(kilos) 39.01(lbs) | 9.02x22.99x18.58(in) 22.90x58.40x47.20(cent) |  |  | 731304740704 | 1175.00 | 1475.00 | 2015.00
| SMTL1000RM2UC | APC Smart-UPS Lithium Ion, Short Depth 1000VA, 120V with SmartConnect | https://www.se.com/us/en/product/SMTL1000RM2UC | 120 AC 1 PH | 120 AC 1 PH | SMART-UPS UNDER 1.5 KV | Uninterruptible Power Supply (UPS) | APC Smart-UPS | 18.60(kilos) 41.01(lbs) | 9.02x22.99x18.58(in) 22.90x58.40x47.20(cent) |  |  | 731304341987 | 1685.00 | 2100.00 | 2885.00
| SMTL1000RM2UCNC | APC Smart-UPS, Lithium-Ion, Short Depth 1000VA, 120V with SmartConnect Port and Network Management | https://www.se.com/us/en/product/SMTL1000RM2UCNC | 120 AC 1 PH | 120 AC 1 PH | SMART-UPS UNDER 1.5 KV | Uninterruptible Power Supply (UPS) | APC Smart-UPS | 18.60(kilos) 41.01(lbs) | 9.02x22.99x1.86(in) 22.90x58.40x4.72(cent) |  |  | 731304435464 | 2260.00 | 2800.00 | 3870.00
| SMTL1000RM2UCUS | APC Smart-UPS Lithium Ion 1000VA Short Depth RM 120V SmartConnect TAA-Compliant | https://www.se.com/us/en/product/SMTL1000RM2UCUS | 120 AC 1 PH | 120 AC 1 PH | SMART-UPS UNDER 1.5 KV | Uninterruptible Power Supply (UPS) | APC Smart-UPS | 18.60(kilos) 41.01(lbs) | 9.02x22.99x18.58(in) 22.90x58.40x47.20(cent) |  |  | 731304740643 | 1770.00 | 2200.00 | 3030.00
| SMTL1500RM3UC | APC Smart-UPS Lithium Ion, Short Depth 1500VA, 120V with SmartConnect | https://www.se.com/us/en/product/SMTL1500RM3UC | 120 AC 1 PH | 120 AC 1 PH | SMART-UPS UNDER 1.5 KV | Uninterruptible Power Supply (UPS) | APC Smart-UPS | 22.68(kilos) 50.01(lbs) | 10.98x22.99x17.64(in) 27.90x58.40x44.80(cent) |  |  | 731304339632 | 2045.00 | 2550.00 | 3505.00
| SMTL1500RM3UCNC | APC Smart-UPS, Lithium-Ion, Short Depth 1500VA, 120V with SmartConnect Port and Network Management | https://www.se.com/us/en/product/SMTL1500RM3UCNC | 120 AC 1 PH | 120 AC 1 PH | SMART-UPS UNDER 1.5 KV | Uninterruptible Power Supply (UPS) | APC Smart-UPS | 22.68(kilos) 50.01(lbs) | 10.98x22.99x17.64(in) 27.90x58.40x44.80(cent) |  |  | 731304435471 | 2620.00 | 3250.00 | 4490.00
| SMTL1500RM3UCUS | APC Smart-UPS Lithium Ion 1500VA Short Depth RM 120V SmartConnect TAA-Compliant | https://www.se.com/us/en/product/SMTL1500RM3UCUS | 120 AC 1 PH | 120 AC 1 PH | SMART-UPS UNDER 1.5 KV | Uninterruptible Power Supply (UPS) | APC Smart-UPS | 22.68(kilos) 50.01(lbs) | 10.98x22.99x17.64(in) 27.90x58.40x44.80(cent) |  |  | 731304740650 | 2150.00 | 2675.00 | 3680.00
| SMTL2200RM2UC | APC Smart-UPS, Lithium-Ion, 2200VA, 120V with SmartConnect Port | https://www.se.com/us/en/product/SMTL2200RM2UC | 120 AC 1 PH | 120 AC 1 PH | SMART-UPS OVER 1.5 KVA | Uninterruptible Power Supply (UPS) | APC Smart-UPS | 42.66(kilos) 94.07(lbs) | 10.00x23.62x38.58(in) 25.40x60.00x98.00(cent) |  |  | 731304429098 | 3115.00 | 3875.00 | 5335.00
| SMTL2200RM2UCNC | APC Smart-UPS, Lithium-Ion, 2200VA, 120V with SmartConnect Port and Network Card | https://www.se.com/us/en/product/SMTL2200RM2UCNC | 120 AC 1 PH | 120 AC 1 PH | SMART-UPS OVER 1.5 KVA | Uninterruptible Power Supply (UPS) | APC Smart-UPS | 40.69(kilos) 89.72(lbs) | 10.00x23.62x38.58(in) 25.40x60.00x98.00(cent) |  |  | 731304429111 | 3705.00 | 4600.00 | 6350.00
| SMTL2200RM2UCNCUS | APC Smart-UPS Lithium Ion 22000VA RM 120V SmartConnect NetworkCard TAA-Compliant | https://www.se.com/us/en/product/SMTL2200RM2UCNCUS | 120 AC 1 PH | 120 AC 1 PH | SMART-UPS OVER 1.5 KVA | Uninterruptible Power Supply (UPS) | APC Smart-UPS | 40.69(kilos) 89.72(lbs) | 10.00x23.62x38.58(in) 25.40x60.00x98.00(cent) |  |  | 731304740667 | 3890.00 | 4825.00 | 6670.00
| SMTL2200RM2UCUS | APC Smart-UPS Lithium Ion 22000VA RM 120V SmartConnect TAA-Compliant | https://www.se.com/us/en/product/SMTL2200RM2UCUS | 120 AC 1 PH | 120 AC 1 PH | SMART-UPS OVER 1.5 KVA | Uninterruptible Power Supply (UPS) | APC Smart-UPS | 42.66(kilos) 94.07(lbs) | 10.00x23.62x38.58(in) 25.40x60.00x98.00(cent) |  |  | 731304740674 | 3270.00 | 4050.00 | 5605.00
| SMTL3000RM2UC | APC Smart-UPS, Lithium-Ion, 3000VA, 120V with SmartConnect Port | https://www.se.com/us/en/product/SMTL3000RM2UC | 120 AC 1 PH | 120 AC 1 PH | SMART-UPS OVER 1.5 KVA | Uninterruptible Power Supply (UPS) | APC Smart-UPS | 42.66(kilos) 94.07(lbs) | 10.00x23.62x38.58(in) 25.40x60.00x98.00(cent) |  |  | 731304429081 | 3565.00 | 4425.00 | 6110.00
| SMTL3000RM2UCNC | APC Smart-UPS, Lithium-Ion, 3000VA, 120V with SmartConnect Port and Network Card | https://www.se.com/us/en/product/SMTL3000RM2UCNC | 120 AC 1 PH | 120 AC 1 PH | SMART-UPS OVER 1.5 KVA | Uninterruptible Power Supply (UPS) | APC Smart-UPS | 42.66(kilos) 94.07(lbs) | 10.00x23.62x38.58(in) 25.40x60.00x98.00(cent) |  |  | 731304429104 | 4155.00 | 5150.00 | 7125.00
| SMTL3000RM2UCNCUS | APC Smart-UPS Lithium Ion 3000VA RM 120V SmartConnect NetworkCard TAA-Compliant | https://www.se.com/us/en/product/SMTL3000RM2UCNCUS | 120 AC 1 PH | 120 AC 1 PH | SMART-UPS OVER 1.5 KVA | Uninterruptible Power Supply (UPS) | APC Smart-UPS | 42.66(kilos) 94.07(lbs) | 10.00x23.62x38.58(in) 25.40x60.00x98.00(cent) |  |  | 731304740681 | 4365.00 | 5425.00 | 7480.00
| SMTL3000RM2UCUS | APC Smart-UPS Lithium Ion 3000VA RM 120V SmartConnect TAA-Compliant | https://www.se.com/us/en/product/SMTL3000RM2UCUS | 120 AC 1 PH | 120 AC 1 PH | SMART-UPS OVER 1.5 KVA | Uninterruptible Power Supply (UPS) | APC Smart-UPS | 42.66(kilos) 94.07(lbs) | 10.00x23.62x38.58(in) 25.40x60.00x98.00(cent) |  |  | 731304740698 | 3745.00 | 4650.00 | 6415.00
| SMX2KR2UNCX145 | APC SMART-UPS X 2000VA RACK/TOWER LCD 100-127V WITH NETWORK CARD & 10FT INPUT CORD & NEMA 5-20P | https://www.se.com/us/en/product/SMX2KR2UNCX145 | 120 AC 1 PH | 120 AC 1 PH | OEM & SPECIAL PRODUCTS | Uninterruptible Power Supply (UPS) | APC Smart-UPS | 45.36(kilos) 100.02(lbs) | 9.57x23.46x34.21(in) 24.30x59.60x86.90(cent) |  |  | 731304343271 | 2020.00 | 2600.00 | 3460.00
| SMX2KR2UX145 | APC Smart-UPS X 2000VA Rack/Tower LCD 100-127V with 10 FT Input Cord | https://www.se.com/us/en/product/SMX2KR2UX145 | 120 AC 1 PH | 120 AC 1 PH | OEM & SPECIAL PRODUCTS | Uninterruptible Power Supply (UPS) | APC Smart-UPS | 45.26(kilos) 99.80(lbs) | 9.57x23.46x34.21(in) 24.30x59.60x86.90(cent) |  |  | 731304405269 | 1820.00 | 2350.00 | 3120.00
| SMX2KRMLVNCUS | APC Smart-UPS X 2000VA Rack/Tower LCD 100-127V with Network Card TAA | https://www.se.com/us/en/product/SMX2KRMLVNCUS | 120 AC | 120 AC 1 PH | SMART-UPS OVER 1.5 KVA | Uninterruptible Power Supply (UPS) | APC Smart-UPS | 45.36(kilos) 100.02(lbs) | 9.57x23.46x34.21(in) 24.30x59.60x86.90(cent) |  |  | 731304340386 | 2725.00 | 3375.00 | 4665.00
| SMX3KR2UNCX145 | APC Smart-UPS X 3000VA Rack/Tower LCD 100-127V with Network Card & 10 FT Input Cord | https://www.se.com/us/en/product/SMX3KR2UNCX145 | 120 AC 1 PH | 120 AC 1 PH | OEM & SPECIAL PRODUCTS | Uninterruptible Power Supply (UPS) | APC Smart-UPS | 45.26(kilos) 99.80(lbs) | 9.57x23.46x34.21(in) 24.30x59.60x86.90(cent) |  |  | 731304402800 | 2555.00 | 3300.00 | 4380.00
| SMX3KRMLVNCUS | APC Smart-UPS X 3000VA Rack/Tower LCD 100-127V with Network Card TAA | https://www.se.com/us/en/product/SMX3KRMLVNCUS | 120 AC | 120 AC 1 PH | SMART-UPS OVER 1.5 KVA | Uninterruptible Power Supply (UPS) | APC Smart-UPS | 45.36(kilos) 100.02(lbs) | 9.57x23.46x34.21(in) 24.30x59.60x86.90(cent) |  |  | 731304340430 | 3175.00 | 3950.00 | 5440.00
| SMX48RMBP2U | APC Smart-UPS X-Series 48V External Battery Pack Rack/Tower | https://www.se.com/us/en/product/SMX48RMBP2U | 48 DC |  | SMART-UPS UNDER 1.5 KV | Uninterruptible Power Supply (UPS) | APC Smart-UPS Battery Systems | 35.43(kilos) 78.11(lbs) | 9.84x24.41x23.23(in) 25.00x62.00x59.00(cent) | 4 |  | 731304268611 | 724.00 | 899.00 | 1245.00
| SMX48RMBP2US | APC Smart-UPS X-Series 48V External Battery Pack Rack/Tower TAA | https://www.se.com/us/en/product/SMX48RMBP2US | 48 DC |  | SMART-UPS UNDER 1.5 KV | Uninterruptible Power Supply (UPS) | APC Smart-UPS Battery Systems | 35.43(kilos) 78.12(lbs) | 9.69x23.19x24.41(in) 24.60x58.90x62.00(cent) |  |  | 731304401643 | 752.00 | 939.00 | 1290.00
| SMX039-2 | APC Smart-UPS X 48V Battery Extension Cable | https://www.se.com/us/en/product/SMX039-2 |  |  | SMART-UPS UNDER 1.5 KV | Uninterruptible Power Supply (UPS) | APC Smart-UPS Accessories | 0.91(kilos) 2.00(lbs) | 8.82x2.52x6.81(in) 22.40x6.40x17.30(cent) | 500 |  | 731304269045 | 117.00 | 149.99 | 200.00
| SMX040 | APC Smart-UPS X 120V Battery Pack Extension Cable | https://www.se.com/us/en/product/SMX040 |  |  | SMART-UPS OVER 1.5 KVA | Uninterruptible Power Supply (UPS) | APC Smart-UPS Accessories | 0.91(kilos) 2.01(lbs) | 5.00x9.76x7.01(in) 12.70x24.80x17.80(cent) |  |  | 731304289975 | 135.00 | 169.99 | 230.00
| SMX120BP | APC Smart-UPS X 120V Short Depth External Battery Pack Tower/Rack Convertible | https://www.se.com/us/en/product/SMX120BP |  |  | SMART-UPS OVER 1.5 KVA | Uninterruptible Power Supply (UPS) | APC Smart-UPS Battery Systems | 65.45(kilos) 144.32(lbs) | 12.99x24.92x23.07(in) 33.00x63.30x58.60(cent) |  |  | 731304292562 | 902.00 | 1125.00 | 1550.00
| SMX120RMBP2U | APC Smart-UPS X 120V External Battery Pack Rack/Tower | https://www.se.com/us/en/product/SMX120RMBP2U |  |  | SMART-UPS OVER 1.5 KVA | Uninterruptible Power Supply (UPS) | APC Smart-UPS Battery Systems | 64.00(kilos) 141.12(lbs) | 9.65x33.86x23.62(in) 24.50x86.00x60.00(cent) | 2 |  | 731304295839 | 1145.00 | 1425.00 | 1965.00
| SMX750C | APC Smart-UPS X 750VA Rack/Tower LCD 120V with SmartConnect | https://www.se.com/us/en/product/SMX750C | 120 AC 1 PH | 120 AC 1 PH | SMART-UPS UNDER 1.5 KV | Uninterruptible Power Supply (UPS) | APC Smart-UPS | 26.50(kilos) 58.43(lbs) | 23.19x9.69x24.41(in) 58.90x24.60x62.00(cent) |  |  | 731304401100 | 672.00 | 839.00 | 1155.00
| SMX750CNC | APC Smart-UPS X 750VA Rack/Tower LCD 120V with Network Card and SmartConnect | https://www.se.com/us/en/product/SMX750CNC | 120 AC 1 PH | 120 AC 1 PH | SMART-UPS UNDER 1.5 KV | Uninterruptible Power Supply (UPS) | APC Smart-UPS | 26.50(kilos) 58.43(lbs) | 23.19x9.69x24.41(in) 58.90x24.60x62.00(cent) |  |  | 731304401117 | 1275.00 | 1600.00 | 2185.00
| SMX750CUS | APC Smart-UPS X 750VA Rack/Tower LCD 120V with SmartConnect TAA-Compliant | https://www.se.com/us/en/product/SMX750CUS | 120 AC 1 PH | 120 AC 1 PH | SMART-UPS UNDER 1.5 KV | Uninterruptible Power Supply (UPS) | APC Smart-UPS | 26.50(kilos) 58.43(lbs) | 23.19x9.69x24.41(in) 58.90x24.60x62.00(cent) |  |  | 731304424475 | 864.00 | 1075.00 | 1485.00
| SMX750I | APC Smart-UPS X 750VA Rack/Tower LCD 230V | https://www.se.com/us/en/product/SMX750I | 230 AC | 230 AC 1 PH | SMART-UPS UNDER 1.5 KV | Uninterruptible Power Supply (UPS) | APC Smart-UPS | 26.44(kilos) 58.31(lbs) | 9.84x24.41x23.23(in) 25.00x62.00x59.00(cent) | 4 |  | 731304268581 | 782.00 | 969.00 | 1340.00
| SMX750INC | APC Smart-UPS X 750VA Rack/TowerR LCD 230V with Networking Card | https://www.se.com/us/en/product/SMX750INC | 230 AC | 230 AC 1 PH | SMART-UPS UNDER 1.5 KV | Uninterruptible Power Supply (UPS) | APC Smart-UPS | 26.44(kilos) 58.30(lbs) | 9.69x23.19x24.41(in) 24.60x58.90x62.00(cent) |  |  | 731304327745 | 1395.00 | 1750.00 | 2395.00
| SMX1000C | APC Smart-UPS X 1000VA Rack/Tower LCD 120V with SmartConnect | https://www.se.com/us/en/product/SMX1000C | 120 AC 1 PH | 120 AC 1 PH | SMART-UPS UNDER 1.5 KV | Uninterruptible Power Supply (UPS) | APC Smart-UPS | 27.32(kilos) 60.24(lbs) | 23.19x9.69x24.41(in) 58.90x24.60x62.00(cent) |  |  | 731304401124 | 753.00 | 939.00 | 1290.00
| SMX1000CNC | APC Smart-UPS X 1000VA Tower/Rack 120V with Network Card and SmartConnect | https://www.se.com/us/en/product/SMX1000CNC | 120 AC 1 PH | 120 AC 1 PH | SMART-UPS UNDER 1.5 KV | Uninterruptible Power Supply (UPS) | APC Smart-UPS | 27.32(kilos) 60.24(lbs) | 23.19x9.69x24.41(in) 58.90x24.60x62.00(cent) |  |  | 731304428114 | 1410.00 | 1750.00 | 2420.00
| SMX1000CUS | APC Smart-UPS X 1000VA Rack/Tower LCD 120V with SmartConnect TAA-Compliant | https://www.se.com/us/en/product/SMX1000CUS | 120 AC 1 PH | 120 AC 1 PH | SMART-UPS UNDER 1.5 KV | Uninterruptible Power Supply (UPS) | APC Smart-UPS | 27.32(kilos) 60.24(lbs) | 23.19x9.69x24.41(in) 58.90x24.60x62.00(cent) |  |  | 731304424444 | 972.00 | 1225.00 | 1670.00
| SMX1000I | APC Smart-UPS X 1000VA Rack/Tower LCD 230V | https://www.se.com/us/en/product/SMX1000I | 230 AC 1 PH | 230 AC 1 PH | SMART-UPS UNDER 1.5 KV | Uninterruptible Power Supply (UPS) | APC Smart-UPS | 25.09(kilos) 55.33(lbs) | 10.24x24.80x23.23(in) 26.00x63.00x59.00(cent) | 2 |  | 731304268635 | 978.00 | 1225.00 | 1680.00
| SMX1500RM2UC | APC Smart-UPS X 1500VA Rack/Tower LCD 120V with SmartConnect | https://www.se.com/us/en/product/SMX1500RM2UC | 120 AC 1 PH | 120 AC 1 PH | SMART-UPS UNDER 1.5 KV | Uninterruptible Power Supply (UPS) | APC Smart-UPS | 30.00(kilos) 66.15(lbs) | 9.69x23.19x24.41(in) 24.60x58.90x62.00(cent) |  |  | 731304401131 | 1015.00 | 1275.00 | 1740.00
| SMX1500RM2UCNC | APC Smart-UPS X 1500VA Rack/Tower LCD 120V with Network Card and SmartConnect | https://www.se.com/us/en/product/SMX1500RM2UCNC | 120 AC 1 PH | 120 AC 1 PH | SMART-UPS UNDER 1.5 KV | Uninterruptible Power Supply (UPS) | APC Smart-UPS | 30.00(kilos) 66.15(lbs) | 9.69x23.19x24.41(in) 24.60x58.90x62.00(cent) |  |  | 731304401148 | 1560.00 | 1950.00 | 2670.00
| SMX1500RM2UCNCUS | APC Smart-UPS X 1500VA Rack/Tower LCD 120V with Network Card & SmartConnect TAA-Compliant | https://www.se.com/us/en/product/SMX1500RM2UCNCUS | 120 AC 1 PH | 120 AC 1 PH | SMART-UPS UNDER 1.5 KV | Uninterruptible Power Supply (UPS) | APC Smart-UPS | 30.00(kilos) 66.15(lbs) | 9.69x23.19x24.41(in) 24.60x58.90x62.00(cent) |  |  | 731304424451 | 2045.00 | 2550.00 | 3505.00
| SMX1500RM2UCUS | APC Smart-UPS X 1500VA Rack/Tower LCD 120V with SmartConnect TAA-Compliant | https://www.se.com/us/en/product/SMX1500RM2UCUS | 120 AC 1 PH | 120 AC 1 PH | SMART-UPS UNDER 1.5 KV | Uninterruptible Power Supply (UPS) | APC Smart-UPS | 30.00(kilos) 66.15(lbs) | 9.69x23.19x24.41(in) 24.60x58.90x62.00(cent) |  |  | 731304424468 | 1420.00 | 1775.00 | 2435.00
| SMX1500RMI2U | APC Smart-UPS X 1500VA Rack/Tower LCD 230V | https://www.se.com/us/en/product/SMX1500RMI2U | 230 AC 1 PH | 230 AC 1 PH | SMART-UPS UNDER 1.5 KV | Uninterruptible Power Supply (UPS) | APC Smart-UPS | 30.00(kilos) 66.15(lbs) | 9.69x24.41x23.19(in) 24.60x62.00x58.90(cent) | 16 |  | 731304268598 | 1350.00 | 1675.00 | 2315.00
| SMX1500RMI2UNC | APC Smart-UPS X 1500VA Rack/Tower LCD 230V with Network Card | https://www.se.com/us/en/product/SMX1500RMI2UNC | 230 AC 1 PH | 230 AC 1 PH | SMART-UPS UNDER 1.5 KV | Uninterruptible Power Supply (UPS) | APC Smart-UPS | 30.00(kilos) 66.15(lbs) | 9.69x24.41x23.19(in) 24.60x62.00x58.90(cent) | 16 |  | 731304281702 | 1965.00 | 2450.00 | 3365.00
| SMX2000LV | APC Smart-UPS X 2000VA Short Depth Tower/Rack Convertible LCD 100-127V | https://www.se.com/us/en/product/SMX2000LV | 120 AC 1 PH | 120 AC 1 PH | SMART-UPS OVER 1.5 KVA | Uninterruptible Power Supply (UPS) | APC Smart-UPS | 47.73(kilos) 105.24(lbs) | 12.99x23.07x24.92(in) 33.00x58.60x63.30(cent) |  |  | 731304292586 | 1725.00 | 2150.00 | 2955.00
| SMX2000LVNC | APC Smart-UPS X 2000VA Short Depth Tower/Rack Convertible LCD 100-127V with Network Card | https://www.se.com/us/en/product/SMX2000LVNC | 120 AC 1 PH | 120 AC 1 PH | SMART-UPS OVER 1.5 KVA | Uninterruptible Power Supply (UPS) | APC Smart-UPS | 47.73(kilos) 105.24(lbs) | 12.99x23.07x24.92(in) 33.00x58.60x63.30(cent) |  |  | 731304292593 | 2370.00 | 2950.00 | 4060.00
| SMX2000LVNCUS | APC Smart-UPS X 2000VA Short Depth Tower/Rack Convertible LCD 100-127V with Network Card TAA | https://www.se.com/us/en/product/SMX2000LVNCUS | 120 AC 1 PH | 120 AC 1 PH | SMART-UPS OVER 1.5 KVA | Uninterruptible Power Supply (UPS) | APC Smart-UPS | 47.73(kilos) 105.24(lbs) | 12.99x23.07x24.92(in) 33.00x58.60x63.30(cent) |  |  | 731304339144 | 2540.00 | 3150.00 | 4350.00
| SMX2000LVUS | APC Smart-UPS X 2000VA Short Depth Tower/Rack Convertible LCD 100-127V TAA | https://www.se.com/us/en/product/SMX2000LVUS | 120 AC 1 PH | 120 AC 1 PH | SMART-UPS OVER 1.5 KVA | Uninterruptible Power Supply (UPS) | APC Smart-UPS | 47.73(kilos) 105.24(lbs) | 12.99x23.07x24.92(in) 33.00x58.60x63.30(cent) |  |  | 731304340362 | 1895.00 | 2350.00 | 3245.00
| SMX2000RMLV2U | APC Smart-UPS X 2000VA Rack/Tower LCD 100-127V | https://www.se.com/us/en/product/SMX2000RMLV2U | 120 AC 1 PH | 120 AC 1 PH | SMART-UPS OVER 1.5 KVA | Uninterruptible Power Supply (UPS) | APC Smart-UPS | 45.36(kilos) 100.02(lbs) | 9.57x23.46x34.21(in) 24.30x59.60x86.90(cent) |  |  | 731304268536 | 1955.00 | 2425.00 | 3350.00
| SMX2000RMLV2U-US | APC Smart-UPS X 2000VA Rack/Tower 100-127V TAA-Compliant | https://www.se.com/us/en/product/SMX2000RMLV2U-US | 120 AC 1 PH | 120 AC 1 PH | SMART-UPS OVER 1.5 KVA | Uninterruptible Power Supply (UPS) | APC Smart-UPS | 45.36(kilos) 100.02(lbs) | 9.57x23.46x34.21(in) 24.30x59.60x86.90(cent) |  |  | 731304740728 | 2055.00 | 2550.00 | 3515.00
| SMX2000RMLV2UNC | APC Smart-UPS X 2000VA Rack/Tower LCD 100-127V with Network Card | https://www.se.com/us/en/product/SMX2000RMLV2UNC | 120 AC 1 PH | 120 AC 1 PH | SMART-UPS OVER 1.5 KVA | Uninterruptible Power Supply (UPS) | APC Smart-UPS | 45.36(kilos) 100.02(lbs) | 9.57x23.46x34.21(in) 24.30x59.60x86.90(cent) |  |  | 731304288107 | 2600.00 | 3225.00 | 4450.00
| SMX2200HV | APC Smart-UPS X 2200VA Short Depth Tower/Rack Convertible LCD 200-240V | https://www.se.com/us/en/product/SMX2200HV | 208 AC 1 PH,230 AC 1 PH | 208 AC 1 PH,230 AC 1 PH | SMART-UPS OVER 1.5 KVA | Uninterruptible Power Supply (UPS) | APC Smart-UPS | 47.73(kilos) 105.24(lbs) | 12.99x23.07x24.92(in) 33.00x58.60x63.30(cent) | 4 |  | 731304292609 | 2100.00 | 2600.00 | 3600.00
| SMX2200HVNC | APC Smart-UPS X 2200VA Short Depth Tower/Rack Convertible LCD 200-240V with Network Card | https://www.se.com/us/en/product/SMX2200HVNC | 208 AC 1 PH,230 AC 1 PH | 208 AC 1 PH,230 AC 1 PH | SMART-UPS OVER 1.5 KVA | Uninterruptible Power Supply (UPS) | APC Smart-UPS | 47.63(kilos) 105.02(lbs) | 12.99x23.07x24.92(in) 33.00x58.60x63.30(cent) |  |  | 731304327158 | 2705.00 | 3350.00 | 4635.00
| SMX2200R2HVNC | APC Smart-UPS X 2200VA Rack/Tower LCD 200-240V with Network Card | https://www.se.com/us/en/product/SMX2200R2HVNC | 208 AC 1 PH,230 AC 1 PH | 208 AC 1 PH,230 AC 1 PH | SMART-UPS OVER 1.5 KVA | Uninterruptible Power Supply (UPS) | APC Smart-UPS | 45.26(kilos) 99.80(lbs) | 9.57x23.46x34.21(in) 24.30x59.60x86.90(cent) | 2 |  | 731304327738 | 3015.00 | 3750.00 | 5170.00
| SMX2200RMHV2U | APC Smart-UPS X 2200VA Rack/Tower LCD 200-240V | https://www.se.com/us/en/product/SMX2200RMHV2U | 208 AC,230 AC | 208 AC 1 PH,230 AC 1 PH | SMART-UPS OVER 1.5 KVA | Uninterruptible Power Supply (UPS) | APC Smart-UPS | 47.34(kilos) 104.38(lbs) | 9.84x34.25x23.62(in) 25.00x87.00x60.00(cent) | 2 |  | 731304272687 | 2375.00 | 2950.00 | 4065.00
| SMX2200RMLV2U | APC Smart-UPS X 2200VA Rack/Tower LCD 100-127V | https://www.se.com/us/en/product/SMX2200RMLV2U | 120 AC | 120 AC 1 PH | SMART-UPS OVER 1.5 KVA | Uninterruptible Power Supply (UPS) | APC Smart-UPS | 45.36(kilos) 100.02(lbs) | 9.57x23.46x34.21(in) 24.30x59.60x86.90(cent) |  |  | 731304268567 | 1920.00 | 2400.00 | 3290.00
| SMX2200RMLVUS | APC Smart-UPS X 2200VA Rack/Tower LCD 100-127V TAA | https://www.se.com/us/en/product/SMX2200RMLVUS | 120 AC | 120 AC 1 PH | SMART-UPS OVER 1.5 KVA | Uninterruptible Power Supply (UPS) | APC Smart-UPS | 45.36(kilos) 100.02(lbs) | 9.57x23.46x34.21(in) 24.30x59.60x86.90(cent) |  |  | 731304340379 | 2080.00 | 2575.00 | 3565.00
| SMX3000HV | APC Smart-UPS X 3000VA Short Depth Tower/Rack Convertible LCD 200-240V | https://www.se.com/us/en/product/SMX3000HV | 208 AC,230 AC | 208 AC 1 PH,230 AC 1 PH | SMART-UPS OVER 1.5 KVA | Uninterruptible Power Supply (UPS) | APC Smart-UPS | 47.63(kilos) 105.02(lbs) | 12.99x25.39x23.43(in) 33.00x64.50x59.50(cent) | 6 |  | 731304292616 | 2630.00 | 3275.00 | 4505.00
| SMX3000HVNC | APC Smart-UPS X 3000VA Short Depth Tower/Rack Convertible LCD 200-240V with Network Card | https://www.se.com/us/en/product/SMX3000HVNC | 208 AC,230 AC | 208 AC 1 PH,230 AC 1 PH | SMART-UPS OVER 1.5 KVA | Uninterruptible Power Supply (UPS) | APC Smart-UPS | 47.73(kilos) 105.24(lbs) | 12.99x24.92x23.07(in) 33.00x63.30x58.60(cent) |  |  | 731304292623 | 3270.00 | 4050.00 | 5605.00
| SMX3000HVT | APC Smart-UPS X 3000VA Short Depth Tower/Rack Convertible LCD 208V | https://www.se.com/us/en/product/SMX3000HVT | 208 AC | 208 AC 1 PH | SMART-UPS OVER 1.5 KVA | Uninterruptible Power Supply (UPS) | APC Smart-UPS | 47.73(kilos) 105.24(lbs) | 12.99x23.07x24.92(in) 33.00x58.60x63.30(cent) |  |  | 731304292630 | 2330.00 | 2900.00 | 3995.00
| SMX3000HVTUS | APC Smart-UPS X 3000VA Short Depth Tower/Rack Convertible LCD 208V TAA | https://www.se.com/us/en/product/SMX3000HVTUS | 208 AC 1 PH | 208 AC 1 PH | SMART-UPS OVER 1.5 KVA | Uninterruptible Power Supply (UPS) | APC Smart-UPS | 47.73(kilos) 105.24(lbs) | 12.99x23.07x24.92(in) 33.00x58.60x63.30(cent) |  |  | 731304340393 | 2525.00 | 3125.00 | 4330.00
| SMX3000LV | APC Smart-UPS X 3000VA Short Depth Tower/Rack Convertible LCD 100-127V | https://www.se.com/us/en/product/SMX3000LV | 120 AC | 120 AC 1 PH | SMART-UPS OVER 1.5 KVA | Uninterruptible Power Supply (UPS) | APC Smart-UPS | 47.73(kilos) 105.24(lbs) | 12.99x23.07x24.92(in) 33.00x58.60x63.30(cent) |  |  | 731304292647 | 2100.00 | 2600.00 | 3600.00
| SMX3000LVNC | APC Smart-UPS X 3000VA Short Depth Tower/Rack Convertible LCD 100-127V with Network Card | https://www.se.com/us/en/product/SMX3000LVNC | 120 AC | 120 AC 1 PH | SMART-UPS OVER 1.5 KVA | Uninterruptible Power Supply (UPS) | APC Smart-UPS | 47.73(kilos) 105.24(lbs) | 12.99x23.07x24.92(in) 33.00x58.60x63.30(cent) |  |  | 731304292654 | 2745.00 | 3400.00 | 4705.00
| SMX3000LVNCUS | APC Smart-UPS X 3000VA Short Depth Tower/Rack Convertible LCD 100-127V with Network Card TAA | https://www.se.com/us/en/product/SMX3000LVNCUS | 120 AC 1 PH | 120 AC 1 PH | SMART-UPS OVER 1.5 KVA | Uninterruptible Power Supply (UPS) | APC Smart-UPS | 47.73(kilos) 105.24(lbs) | 12.99x23.07x24.92(in) 33.00x58.60x63.30(cent) |  |  | 731304340409 | 2880.00 | 3575.00 | 4940.00
| SMX3000LVUS | APC Smart-UPS X 3000VA Short Depth Tower/Rack Convertible LCD 100-127V TAA | https://www.se.com/us/en/product/SMX3000LVUS | 120 AC | 120 AC 1 PH | SMART-UPS OVER 1.5 KVA | Uninterruptible Power Supply (UPS) | APC Smart-UPS | 47.73(kilos) 105.24(lbs) | 12.99x23.07x24.92(in) 33.00x58.60x63.30(cent) |  |  | 731304340416 | 2240.00 | 2775.00 | 3835.00
| SMX3000RMHV2U | APC Smart-UPS X 3000VA Rack/Tower LCD 200-240V | https://www.se.com/us/en/product/SMX3000RMHV2U | 208 AC,230 AC | 208 AC 1 PH,230 AC 1 PH | SMART-UPS OVER 1.5 KVA | Uninterruptible Power Supply (UPS) | APC Smart-UPS | 45.36(kilos) 100.02(lbs) | 9.57x34.21x23.46(in) 24.30x86.90x59.60(cent) | 8 |  | 731304268529 | 2865.00 | 3550.00 | 4910.00
| SMX3000RMHV2U-US | APC Smart-UPS X 3000VA Rack/Tower 200-240V TAA-Compliant | https://www.se.com/us/en/product/SMX3000RMHV2U-US | 120 AC 1 PH,230 AC 1 PH | 120 AC 1 PH,240 AC 1 PH,230 AC 1 PH | SMART-UPS OVER 1.5 KVA | Uninterruptible Power Supply (UPS) | APC Smart-UPS | 45.36(kilos) 100.02(lbs) | 9.57x34.21x23.46(in) 24.30x86.90x59.60(cent) |  |  | 731304740735 | 3010.00 | 3725.00 | 5155.00
| SMX3000RMHV2UNC | APC Smart-UPS X 3000VA Rack/Tower LCD 200-240V with Network Card | https://www.se.com/us/en/product/SMX3000RMHV2UNC | 208 AC,230 AC | 208 AC 1 PH,230 AC 1 PH | SMART-UPS OVER 1.5 KVA | Uninterruptible Power Supply (UPS) | APC Smart-UPS | 45.36(kilos) 100.02(lbs) | 9.57x34.21x23.46(in) 24.30x86.90x59.60(cent) | 8 |  | 731304272694 | 3510.00 | 4350.00 | 6015.00
| SMX3000RMLV2U | APC Smart-UPS X 3000VA Rack/Tower LCD 100-127V | https://www.se.com/us/en/product/SMX3000RMLV2U | 120 AC | 120 AC 1 PH | SMART-UPS OVER 1.5 KVA | Uninterruptible Power Supply (UPS) | APC Smart-UPS | 45.36(kilos) 100.02(lbs) | 9.57x23.46x34.21(in) 24.30x59.60x86.90(cent) |  |  | 731304268550 | 2320.00 | 2875.00 | 3975.00
| SMX3000RMLV2UNC | APC Smart-UPS X 3000VA Rack/Tower LCD 100-127V with Network Card | https://www.se.com/us/en/product/SMX3000RMLV2UNC | 120 AC | 120 AC 1 PH | SMART-UPS OVER 1.5 KVA | Uninterruptible Power Supply (UPS) | APC Smart-UPS | 45.36(kilos) 100.02(lbs) | 9.57x23.46x34.21(in) 24.30x59.60x86.90(cent) |  |  | 731304268543 | 2960.00 | 3675.00 | 5075.00
| SMX3000RMLVUS | APC Smart-UPS X 3000VA Rack/Tower LCD 100-127V TAA | https://www.se.com/us/en/product/SMX3000RMLVUS | 120 AC | 120 AC 1 PH | SMART-UPS OVER 1.5 KVA | Uninterruptible Power Supply (UPS) | APC Smart-UPS | 45.36(kilos) 100.02(lbs) | 9.57x23.46x34.21(in) 24.30x59.60x86.90(cent) |  |  | 731304340423 | 2530.00 | 3150.00 | 4335.00
| SMX3000RMX93 | APC Smart-UPS 3000VA RM 4U 120V Shipboard | https://www.se.com/us/en/product/SMX3000RMX93 | 120 AC 1 PH | 120 AC 1 PH | OEM & SPECIAL PRODUCTS | Uninterruptible Power Supply (UPS) | APC Smart-UPS | 47.63(kilos) 105.02(lbs) | 12.99x26.10x23.15(in) 33.00x66.30x58.80(cent) |  |  | 731304433668 | 4010.00 | 5175.00 | 6870.00
| SPNRE-1 | ENGINEERING SERVICES LEVEL 1 | https://www.se.com/us/en/product/SPNRE-1 |  |  | OEM & SPECIAL PRODUCTS | Uninterruptible Power Supply (UPS) | APC Smart-UPS Accessories |  |  |  |  | 731304739791 | 1695.00 | 2200.00 | 2905.00
| SRT2K2RXLNX145 | APC SMART-UPS SRT 2200VA RM 120V Network Card With 10FT Input Cord | https://www.se.com/us/en/product/SRT2K2RXLNX145 | 120 AC 1 PH | 120 AC 1 PH | OEM & SPECIAL PRODUCTS | Uninterruptible Power Supply (UPS) | APC Smart-UPS On-Line | 34.02(kilos) 75.01(lbs) | 9.69x23.58x31.89(in) 24.60x59.90x81.00(cent) |  |  | 731304406266 | 2730.00 | 3400.00 | 4680.00
| SRT5KRMTF | APC Smart-UPS 5kVA 2U RM Step-Down Transformer | https://www.se.com/us/en/product/SRT5KRMTF | 208 | 120 | SMART-UPS ON-LINE | Uninterruptible Power Supply (UPS) | APC Smart-UPS Accessories | 49.90(kilos) 110.03(lbs) | 10.00x24.49x37.48(in) 25.40x62.20x95.20(cent) |  |  | 731304318866 | 851.00 | 1075.00 | 1460.00
| SRT5KRMXLI | APC Smart-UPS SRT 5000VA RM 230V | https://www.se.com/us/en/product/SRT5KRMXLI | 230 AC 1 PH | 230 1 PH | SMART-UPS ON-LINE | Uninterruptible Power Supply (UPS) | APC Smart-UPS On-Line | 69.40(kilos) 153.03(lbs) | 12.80x37.80x24.41(in) 32.50x96.00x62.00(cent) | 2 |  | 731304301196 | 6660.00 | 8250.00 | 11410.00
| SRT5KRMXLT | APC Smart-UPS SRT 5000VA RM 208V | https://www.se.com/us/en/product/SRT5KRMXLT | 208 AC 1 PH | 208 1 PH | SMART-UPS ON-LINE | Uninterruptible Power Supply (UPS) | APC Smart-UPS On-Line | 68.04(kilos) 150.03(lbs) | 12.99x24.02x37.80(in) 33.00x61.00x96.00(cent) |  |  | 731304301509 | 6565.00 | 8125.00 | 11250.00
| SRT5KRMXLT-5KTF | APC Smart-UPS SRT 5000VA RM 208V to 120V 2U Step-Down Transformer | https://www.se.com/us/en/product/SRT5KRMXLT-5KTF | 208 AC 1 PH | 120 1 PH | SMART-UPS ON-LINE | Uninterruptible Power Supply (UPS) | APC Smart-UPS On-Line | 117.93(kilos) 260.04(lbs) | 22.99x24.49x37.80(in) 58.40x62.20x96.00(cent) |  |  | 731304739807 | 7295.00 | 9050.00 | 12505.00
| SRT5KRMXLT-5KTF-A | 5kVA, Rackmount 5U, 208V, 12 5-20R+2 L6-20R+2 L6-30R NEMA, W/ rail kit, W/ transformer | https://www.se.com/us/en/product/SRT5KRMXLT-5KTF-A | 208 AC 1 PH | 208 AC 1 PH | SMART-UPS ON-LINE | Uninterruptible Power Supply (UPS) | APC Smart-UPS On-Line | 118.00(kilos) 260.19(lbs) | 22.99x24.49x37.80(in) 58.40x62.20x96.00(cent) |  |  | 731304772170 | 7660.00 | 9500.00 | 13130.00
| SRT5KRMXLT-A | 5.4kVA, Rackmount 3U, 208V, 2x L6-20R+2x L6-30R NEMA outlets, Extended runtime, W/ rail kit | https://www.se.com/us/en/product/SRT5KRMXLT-A | 208 AC 1 PH | 208 AC 1 PH | SMART-UPS ON-LINE | Uninterruptible Power Supply (UPS) | APC Smart-UPS On-Line | 68.04(kilos) 150.03(lbs) | 12.99x24.02x37.80(in) 33.00x61.00x96.00(cent) |  |  | 731304772187 | 6255.00 | 7750.00 | 10725.00
| SRT5KRMXLT-IEC | APC Smart-UPS SRT 5000VA RM 208V IEC | https://www.se.com/us/en/product/SRT5KRMXLT-IEC | 208 AC 1 PH | 208 1 PH | SMART-UPS ON-LINE | Uninterruptible Power Supply (UPS) | APC Smart-UPS On-Line | 68.04(kilos) 150.03(lbs) | 12.99x24.02x37.80(in) 33.00x61.00x96.00(cent) |  |  | 731304300939 | 6560.00 | 8125.00 | 11245.00
| SRT5KRMXLTUS | APC Smart-UPS SRT 5000VA RM 208V TAA | https://www.se.com/us/en/product/SRT5KRMXLTUS | 208 AC 1 PH | 208 1 PH | SMART-UPS ON-LINE | Uninterruptible Power Supply (UPS) | APC Smart-UPS On-Line | 68.04(kilos) 150.03(lbs) | 12.99x24.02x37.80(in) 33.00x61.00x96.00(cent) |  |  | 731304340485 | 6885.00 | 8525.00 | 11795.00
| SRT5KRMXLW-HW | APC Smart-UPS SRT 5000VA RM 208/230V HW | https://www.se.com/us/en/product/SRT5KRMXLW-HW | 208 AC 1 PH,230 AC 1 PH | 208 1 PH,230 1 PH | SMART-UPS ON-LINE | Uninterruptible Power Supply (UPS) | APC Smart-UPS On-Line | 68.04(kilos) 150.03(lbs) | 12.99x24.02x37.80(in) 33.00x61.00x96.00(cent) |  |  | 731304301516 | 6735.00 | 8350.00 | 11545.00
| SRT5KTF | APC Smart-UPS SRT 5kVA Tower Isolation/Step-Down Transformer | https://www.se.com/us/en/product/SRT5KTF | 208 20 | 120 12 | SMART-UPS ON-LINE | Uninterruptible Power Supply (UPS) | APC Smart-UPS Accessories | 63.50(kilos) 140.02(lbs) | 13.66x23.74x38.58(in) 34.70x60.30x98.00(cent) |  |  | 731304318873 | 1015.00 | 1275.00 | 1735.00
| SRT5KXLI | APC Smart-UPS SRT 5000VA 230V | https://www.se.com/us/en/product/SRT5KXLI | 230 AC 1 PH | 230 1 PH | SMART-UPS ON-LINE | Uninterruptible Power Supply (UPS) | APC Smart-UPS On-Line | 63.60(kilos) 140.24(lbs) | 12.99x24.02x37.80(in) 33.00x61.00x96.00(cent) |  |  | 731304301615 | 6385.00 | 7925.00 | 10945.00
| SRT5KXLT | APC Smart-UPS SRT 5000VA 208V | https://www.se.com/us/en/product/SRT5KXLT | 208 AC 1 PH | 208 1 PH | SMART-UPS ON-LINE | Uninterruptible Power Supply (UPS) | APC Smart-UPS On-Line | 64.41(kilos) 142.02(lbs) | 12.99x24.02x37.80(in) 33.00x61.00x96.00(cent) |  |  | 731304301622 | 6170.00 | 7650.00 | 10575.00
| SRT5KXLT-5KTF | APC Smart-UPS SRT 5000VA with 208/240V to 120V Step-Down Transformer | https://www.se.com/us/en/product/SRT5KXLT-5KTF | 208 AC 1 PH | 120 1 PH,208 1 PH | SMART-UPS ON-LINE | Uninterruptible Power Supply (UPS) | APC Smart-UPS On-Line | 127.91(kilos) 282.04(lbs) | 26.69x24.02x38.58(in) 67.80x61.00x98.00(cent) |  |  | 731304739814 | 7170.00 | 8900.00 | 12295.00
| SRT5KXLT-IEC | APC Smart-UPS SRT 5000VA 208V IEC | https://www.se.com/us/en/product/SRT5KXLT-IEC | 208 AC 1 PH | 208 1 PH | SMART-UPS ON-LINE | Uninterruptible Power Supply (UPS) | APC Smart-UPS On-Line | 64.41(kilos) 142.02(lbs) | 12.99x24.02x37.80(in) 33.00x61.00x96.00(cent) |  |  | 731304306627 | 6385.00 | 7925.00 | 10945.00
| SRT5KXLTUS | APC Smart-UPS SRT 5000VA RM 208V TAA | https://www.se.com/us/en/product/SRT5KXLTUS | 208 AC 1 PH | 208 1 PH | SMART-UPS ON-LINE | Uninterruptible Power Supply (UPS) | APC Smart-UPS On-Line | 64.41(kilos) 142.02(lbs) | 12.99x24.02x37.80(in) 33.00x61.00x96.00(cent) |  |  | 731304340492 | 6565.00 | 8125.00 | 11250.00
| SRT6KRMXLI | APC Smart-UPS SRT 6000VA RM 230V | https://www.se.com/us/en/product/SRT6KRMXLI | 220 AC 1 PH,230 AC 1 PH,240 AC 1 PH | 220 1 PH,230 1 PH,240 1 PH | SMART-UPS ON-LINE | Uninterruptible Power Supply (UPS) | APC Smart-UPS On-Line | 67.00(kilos) 147.74(lbs) | 14.57x37.80x24.02(in) 37.00x96.00x61.00(cent) |  |  | 731304308515 | 7420.00 | 9200.00 | 12720.00
| SRT6KRMXLT | APC Smart-UPS SRT 6000VA RM 208V | https://www.se.com/us/en/product/SRT6KRMXLT | 208 AC 1 PH,240 AC 1 PH | 208 1 PH,240 1 PH | SMART-UPS ON-LINE | Uninterruptible Power Supply (UPS) | APC Smart-UPS On-Line | 68.04(kilos) 150.03(lbs) | 14.57x24.02x37.80(in) 37.00x61.00x96.00(cent) |  |  | 731304308522 | 7510.00 | 9300.00 | 12870.00
| SRT6KRMXLT-5KTF | APC Smart-UPS SRT 6000VA RM with 208V to 120V 2U Step-Down Transformer | https://www.se.com/us/en/product/SRT6KRMXLT-5KTF | 208 AC 1 PH,240 AC 1 PH | 120 1 PH,208 1 PH,240 1 PH | SMART-UPS ON-LINE | Uninterruptible Power Supply (UPS) | APC Smart-UPS On-Line | 117.93(kilos) 260.04(lbs) | 24.57x24.49x37.80(in) 62.40x62.20x96.00(cent) |  |  | 731304732945 | 8095.00 | 10100.00 | 13870.00
| SRT6KRMXLT-A | 6kVA/6kW, Rackmount 4U, 208V, 2x L6-20R+3x L6-30R NEMA outlets, Extended runtime, W/ rail kit | https://www.se.com/us/en/product/SRT6KRMXLT-A | 208 AC 1 PH | 208 AC 1 PH | SMART-UPS ON-LINE | Uninterruptible Power Supply (UPS) | APC Smart-UPS On-Line | 68.04(kilos) 150.03(lbs) | 14.57x24.02x37.80(in) 37.00x61.00x96.00(cent) |  |  | 731304772194 | 7165.00 | 8875.00 | 12285.00
| SRT6KRMXLT-IEC | APC Smart-UPS SRT 6000VA RM 208V IEC | https://www.se.com/us/en/product/SRT6KRMXLT-IEC | 208 AC 1 PH,240 AC 1 PH | 208 1 PH,240 1 PH | SMART-UPS ON-LINE | Uninterruptible Power Supply (UPS) | APC Smart-UPS On-Line | 68.04(kilos) 150.03(lbs) | 14.57x24.02x37.80(in) 37.00x61.00x96.00(cent) |  |  | 731304308539 | 7765.00 | 9625.00 | 13315.00
| SRT6KXLI | APC Smart-UPS SRT 6000VA 230V | https://www.se.com/us/en/product/SRT6KXLI | 220 AC 1 PH,230 AC 1 PH,240 AC 1 PH | 220 1 PH,230 1 PH,240 1 PH | SMART-UPS ON-LINE | Uninterruptible Power Supply (UPS) | APC Smart-UPS On-Line | 67.00(kilos) 147.74(lbs) | 14.57x24.02x37.80(in) 37.00x61.00x96.00(cent) |  |  | 731304301660 | 7150.00 | 8875.00 | 12260.00
| SRT6KXLT | APC Smart-UPS SRT 6000VA 208V | https://www.se.com/us/en/product/SRT6KXLT | 208 AC 1 PH,240 AC 1 PH | 208 1 PH,240 1 PH | SMART-UPS ON-LINE | Uninterruptible Power Supply (UPS) | APC Smart-UPS On-Line | 64.41(kilos) 142.02(lbs) | 14.57x24.02x37.80(in) 37.00x61.00x96.00(cent) |  |  | 731304301677 | 7090.00 | 8775.00 | 12150.00
| SRT6KXLT-5KTF | APC Smart-UPS SRT 6000VA with 208/240V to 120V Step-Down Transformer | https://www.se.com/us/en/product/SRT6KXLT-5KTF | 208 AC 1 PH,240 AC 1 PH | 120 1 PH,208 1 PH,240 1 PH | SMART-UPS ON-LINE | Uninterruptible Power Supply (UPS) | APC Smart-UPS On-Line | 127.91(kilos) 282.04(lbs) | 28.27x24.02x38.58(in) 71.80x61.00x98.00(cent) |  |  | 731304732952 | 8280.00 | 10300.00 | 14190.00
| SRT6KXLT-IEC | APC Smart-UPS SRT 6000VA 208V IEC | https://www.se.com/us/en/product/SRT6KXLT-IEC | 208 AC 1 PH,240 AC 1 PH | 208 1 PH,240 1 PH | SMART-UPS ON-LINE | Uninterruptible Power Supply (UPS) | APC Smart-UPS On-Line | 66.86(kilos) 147.43(lbs) | 14.57x24.02x37.80(in) 37.00x61.00x96.00(cent) |  |  | 731304301714 | 7515.00 | 9325.00 | 12880.00
| SRT6KXLTUS | APC Smart-UPS SRT 6000VA 208V TAA | https://www.se.com/us/en/product/SRT6KXLTUS | 208 AC 1 PH,240 AC 1 PH | 208 AC 1 PH,240 AC 1 PH | SMART-UPS ON-LINE | Uninterruptible Power Supply (UPS) | APC Smart-UPS On-Line | 64.41(kilos) 142.02(lbs) | 14.57x24.02x37.80(in) 37.00x61.00x96.00(cent) |  |  | 731304340508 | 7465.00 | 9250.00 | 12800.00
| SRT8KRMXLI | APC Smart-UPS SRT 8000VA RM 230V | https://www.se.com/us/en/product/SRT8KRMXLI | 220 AC 1 PH,230 AC 1 PH,240 AC 1 PH,380 AC 3 PH,400 AC 3 PH,415 AC 3 PH | 220 1 PH,230 1 PH,240 1 PH | SMART-UPS ON-LINE | Uninterruptible Power Supply (UPS) | APC Smart-UPS On-Line | 130.00(kilos) 286.65(lbs) | 18.15x39.37x23.62(in) 46.10x100.00x60.00(cent) |  |  | 731304304296 | 9610.00 | 11900.00 | 16475.00
| SRT8KRMXLT | APC Smart-UPS SRT 8000VA RM 208V | https://www.se.com/us/en/product/SRT8KRMXLT | 208 AC 1 PH,240 AC 1 PH | 208 1 PH,240 1 PH | SMART-UPS ON-LINE | Uninterruptible Power Supply (UPS) | APC Smart-UPS On-Line | 129.73(kilos) 286.05(lbs) | 18.15x23.62x39.37(in) 46.10x60.00x100.00(cent) |  |  | 731304292760 | 8850.00 | 11000.00 | 15165.00
| SRT8KRMXLT30 | APC Smart-UPS SRT 8000VA RM 208V L630 | https://www.se.com/us/en/product/SRT8KRMXLT30 | 208 AC 1 PH,240 AC 1 PH | 208 1 PH,240 1 PH | SMART-UPS ON-LINE | Uninterruptible Power Supply (UPS) | APC Smart-UPS On-Line | 132.36(kilos) 291.85(lbs) | 26.81x23.62x39.37(in) 68.10x60.00x100.00(cent) |  |  | 731304732976 | 9350.00 | 11600.00 | 16030.00
| SRT8KRMXLT-5KTF | APC Smart-UPS SRT 8kVA RM with 208V to 120V 2U Step-Down Transformer | https://www.se.com/us/en/product/SRT8KRMXLT-5KTF | 208 AC 1 PH,240 AC 1 PH | 120 1 PH,208 1 PH,240 1 PH | SMART-UPS ON-LINE | Uninterruptible Power Supply (UPS) | APC Smart-UPS On-Line | 179.62(kilos) 396.06(lbs) | 28.15x24.49x39.37(in) 71.50x62.20x100.00(cent) |  |  | 731304732969 | 9645.00 | 12000.00 | 16535.00
| SRT8KRMXLT-A | 8kVA/8kW, Rackmount 6U, 208V, 4x L6-20R+2x L6-30R NEMA outlets, Extended runtime, W/ rail kit | https://www.se.com/us/en/product/SRT8KRMXLT-A | 208 AC 1 PH | 208 AC 1 PH | SMART-UPS ON-LINE | Uninterruptible Power Supply (UPS) | APC Smart-UPS On-Line | 130.00(kilos) 286.65(lbs) | 18.15x23.62x39.37(in) 46.10x60.00x100.00(cent) |  |  | 731304772200 | 8445.00 | 10500.00 | 14475.00
| SRT8KRMXLT-IEC | APC Smart-UPS SRT 8000VA RM 208V IEC | https://www.se.com/us/en/product/SRT8KRMXLT-IEC | 208 AC 1 PH,240 AC 1 PH | 208 1 PH,240 1 PH | SMART-UPS ON-LINE | Uninterruptible Power Supply (UPS) | APC Smart-UPS On-Line | 129.73(kilos) 286.05(lbs) | 18.15x23.62x39.37(in) 46.10x60.00x100.00(cent) |  |  | 731304304302 | 9040.00 | 11200.00 | 15500.00
| SRT8KXLI | APC Smart-UPS SRT 8000VA 230V | https://www.se.com/us/en/product/SRT8KXLI | 220 AC 1 PH,230 AC 1 PH,240 AC 1 PH,380 AC 3 PH,400 AC 3 PH,415 AC 3 PH | 220 1 PH,230 1 PH,240 1 PH | SMART-UPS ON-LINE | Uninterruptible Power Supply (UPS) | APC Smart-UPS On-Line | 126.82(kilos) 279.64(lbs) | 18.15x39.37x23.62(in) 46.10x100.00x60.00(cent) |  |  | 731304304319 | 8865.00 | 11000.00 | 15195.00
| SRT8KXLT | APC Smart-UPS SRT 8000VA 208V | https://www.se.com/us/en/product/SRT8KXLT | 208 AC 1 PH,240 AC 1 PH | 208 1 PH,240 1 PH | SMART-UPS ON-LINE | Uninterruptible Power Supply (UPS) | APC Smart-UPS On-Line | 126.55(kilos) 279.04(lbs) | 18.15x23.62x39.37(in) 46.10x60.00x100.00(cent) |  |  | 731304292791 | 8440.00 | 10500.00 | 14465.00
| SRT8KXLT30 | APC Smart-UPS SRT 8000VA 208V L630 | https://www.se.com/us/en/product/SRT8KXLT30 | 208 AC 1 PH,240 AC 1 PH | 208 1 PH,240 1 PH | SMART-UPS ON-LINE | Uninterruptible Power Supply (UPS) | APC Smart-UPS On-Line | 129.18(kilos) 284.84(lbs) | 27.17x23.62x39.37(in) 69.00x60.00x100.00(cent) |  |  | 731304732990 | 9125.00 | 11300.00 | 15640.00
| SRT8KXLT-5KTF | APC Smart-UPS SRT 8000VA with 208/240V to 120V Step-Down Transformer | https://www.se.com/us/en/product/SRT8KXLT-5KTF | 208 AC 1 PH,240 AC 1 PH | 120 1 PH,208 1 PH,240 1 PH | SMART-UPS ON-LINE | Uninterruptible Power Supply (UPS) | APC Smart-UPS On-Line | 190.06(kilos) 419.08(lbs) | 31.81x23.74x39.37(in) 80.80x60.30x100.00(cent) |  |  | 731304732983 | 9695.00 | 12100.00 | 16620.00
| SRT8KXLT-IEC | APC Smart-UPS SRT 8000VA 208V IEC | https://www.se.com/us/en/product/SRT8KXLT-IEC | 208 AC 1 PH,240 AC 1 PH | 208 1 PH,240 1 PH | SMART-UPS ON-LINE | Uninterruptible Power Supply (UPS) | APC Smart-UPS On-Line | 126.55(kilos) 279.04(lbs) | 18.15x23.62x39.37(in) 46.10x60.00x100.00(cent) |  |  | 731304313106 | 8715.00 | 10800.00 | 14935.00
| SRT8KXLTUS | APC Smart-UPS SRT 8000VA 208V TAA | https://www.se.com/us/en/product/SRT8KXLTUS | 208 AC 1 PH,240 AC 1 PH | 208 AC 1 PH,240 AC 1 PH | SMART-UPS ON-LINE | Uninterruptible Power Supply (UPS) | APC Smart-UPS On-Line | 126.55(kilos) 279.04(lbs) | 18.15x23.62x39.37(in) 46.10x60.00x100.00(cent) |  |  | 731304340515 | 8905.00 | 11100.00 | 15265.00
| SRT10KRMTF | APC Smart-UPS SRT 10kVA 4U RM Step-Down Transformer | https://www.se.com/us/en/product/SRT10KRMTF | 208 | 120 ,240 | SMART-UPS ON-LINE | Uninterruptible Power Supply (UPS) | APC Smart-UPS Accessories | 124.74(kilos) 275.05(lbs) | 15.98x23.62x39.37(in) 40.60x60.00x100.00(cent) |  |  | 731304318859 | 2375.00 | 2950.00 | 4065.00
| SRT10KRMXLI | APC Smart-UPS SRT 10000VA RM 230V | https://www.se.com/us/en/product/SRT10KRMXLI | 230 AC 1 PH,380 AC 3 PH,400 AC 3 PH, AC 3 PH | 230 1 PH | SMART-UPS ON-LINE | Uninterruptible Power Supply (UPS) | APC Smart-UPS On-Line | 129.73(kilos) 286.05(lbs) | 18.15x39.37x23.62(in) 46.10x100.00x60.00(cent) |  | 1 | 731304304265 | 10315.00 | 12800.00 | 17685.00
| SRT10KRMXLT | APC Smart-UPS SRT 10000VA RM 208V | https://www.se.com/us/en/product/SRT10KRMXLT | 208 AC 1 PH,240 AC 1 PH | 208 1 PH,240 1 PH | SMART-UPS ON-LINE | Uninterruptible Power Supply (UPS) | APC Smart-UPS On-Line | 129.73(kilos) 286.05(lbs) | 18.15x23.62x39.37(in) 46.10x60.00x100.00(cent) |  |  | 731304292692 | 10255.00 | 12700.00 | 17580.00
| SRT10KRMXLT30 | APC Smart-UPS SRT 10000VA RM 208V L630 | https://www.se.com/us/en/product/SRT10KRMXLT30 | 208 AC 1 PH,240 AC 1 PH | 208 1 PH,240 1 PH | SMART-UPS ON-LINE | Uninterruptible Power Supply (UPS) | APC Smart-UPS On-Line | 132.08(kilos) 291.24(lbs) | 26.81x23.62x39.37(in) 68.10x60.00x100.00(cent) |  |  | 731304732914 | 10710.00 | 13300.00 | 18355.00
| SRT10KRMXLT-5KTF2 | APC Smart-UPS SRT 10kVA RM with two 208V to 120V 2U 5kVA Step-Down Transformers | https://www.se.com/us/en/product/SRT10KRMXLT-5KTF2 | 208 AC 1 PH,240 AC 1 PH | 120 1 PH | SMART-UPS ON-LINE | Uninterruptible Power Supply (UPS) | APC Smart-UPS On-Line | 232.15(kilos) 511.89(lbs) | 41.73x24.49x39.37(in) 106.00x62.20x100.00(cent) |  |  | 731304732907 | 12075.00 | 15000.00 | 20695.00
| SRT10KRMXLT-10KTF | APC Smart-UPS SRT 10kVA RM with 208/240V to 120V 10kVA Step-Down Transformer | https://www.se.com/us/en/product/SRT10KRMXLT-10KTF | 208 AC 1 PH,240 AC 1 PH | 120 1 PH,208 1 PH,240 1 PH | SMART-UPS ON-LINE | Uninterruptible Power Supply (UPS) | APC Smart-UPS On-Line | 254.47(kilos) 561.11(lbs) | 34.13x23.62x39.37(in) 86.70x60.00x100.00(cent) |  |  | 731304732891 | 12240.00 | 15200.00 | 20985.00
| SRT10KRMXLT-A | 10kVA/10kW, Rackmount 6U, 208V, 4x L6-20R+2x L6-30R NEMA outlets, Extended runtime, W/ rail kit | https://www.se.com/us/en/product/SRT10KRMXLT-A | 208 AC 1 PH | 208 AC 1 PH | SMART-UPS ON-LINE | Uninterruptible Power Supply (UPS) | APC Smart-UPS On-Line | 129.80(kilos) 286.21(lbs) | 18.15x23.62x39.37(in) 46.10x60.00x100.00(cent) |  |  | 731304772217 | 9790.00 | 12200.00 | 16780.00
| SRT10KRMXLT-IEC | APC Smart-UPS SRT 10000VA RM 208V IEC | https://www.se.com/us/en/product/SRT10KRMXLT-IEC | 208 AC 1 PH,240 AC 1 PH | 208 1 PH,240 1 PH | SMART-UPS ON-LINE | Uninterruptible Power Supply (UPS) | APC Smart-UPS On-Line | 129.73(kilos) 286.05(lbs) | 18.15x23.62x39.37(in) 46.10x60.00x100.00(cent) |  |  | 731304304845 | 10545.00 | 13100.00 | 18075.00
| SRT10KRMXLTUS | APC Smart-UPS SRT 10000VA RM 208V TAA-Compliant | https://www.se.com/us/en/product/SRT10KRMXLTUS | 208 AC 1 PH,240 AC 1 PH | 208 AC 1 PH,240 AC 1 PH | SMART-UPS ON-LINE | Uninterruptible Power Supply (UPS) | APC Smart-UPS On-Line | 129.73(kilos) 286.05(lbs) | 18.15x23.62x39.37(in) 46.10x60.00x100.00(cent) |  |  | 731304740834 | 10770.00 | 13400.00 | 18460.00
| SRT10KXLI | APC Smart-UPS SRT 10000VA 230V | https://www.se.com/us/en/product/SRT10KXLI | 230 AC 1 PH,380 AC 3 PH,400 AC 3 PH,415 AC 3 PH | 230 1 PH | SMART-UPS ON-LINE | Uninterruptible Power Supply (UPS) | APC Smart-UPS On-Line | 126.82(kilos) 279.64(lbs) | 18.15x23.62x39.37(in) 46.10x60.00x100.00(cent) |  | 1 | 731304304272 | 9885.00 | 12300.00 | 16940.00
| SRT10KXLT | APC Smart-UPS SRT 10000VA 208V | https://www.se.com/us/en/product/SRT10KXLT | 208 AC 1 PH,240 AC 1 PH | 208 1 PH,240 1 PH | SMART-UPS ON-LINE | Uninterruptible Power Supply (UPS) | APC Smart-UPS On-Line | 126.55(kilos) 279.04(lbs) | 18.15x23.62x39.37(in) 46.10x60.00x100.00(cent) |  |  | 731304292722 | 9955.00 | 12400.00 | 17065.00
| SRT10KXLT30 | APC Smart-UPS SRT 10000VA 208V L630 | https://www.se.com/us/en/product/SRT10KXLT30 | 208 AC 1 PH,240 AC 1 PH | 208 1 PH,240 1 PH | SMART-UPS ON-LINE | Uninterruptible Power Supply (UPS) | APC Smart-UPS On-Line | 129.18(kilos) 284.84(lbs) | 26.81x23.62x39.37(in) 68.10x60.00x100.00(cent) |  |  | 731304732938 | 10560.00 | 13100.00 | 18100.00
| SRT10KXLT-5KTF2 | APC Smart-UPS SRT 10kVA with two 208/240V to 120V 5kVA Step-Down Transformers | https://www.se.com/us/en/product/SRT10KXLT-5KTF2 | 208 AC 1 PH,240 AC 1 PH | 120 1 PH,208 1 PH,240 1 PH | SMART-UPS ON-LINE | Uninterruptible Power Supply (UPS) | APC Smart-UPS On-Line | 256.19(kilos) 564.90(lbs) | 49.09x23.74x39.37(in) 124.70x60.30x100.00(cent) |  |  | 731304732921 | 12070.00 | 15000.00 | 20685.00
| SRT10KXLT-IEC | APC Smart-UPS SRT 10000VA 208V IEC | https://www.se.com/us/en/product/SRT10KXLT-IEC | 208 AC 1 PH,240 AC 1 PH | 208 1 PH,240 1 PH | SMART-UPS ON-LINE | Uninterruptible Power Supply (UPS) | APC Smart-UPS On-Line | 126.55(kilos) 279.04(lbs) | 18.15x23.62x39.37(in) 46.10x60.00x100.00(cent) |  |  | 731304304289 | 9880.00 | 12300.00 | 16930.00
| SRT10KXLTUS | APC Smart-UPS SRT 10000VA 208V TAA | https://www.se.com/us/en/product/SRT10KXLTUS | 208 AC 1 PH,240 AC 1 PH | 208 1 PH,240 1 PH | SMART-UPS ON-LINE | Uninterruptible Power Supply (UPS) | APC Smart-UPS On-Line | 126.55(kilos) 279.04(lbs) | 18.15x23.62x39.37(in) 46.10x60.00x100.00(cent) |  |  | 731304340454 | 10755.00 | 13400.00 | 18435.00
| SRT48BP | APC Smart-UPS SRT 48V 1kVA 1.5kVA Battery Pack | https://www.se.com/us/en/product/SRT48BP |  |  | SMART-UPS ON-LINE | Uninterruptible Power Supply (UPS) | APC Smart-UPS Battery Systems | 37.80(kilos) 83.35(lbs) | 9.65x23.43x29.13(in) 24.50x59.50x74.00(cent) | 2 |  | 731304330141 | 819.00 | 1025.00 | 1405.00
| SRT48RMBP | APC Smart-UPS SRT 48V 1kVA 1.5kVA RM Battery Pack | https://www.se.com/us/en/product/SRT48RMBP |  |  | SMART-UPS ON-LINE | Uninterruptible Power Supply (UPS) | APC Smart-UPS Battery Systems | 32.58(kilos) 71.84(lbs) | 9.65x23.43x27.17(in) 24.50x59.50x69.00(cent) |  |  | 731304330103 | 1050.00 | 1300.00 | 1800.00
| SRT72BP | APC Smart-UPS SRT 72V 2.2kVA Battery Pack | https://www.se.com/us/en/product/SRT72BP |  |  | SMART-UPS ON-LINE | Uninterruptible Power Supply (UPS) | APC Smart-UPS Battery Systems | 39.00(kilos) 86.00(lbs) | 9.65x33.07x24.21(in) 24.50x84.00x61.50(cent) |  |  | 731304317708 | 819.00 | 1025.00 | 1405.00
| SRT72RMBP | APC Smart-UPS SRT 72V 2.2kVA RM Battery Pack | https://www.se.com/us/en/product/SRT72RMBP |  |  | SMART-UPS ON-LINE | Uninterruptible Power Supply (UPS) | APC Smart-UPS Battery Systems | 40.82(kilos) 90.01(lbs) | 9.41x32.72x23.58(in) 23.90x83.10x59.90(cent) | 2 |  | 731304317715 | 1060.00 | 1325.00 | 1810.00
| SRT72RMBPUS | APC Smart-UPS SRT 72V 2.2kVA RM Battery Pack TAA | https://www.se.com/us/en/product/SRT72RMBPUS |  |  | SMART-UPS ON-LINE | Uninterruptible Power Supply (UPS) | APC Smart-UPS Battery Systems | 40.82(kilos) 90.01(lbs) | 9.41x23.58x32.72(in) 23.90x59.90x83.10(cent) |  |  | 731304380009 | 1120.00 | 1400.00 | 1915.00
| SRT96BP | APC Smart-UPS SRT 96V 3kVA Battery Pack | https://www.se.com/us/en/product/SRT96BP |  |  | SMART-UPS ON-LINE | Uninterruptible Power Supply (UPS) | APC Smart-UPS Battery Systems | 44.50(kilos) 98.12(lbs) | 9.41x32.72x23.58(in) 23.90x83.10x59.90(cent) |  |  | 731304317722 | 1340.00 | 1675.00 | 2295.00
| SRT96RMBP | APC Smart-UPS SRT 96V 3kVA RM Battery Pack | https://www.se.com/us/en/product/SRT96RMBP |  |  | SMART-UPS ON-LINE | Uninterruptible Power Supply (UPS) | APC Smart-UPS Battery Systems | 44.50(kilos) 98.12(lbs) | 9.41x32.72x23.58(in) 23.90x83.10x59.90(cent) |  |  | 731304317739 | 1555.00 | 1925.00 | 2660.00
| SRT96RMBPUS | APC Smart-UPS SRT 96V 3kVA RM Battery Pack TAA | https://www.se.com/us/en/product/SRT96RMBPUS |  |  | SMART-UPS ON-LINE | Uninterruptible Power Supply (UPS) | APC Smart-UPS Accessories | 44.50(kilos) 98.12(lbs) | 9.41x23.58x32.72(in) 23.90x59.90x83.10(cent) |  |  | 731304380030 | 1645.00 | 2050.00 | 2815.00
| SRT001 | APC Smart-UPS SRT 5kVA Output HW Kit | https://www.se.com/us/en/product/SRT001 |  |  | SMART-UPS ON-LINE | Uninterruptible Power Supply (UPS) | APC Smart-UPS Accessories | 0.82(kilos) 1.81(lbs) | 5.39x7.40x10.20(in) 13.70x18.80x25.90(cent) |  |  | 731304310778 | 264.00 | 329.99 | 453.00
| SRT002 | APC Smart-UPS SRT 15ft Extension Cable for 192VDC External Battery Packs 5/6kVA UPS | https://www.se.com/us/en/product/SRT002 |  |  | SMART-UPS ON-LINE | Uninterruptible Power Supply (UPS) | APC Smart-UPS Accessories | 4.08(kilos) 9.00(lbs) | 4.61x23.27x23.27(in) 11.70x59.10x59.10(cent) |  |  | 731304310785 | 457.00 | 569.00 | 784.00
| SRT003 | APC Smart-UPS SRT 15ft Extension Cable for 192VDC External Battery Packs 8/10kVA UPS | https://www.se.com/us/en/product/SRT003 |  |  | SMART-UPS ON-LINE | Uninterruptible Power Supply (UPS) | APC Smart-UPS Accessories | 4.49(kilos) 9.90(lbs) | 4.02x17.99x22.01(in) 10.20x45.70x55.90(cent) |  |  | 731304292661 | 439.00 | 549.00 | 752.00
| SRT004 | APC Smart-UPS SRT 5kVA PDU 208V (4) L6-20 | https://www.se.com/us/en/product/SRT004 | 208 |  | SMART-UPS ON-LINE | Uninterruptible Power Supply (UPS) | APC Smart-UPS Accessories | 1.36(kilos) 3.00(lbs) | 7.99x9.02x10.98(in) 20.30x22.90x27.90(cent) |  |  | 731304310792 | 272.00 | 339.99 | 466.00
| SRT005 | APC Smart-UPS SRT 6kVA PDU 208V (4) L6-20 & (1) L6-30 | https://www.se.com/us/en/product/SRT005 | 208 |  | SMART-UPS ON-LINE | Uninterruptible Power Supply (UPS) | APC Smart-UPS Accessories | 1.36(kilos) 3.00(lbs) | 7.99x9.02x10.98(in) 20.30x22.90x27.90(cent) |  |  | 731304301752 | 517.00 | 639.00 | 885.00
| SRT008 | APC Smart-UPS SRT 8kVA/10kVA PDU, 208V (6) L6-30 | https://www.se.com/us/en/product/SRT008 |  |  | SMART-UPS ON-LINE | Uninterruptible Power Supply (UPS) | APC Smart-UPS Accessories | 2.63(kilos) 5.80(lbs) | 8.66x8.86x15.98(in) 22.00x22.50x40.60(cent) |  |  | 731304309628 | 431.00 | 539.00 | 739.00
| SRT009 | APC Smart-UPS SRT 15ft Extension Cable for 72VDC External Battery Packs 2200VA UPS | https://www.se.com/us/en/product/SRT009 |  |  | SMART-UPS ON-LINE | Uninterruptible Power Supply (UPS) | APC Smart-UPS Accessories | 4.09(kilos) 9.02(lbs) | 4.61x23.27x23.27(in) 11.70x59.10x59.10(cent) |  |  | 731304323952 | 420.00 | 529.00 | 720.00
| SRT010 | APC Smart-UPS SRT 15ft Extension Cable for 96VDC External Battery Packs 3000VA UPS | https://www.se.com/us/en/product/SRT010 |  |  | SMART-UPS ON-LINE | Uninterruptible Power Supply (UPS) | APC Smart-UPS Accessories | 4.09(kilos) 9.02(lbs) | 4.61x23.27x23.27(in) 11.70x59.10x59.10(cent) |  |  | 731304323969 | 281.00 | 349.99 | 481.00
| SRT011 | APC Smart-UPS SRT 3000VA PDU 208V (3) L6-30 | https://www.se.com/us/en/product/SRT011 |  |  | SMART-UPS ON-LINE | Uninterruptible Power Supply (UPS) | APC Smart-UPS Accessories | 0.80(kilos) 1.76(lbs) | 5.55x7.01x10.00(in) 14.10x17.80x25.40(cent) |  |  | 731304323976 | 394.00 | 489.00 | 674.00
| SRT012 | APC Smart-UPS SRT 2200VA/3000VA Input/Output Hardwire Kit | https://www.se.com/us/en/product/SRT012 | 120 ,208 ,230 ,240 | 120 ,208 ,230 ,240 | SMART-UPS ON-LINE | Uninterruptible Power Supply (UPS) | APC Smart-UPS Accessories | 1.00(kilos) 2.21(lbs) | 5.55x7.01x10.00(in) 14.10x17.80x25.40(cent) |  |  | 731304323983 | 265.00 | 329.99 | 454.00
| SRT013 | APC Smart-UPS SRT 15ft Extension Cable for 48VDC External Battery Packs | https://www.se.com/us/en/product/SRT013 |  |  | SMART-UPS ON-LINE | Uninterruptible Power Supply (UPS) | APC Smart-UPS Accessories | 4.09(kilos) 9.02(lbs) | 4.61x23.27x23.27(in) 11.70x59.10x59.10(cent) |  |  | 731304330110 | 176.00 | 219.99 | 301.00
| SRT192BP | APC Smart-UPS SRT 192V 5kVA and 6kVA Battery Pack | https://www.se.com/us/en/product/SRT192BP |  |  | SMART-UPS ON-LINE | Uninterruptible Power Supply (UPS) | APC Smart-UPS Battery Systems | 101.50(kilos) 223.81(lbs) | 16.54x39.37x23.62(in) 42.00x100.00x60.00(cent) |  |  | 731304301769 | 1495.00 | 1850.00 | 2560.00
| SRT192BP2 | APC Smart-UPS SRT 192V 8kVA and 10kVA Battery Pack | https://www.se.com/us/en/product/SRT192BP2 |  |  | SMART-UPS ON-LINE | Uninterruptible Power Supply (UPS) | APC Smart-UPS Battery Systems | 101.50(kilos) 223.81(lbs) | 16.54x23.62x39.37(in) 42.00x60.00x100.00(cent) |  |  | 731304292746 | 1545.00 | 1925.00 | 2645.00
| SRT192BP2US | APC Smart-UPS SRT 192V 8kVA and 10kVA Battery Pack TAA | https://www.se.com/us/en/product/SRT192BP2US |  |  | SMART-UPS ON-LINE | Uninterruptible Power Supply (UPS) | APC Smart-UPS Battery Systems | 101.29(kilos) 223.34(lbs) | 16.54x23.62x39.37(in) 42.00x60.00x100.00(cent) |  |  | 731304379867 | 1695.00 | 2100.00 | 2900.00
| SRT192BPJ | APC Smart-UPS SRT 192V 5kVA Japan | https://www.se.com/us/en/product/SRT192BPJ |  |  | SMART-UPS ON-LINE | Uninterruptible Power Supply (UPS) | APC Smart-UPS Battery Systems | 102.00(kilos) 224.91(lbs) | 16.54x23.62x39.37(in) 42.00x60.00x100.00(cent) |  |  | 731304328568 | 1735.00 | 2150.00 | 2975.00
| SRT192BPUS | APC Smart-UPS SRT 192V 5kVA and 6kVA Battery Pack TAA | https://www.se.com/us/en/product/SRT192BPUS |  |  | SMART-UPS ON-LINE | Uninterruptible Power Supply (UPS) | APC Smart-UPS Battery Systems | 101.29(kilos) 223.34(lbs) | 16.54x23.62x39.37(in) 42.00x60.00x100.00(cent) |  |  | 731304379874 | 1635.00 | 2025.00 | 2805.00
| SRT192RMBP | APC Smart-UPS SRT 192V 5kVA and 6kVA RM Battery Pack | https://www.se.com/us/en/product/SRT192RMBP |  |  | SMART-UPS ON-LINE | Uninterruptible Power Supply (UPS) | APC Smart-UPS Battery Systems | 223.50(kilos) 492.82(lbs) | 16.93x38.58x23.62(in) 43.00x98.00x60.00(cent) | 2 |  | 731304301776 | 1700.00 | 2125.00 | 2915.00
| SRT192RMBP2 | APC Smart-UPS SRT 192V 8 and 10kVA RM Battery Pack | https://www.se.com/us/en/product/SRT192RMBP2 |  |  | SMART-UPS ON-LINE | Uninterruptible Power Supply (UPS) | APC Smart-UPS Battery Systems | 105.50(kilos) 232.63(lbs) | 16.54x39.37x23.62(in) 42.00x100.00x60.00(cent) |  |  | 731304292753 | 1815.00 | 2250.00 | 3110.00
| SRT192RMBP2US | APC Smart-UPS SRT 192V 8kVA and 10kVA RM Battery Pack TAA | https://www.se.com/us/en/product/SRT192RMBP2US |  |  | SMART-UPS ON-LINE | Uninterruptible Power Supply (UPS) | APC Smart-UPS Battery Systems | 105.28(kilos) 232.14(lbs) | 16.54x23.62x39.37(in) 42.00x60.00x100.00(cent) |  |  | 731304379881 | 1870.00 | 2325.00 | 3200.00
| SRT192RMBPUS | APC Smart-UPS SRT 192V 5kVA and 6kVA RM Battery Pack TAA | https://www.se.com/us/en/product/SRT192RMBPUS |  |  | SMART-UPS ON-LINE | Uninterruptible Power Supply (UPS) | APC Smart-UPS Battery Systems | 105.28(kilos) 232.14(lbs) | 16.54x23.62x39.37(in) 42.00x60.00x100.00(cent) |  |  | 731304379898 | 1750.00 | 2175.00 | 3000.00
| SRT1000RMXLA | APC Smart-UPS SRT 1000VA RM 120V | https://www.se.com/us/en/product/SRT1000RMXLA | 120 AC 1 PH | 120 1 PH | SMART-UPS ON-LINE | Uninterruptible Power Supply (UPS) | APC Smart-UPS On-Line | 32.58(kilos) 71.84(lbs) | 9.65x23.43x27.17(in) 24.50x59.50x69.00(cent) |  |  | 731304329961 | 1140.00 | 1425.00 | 1950.00
| SRT1000RMXLA-NC | APC Smart-UPS SRT 1000VA RM 120V Network Card | https://www.se.com/us/en/product/SRT1000RMXLA-NC | 120 AC 1 PH | 120 1 PH | SMART-UPS ON-LINE | Uninterruptible Power Supply (UPS) | APC Smart-UPS On-Line | 32.58(kilos) 71.84(lbs) | 9.65x23.43x27.17(in) 24.50x59.50x69.00(cent) |  |  | 731304329978 | 1685.00 | 2100.00 | 2885.00
| SRT1000RMXLA-NCUS | APC Smart-UPS SRT 1000VA LCD RM 120V with Network Card TAA-Compliant | https://www.se.com/us/en/product/SRT1000RMXLA-NCUS | 120 AC 1 PH | 120 AC 1 PH | SMART-UPS ON-LINE | Uninterruptible Power Supply (UPS) | APC Smart-UPS On-Line | 29.60(kilos) 65.27(lbs) | 9.69x23.39x29.49(in) 24.60x59.40x74.90(cent) |  |  | 731304740568 | 1770.00 | 2200.00 | 3030.00
| SRT1000XLA | APC Smart-UPS SRT 1000VA 120V | https://www.se.com/us/en/product/SRT1000XLA | 120 AC 1 PH | 120 1 PH | SMART-UPS ON-LINE | Uninterruptible Power Supply (UPS) | APC Smart-UPS On-Line | 32.58(kilos) 71.84(lbs) | 9.65x23.43x27.17(in) 24.50x59.50x69.00(cent) |  |  | 731304329985 | 1020.00 | 1275.00 | 1745.00
| SRT1500RMXLA | APC Smart-UPS SRT 1500VA RM 120V | https://www.se.com/us/en/product/SRT1500RMXLA | 120 AC 1 PH | 120 1 PH | SMART-UPS ON-LINE | Uninterruptible Power Supply (UPS) | APC Smart-UPS On-Line | 32.58(kilos) 71.84(lbs) | 9.65x23.43x27.17(in) 24.50x59.50x69.00(cent) |  |  | 731304330073 | 1610.00 | 2000.00 | 2755.00
| SRT1500RMXLA-NC | APC Smart-UPS SRT 1500VA RM 120V Network Card | https://www.se.com/us/en/product/SRT1500RMXLA-NC | 120 AC 1 PH | 120 1 PH | SMART-UPS ON-LINE | Uninterruptible Power Supply (UPS) | APC Smart-UPS On-Line | 32.58(kilos) 71.84(lbs) | 9.65x23.43x27.17(in) 24.50x59.50x69.00(cent) |  |  | 731304330080 | 2190.00 | 2725.00 | 3750.00
| SRT1500RMXLA-NCUS | APC Smart-UPS SRT 1500VA LCD RM 120V with Network Card TAA-Compliant | https://www.se.com/us/en/product/SRT1500RMXLA-NCUS | 120 AC 1 PH | 120 AC 1 PH | SMART-UPS ON-LINE | Uninterruptible Power Supply (UPS) | APC Smart-UPS On-Line | 29.60(kilos) 65.27(lbs) | 9.69x23.39x29.49(in) 24.60x59.40x74.90(cent) |  |  | 731304740575 | 2300.00 | 2850.00 | 3940.00
| SRT1500RMXLAUS | APC Smart-UPS SRT 1500VA LCD RM 120V TAA-Compliant | https://www.se.com/us/en/product/SRT1500RMXLAUS | 120 AC 1 PH | 120 AC 1 PH | SMART-UPS ON-LINE | Uninterruptible Power Supply (UPS) | APC Smart-UPS On-Line | 29.60(kilos) 65.27(lbs) | 9.69x23.39x29.49(in) 24.60x59.40x74.90(cent) |  |  | 731304740582 | 1690.00 | 2100.00 | 2895.00
| SRT1500XLA | APC Smart-UPS SRT 1500VA 120V | https://www.se.com/us/en/product/SRT1500XLA | 120 AC 1 PH | 120 1 PH | SMART-UPS ON-LINE | Uninterruptible Power Supply (UPS) | APC Smart-UPS On-Line | 32.58(kilos) 71.84(lbs) | 9.65x23.43x27.17(in) 24.50x59.50x69.00(cent) |  |  | 731304330097 | 1385.00 | 1725.00 | 2375.00
| SRT2200RMXLA | APC Smart-UPS SRT 2200VA RM 120V | https://www.se.com/us/en/product/SRT2200RMXLA | 120 AC 1 PH | 120 1 PH | SMART-UPS ON-LINE | Uninterruptible Power Supply (UPS) | APC Smart-UPS On-Line | 34.02(kilos) 75.01(lbs) | 9.69x23.58x31.89(in) 24.60x59.90x81.00(cent) |  |  | 731304323051 | 2060.00 | 2550.00 | 3525.00
| SRT2200RMXLA-NC | APC Smart-UPS SRT 2200VA RM 120V Network Card | https://www.se.com/us/en/product/SRT2200RMXLA-NC | 120 AC 1 PH | 120 1 PH | SMART-UPS ON-LINE | Uninterruptible Power Supply (UPS) | APC Smart-UPS On-Line | 34.02(kilos) 75.01(lbs) | 9.69x23.58x31.89(in) 24.60x59.90x81.00(cent) |  |  | 731304325154 | 2505.00 | 3125.00 | 4295.00
| SRT2200RMXLA-NCUS | APC Smart-UPS SRT 2200VA LCD RM 120V with Network Card TAA-Compliant | https://www.se.com/us/en/product/SRT2200RMXLA-NCUS | 120 AC 1 PH | 120 AC 1 PH | SMART-UPS ON-LINE | Uninterruptible Power Supply (UPS) | APC Smart-UPS On-Line | 34.02(kilos) 75.01(lbs) | 9.69x23.58x31.89(in) 24.60x59.90x81.00(cent) |  |  | 731304740599 | 2635.00 | 3275.00 | 4510.00
| SRT2200RMXLAUS | APC Smart-UPS SRT 2200VA 120V TAA | https://www.se.com/us/en/product/SRT2200RMXLAUS | 120 AC 1 PH | 120 1 PH | SMART-UPS ON-LINE | Uninterruptible Power Supply (UPS) | APC Smart-UPS On-Line | 34.02(kilos) 75.01(lbs) | 9.69x23.58x31.89(in) 24.60x59.90x81.00(cent) |  |  | 731304340461 | 2460.00 | 3050.00 | 4215.00
| SRT2200RMXLI | APC Smart-UPS SRT 2200VA RM 230V | https://www.se.com/us/en/product/SRT2200RMXLI | 230 AC 1 PH | 230 1 PH | SMART-UPS ON-LINE | Uninterruptible Power Supply (UPS) | APC Smart-UPS On-Line | 34.02(kilos) 75.01(lbs) | 9.69x31.89x23.58(in) 24.60x81.00x59.90(cent) |  |  | 731304317623 | 2385.00 | 2975.00 | 4090.00
| SRT2200RMXLI-NC | APC Smart-UPS SRT 2200VA RM 230V Network Card | https://www.se.com/us/en/product/SRT2200RMXLI-NC | 230 AC 1 PH | 230 1 PH | SMART-UPS ON-LINE | Uninterruptible Power Supply (UPS) | APC Smart-UPS On-Line | 33.11(kilos) 73.00(lbs) | 9.65x32.09x23.62(in) 24.50x81.50x60.00(cent) | 3 |  | 731304327561 | 2855.00 | 3550.00 | 4890.00
| SRT2200XLA | APC Smart-UPS SRT 2200VA 120V | https://www.se.com/us/en/product/SRT2200XLA | 120 AC 1 PH | 120 1 PH | SMART-UPS ON-LINE | Uninterruptible Power Supply (UPS) | APC Smart-UPS On-Line | 30.84(kilos) 68.00(lbs) | 9.69x23.58x31.89(in) 24.60x59.90x81.00(cent) |  |  | 731304325161 | 1795.00 | 2225.00 | 3070.00
| SRT2200XLI | APC Smart-UPS SRT 2200VA 230V | https://www.se.com/us/en/product/SRT2200XLI | 230 AC 1 PH | 230 1 PH | SMART-UPS ON-LINE | Uninterruptible Power Supply (UPS) | APC Smart-UPS On-Line | 30.84(kilos) 68.00(lbs) | 9.69x31.89x23.58(in) 24.60x81.00x59.90(cent) | 2 |  | 731304317630 | 2210.00 | 2750.00 | 3785.00
| SRT3000RMXLA | APC Smart-UPS SRT 3000VA RM 120V | https://www.se.com/us/en/product/SRT3000RMXLA | 120 AC 1 PH | 120 1 PH | SMART-UPS ON-LINE | Uninterruptible Power Supply (UPS) | APC Smart-UPS On-Line | 39.92(kilos) 88.02(lbs) | 9.29x3.82x13.50(in) 23.60x9.70x34.30(cent) |  |  | 731304323068 | 3900.00 | 4850.00 | 6685.00
| SRT3000RMXLA-NC | APC Smart-UPS SRT 3000VA RM 120V Network Card | https://www.se.com/us/en/product/SRT3000RMXLA-NC | 120 AC 1 PH | 120 1 PH | SMART-UPS ON-LINE | Uninterruptible Power Supply (UPS) | APC Smart-UPS On-Line | 39.92(kilos) 88.02(lbs) | 9.69x23.58x34.29(in) 24.60x59.90x87.10(cent) |  |  | 731304325178 | 4595.00 | 5700.00 | 7875.00
| SRT3000RMXLA-NCUS | APC Smart-UPS SRT 3000VA LCD RM 120V with Network Card TAA-Compliant | https://www.se.com/us/en/product/SRT3000RMXLA-NCUS | 120 AC 1 PH | 120 AC 1 PH | SMART-UPS ON-LINE | Uninterruptible Power Supply (UPS) | APC Smart-UPS On-Line | 39.92(kilos) 88.02(lbs) | 9.69x23.58x34.29(in) 24.60x59.90x87.10(cent) |  |  | 731304740605 | 4825.00 | 5975.00 | 8270.00
| SRT3000RMXLAUS | APC Smart-UPS SRT 3000VA LCD RM 120V TAA-Compliant | https://www.se.com/us/en/product/SRT3000RMXLAUS | 120 AC 1 PH | 120 AC 1 PH | SMART-UPS ON-LINE | Uninterruptible Power Supply (UPS) | APC Smart-UPS On-Line | 39.92(kilos) 88.02(lbs) | 9.29x3.82x13.50(in) 23.60x9.70x34.30(cent) |  |  | 731304740612 | 4095.00 | 5075.00 | 7020.00
| SRT3000RMXLI | APC Smart-UPS SRT 3000VA RM 230V | https://www.se.com/us/en/product/SRT3000RMXLI | 230 AC 1 PH | 230 1 PH | SMART-UPS ON-LINE | Uninterruptible Power Supply (UPS) | APC Smart-UPS On-Line | 39.91(kilos) 88.00(lbs) | 9.69x34.29x23.58(in) 24.60x87.10x59.90(cent) |  |  | 731304317647 | 4080.00 | 5050.00 | 6995.00
| SRT3000RMXLI-NC | APC Smart-UPS SRT 3000VA RM 230V Network Card | https://www.se.com/us/en/product/SRT3000RMXLI-NC | 230 AC 1 PH | 230 1 PH | SMART-UPS ON-LINE | Uninterruptible Power Supply (UPS) | APC Smart-UPS On-Line | 39.84(kilos) 87.84(lbs) | 9.45x34.25x23.62(in) 24.00x87.00x60.00(cent) |  |  | 731304327592 | 4480.00 | 5550.00 | 7680.00
| SRT3000RMXLT | APC Smart-UPS SRT 3000VA RM 208V | https://www.se.com/us/en/product/SRT3000RMXLT | 208 AC 1 PH | 208 1 PH | SMART-UPS ON-LINE | Uninterruptible Power Supply (UPS) | APC Smart-UPS On-Line | 39.92(kilos) 88.02(lbs) | 9.69x23.58x34.29(in) 24.60x59.90x87.10(cent) |  |  | 731304317654 | 3780.00 | 4700.00 | 6480.00
| SRT3000RMXLT-5KTF | APC Smart-UPS SRT 3000VA RM 208V to 120V 2U Step-Down Transformer | https://www.se.com/us/en/product/SRT3000RMXLT-5KTF | 208 AC 1 PH | 120 1 PH,208 1 PH | SMART-UPS ON-LINE | Uninterruptible Power Supply (UPS) | APC Smart-UPS On-Line | 89.81(kilos) 198.03(lbs) | 19.69x24.49x37.48(in) 50.00x62.20x95.20(cent) |  |  | 731304634720 | 4825.00 | 5975.00 | 8275.00
| SRT3000RMXLT-NC | APC Smart-UPS SRT 3000VA RM 208V Network Card | https://www.se.com/us/en/product/SRT3000RMXLT-NC | 208 AC 1 PH | 208 1 PH | SMART-UPS ON-LINE | Uninterruptible Power Supply (UPS) | APC Smart-UPS On-Line | 39.92(kilos) 88.02(lbs) | 9.69x23.58x34.29(in) 24.60x59.90x87.10(cent) |  |  | 731304327608 | 4600.00 | 5700.00 | 7885.00
| SRT3000RMXLT-NCUS | APC Smart-UPS SRT 3000VA LCD RM 208V with Network Card TAA-Compliant | https://www.se.com/us/en/product/SRT3000RMXLT-NCUS | 208 AC 1 PH | 208 AC 1 PH | SMART-UPS ON-LINE | Uninterruptible Power Supply (UPS) | APC Smart-UPS On-Line | 39.92(kilos) 88.02(lbs) | 9.69x23.58x34.29(in) 24.60x59.90x87.10(cent) |  |  | 731304740629 | 4830.00 | 6000.00 | 8280.00
| SRT3000RMXLTUS | APC Smart-UPS SRT 3000VA LCD RM 208V TAA-Compliant | https://www.se.com/us/en/product/SRT3000RMXLTUS | 208 AC 1 PH | 208 AC 1 PH | SMART-UPS ON-LINE | Uninterruptible Power Supply (UPS) | APC Smart-UPS On-Line | 39.92(kilos) 88.02(lbs) | 9.69x23.58x34.29(in) 24.60x59.90x87.10(cent) |  |  | 731304740636 | 3970.00 | 4925.00 | 6800.00
| SRT3000RMXLW-IEC | APC Smart-UPS SRT 3000VA RM 208/230V IEC | https://www.se.com/us/en/product/SRT3000RMXLW-IEC | 208 AC 1 PH,230 AC 1 PH | 208 1 PH,230 1 PH | SMART-UPS ON-LINE | Uninterruptible Power Supply (UPS) | APC Smart-UPS On-Line | 39.92(kilos) 88.02(lbs) | 9.69x23.58x34.29(in) 24.60x59.90x87.10(cent) |  |  | 731304320074 | 4045.00 | 5025.00 | 6935.00
| SRT3000XLA | APC Smart-UPS SRT 3000VA 120V | https://www.se.com/us/en/product/SRT3000XLA | 120 AC 1 PH | 120 1 PH | SMART-UPS ON-LINE | Uninterruptible Power Supply (UPS) | APC Smart-UPS On-Line | 36.74(kilos) 81.01(lbs) | 9.69x23.58x34.29(in) 24.60x59.90x87.10(cent) |  |  | 731304325185 | 3700.00 | 4600.00 | 6340.00
| SRT3000XLAUS | APC Smart-UPS SRT 3000VA 120V TAA | https://www.se.com/us/en/product/SRT3000XLAUS | 120 AC 1 PH | 120 AC 1 PH | SMART-UPS ON-LINE | Uninterruptible Power Supply (UPS) | APC Smart-UPS On-Line | 36.74(kilos) 81.01(lbs) | 9.69x23.58x34.29(in) 24.60x59.90x87.10(cent) |  |  | 731304340478 | 4065.00 | 5050.00 | 6970.00
| SRT3000XLI | APC Smart-UPS SRT 3000VA 230V | https://www.se.com/us/en/product/SRT3000XLI | 230 AC 1 PH | 230 1 PH | SMART-UPS ON-LINE | Uninterruptible Power Supply (UPS) | APC Smart-UPS On-Line | 48.64(kilos) 107.25(lbs) | 15.75x47.24x31.50(in) 40.00x120.00x80.00(cent) |  |  | 731304317678 | 3790.00 | 4700.00 | 6500.00
| SRT3000XLT | APC Smart-UPS SRT 3000VA 208V | https://www.se.com/us/en/product/SRT3000XLT | 208 AC 1 PH | 208 1 PH | SMART-UPS ON-LINE | Uninterruptible Power Supply (UPS) | APC Smart-UPS On-Line | 36.74(kilos) 81.01(lbs) | 9.69x23.58x34.29(in) 24.60x59.90x87.10(cent) |  |  | 731304317685 | 3735.00 | 4625.00 | 6400.00
| SRT3000XLT-5KTF | APC Smart-UPS SRT 3000VA 208/240V to 120V Step-Down Transformer | https://www.se.com/us/en/product/SRT3000XLT-5KTF | 208 AC 1 PH | 120 1 PH,208 1 PH | SMART-UPS ON-LINE | Uninterruptible Power Supply (UPS) | APC Smart-UPS On-Line | 100.24(kilos) 221.03(lbs) | 23.39x23.74x38.58(in) 59.40x60.30x98.00(cent) |  |  | 731304634645 | 4770.00 | 5925.00 | 8175.00
| SRT3000XLW-IEC | APC Smart-UPS SRT 3000VA 208/230V IEC | https://www.se.com/us/en/product/SRT3000XLW-IEC | 208 AC 1 PH,230 AC 1 PH | 208 1 PH,230 1 PH | SMART-UPS ON-LINE | Uninterruptible Power Supply (UPS) | APC Smart-UPS On-Line | 36.74(kilos) 81.01(lbs) | 9.69x23.58x34.29(in) 24.60x59.90x87.10(cent) |  |  | 731304320081 | 3735.00 | 4625.00 | 6400.00
| SRTL2K2RM1UC | APC Smart-UPS SRT, Lithium-Ion, 2200VA 120V with SmartConnect | https://www.se.com/us/en/product/SRTL2K2RM1UC | 120 AC 1 PH,125 AC 1 PH | 120 AC 1 PH,125 AC 1 PH | SMART-UPS ON-LINE | Uninterruptible Power Supply (UPS) | APC Smart-UPS Ultra | 24.18(kilos) 53.32(lbs) | 10.94x30.08x22.20(in) 27.80x76.40x56.40(cent) |  |  | 731304435556 | 4105.00 | 5100.00 | 7040.00
| SRTL2K2RM1UNC | APC Smart-UPS SRT, Lithium-Ion, 2200VA 120V, with SmartConnect, with Network Management Card | https://www.se.com/us/en/product/SRTL2K2RM1UNC | 120 AC 1 PH,125 AC 1 PH | 120 AC 1 PH,125 AC 1 PH | SMART-UPS ON-LINE | Uninterruptible Power Supply (UPS) | APC Smart-UPS Ultra | 24.18(kilos) 53.32(lbs) | 10.94x30.08x22.20(in) 27.80x76.40x56.40(cent) |  |  | 731304435563 | 4850.00 | 6000.00 | 8310.00
| SRTL2K2RM1UWC | APC Smart-UPS Ultra, 2200VA 208+230V 1U, with Lithium-Ion Battery, with SmartConnect | https://www.se.com/us/en/product/SRTL2K2RM1UWC | 208 AC 1 PH,240 AC 1 PH | 208 AC 1 PH,240 AC 1 PH | SMART-UPS ON-LINE | Uninterruptible Power Supply (UPS) | APC Smart-UPS Ultra | 24.18(kilos) 53.32(lbs) | 10.95x30.08x22.20(in) 27.82x76.40x56.40(cent) |  |  | 731304573586 | 4105.00 | 5100.00 | 7040.00
| SRTL2K2RM1UWNC | APC Smart-UPS Ultra, 2200VA 208+230V 1U, with Lithium-Ion Battery, with Network Management Card Embedded | https://www.se.com/us/en/product/SRTL2K2RM1UWNC | 208 AC 1 PH,240 AC 1 PH | 208 AC 1 PH,240 AC 1 PH | SMART-UPS ON-LINE | Uninterruptible Power Supply (UPS) | APC Smart-UPS Ultra | 24.18(kilos) 53.32(lbs) | 10.95x30.08x22.20(in) 27.82x76.40x56.40(cent) |  |  | 731304573593 | 4850.00 | 6000.00 | 8310.00
| SRTL3KRM1UC | APC Smart-UPS SRT, Lithium-Ion, 3000VA 120V with SmartConnect | https://www.se.com/us/en/product/SRTL3KRM1UC | 120 AC 1 PH,125 AC 1 PH | 120 AC 1 PH,125 AC 1 PH | SMART-UPS ON-LINE | Uninterruptible Power Supply (UPS) | APC Smart-UPS Ultra | 24.17(kilos) 53.29(lbs) | 10.95x30.08x22.20(in) 27.82x76.40x56.40(cent) |  |  | 731304435532 | 5445.00 | 6750.00 | 9335.00
| SRTL3KRM1UNC | APC Smart-UPS SRT, Lithium-Ion, 3000VA 120V, with SmartConnect, with Network Management Card | https://www.se.com/us/en/product/SRTL3KRM1UNC | 120 AC 1 PH,125 AC 1 PH | 120 AC 1 PH,125 AC 1 PH | SMART-UPS ON-LINE | Uninterruptible Power Supply (UPS) | APC Smart-UPS Ultra | 24.17(kilos) 53.29(lbs) | 10.95x30.08x22.20(in) 27.82x76.40x56.40(cent) |  |  | 731304435549 | 6475.00 | 8025.00 | 11100.00
| SRTL3KRM1UWC | APC Smart-UPS Ultra, 3000VA 208+230V 1U, with Lithium-Ion Battery, with SmartConnect | https://www.se.com/us/en/product/SRTL3KRM1UWC | 208 AC 1 PH,240 AC 1 PH | 208 AC 1 PH,240 AC 1 PH | SMART-UPS ON-LINE | Uninterruptible Power Supply (UPS) | APC Smart-UPS Ultra | 24.20(kilos) 53.36(lbs) | 10.94x30.08x22.20(in) 27.80x76.40x56.40(cent) |  |  | 731304573524 | 5445.00 | 6750.00 | 9335.00
| SRTL3KRM1UWNC | APC Smart-UPS Ultra, 3000VA 208+230V 1U, with Lithium-Ion Battery, with Network Management Card Embedded | https://www.se.com/us/en/product/SRTL3KRM1UWNC | 208 AC 1 PH,240 AC 1 PH | 208 AC 1 PH,240 AC 1 PH | SMART-UPS ON-LINE | Uninterruptible Power Supply (UPS) | APC Smart-UPS Ultra | 24.20(kilos) 53.36(lbs) | 10.94x30.08x22.20(in) 27.80x76.40x56.40(cent) |  |  | 731304573531 | 6475.00 | 8025.00 | 11100.00
| SRTL5KRM2UT | APC Smart-UPS Ultra On-Line Lithium ion, 5KVA/5KW, 2U Rack/Tower, 208V | https://www.se.com/us/en/product/SRTL5KRM2UT | 208 AC 1 PH | 208 AC 1 PH | SMART-UPS ON-LINE | Uninterruptible Power Supply (UPS) | APC Smart-UPS Ultra | 38.50(kilos) 84.89(lbs) | 15.43x38.74x23.03(in) 39.20x98.40x58.50(cent) |  |  | 731304435730 | 9870.00 | 12300.00 | 16920.00
| SRTL5KRM2UT-5KRMTF | APC Smart-UPS SRTL 5KVA RM 208V to 120V 2U Step-Down Transformer | https://www.se.com/us/en/product/SRTL5KRM2UT-5KRMTF | 208 AC 1 PH | 120 AC 1 PH | SMART-UPS ON-LINE | Uninterruptible Power Supply (UPS) | APC Smart-UPS Ultra | 79.10(kilos) 174.42(lbs) | 20.00x24.49x37.80(in) 50.80x62.20x96.00(cent) |  |  | 731304437086 | 10780.00 | 13400.00 | 18475.00
| SRTL5KRM2UT-5KTF | APC Smart-UPS SRTL 5KVA Tower 208V to 120V 2U Step-Down Transformer | https://www.se.com/us/en/product/SRTL5KRM2UT-5KTF | 230 AC 1 PH,240 AC 1 PH | 230 AC 1 PH,240 AC 1 PH | SMART-UPS ON-LINE | Uninterruptible Power Supply (UPS) | APC Smart-UPS Ultra | 92.70(kilos) 204.40(lbs) | 10.94x24.02x38.58(in) 27.80x61.00x98.00(cent) |  |  | 731304437079 | 10920.00 | 13600.00 | 18715.00
| SRTL5KRM2UT-HW | APC Smart-UPS Ultra On-Line Lithium ion, 5KVA/5KW, 2U Rack/Tower, 208V, HW | https://www.se.com/us/en/product/SRTL5KRM2UT-HW | 208 AC 1 PH | 208 AC 1 PH | SMART-UPS ON-LINE | Uninterruptible Power Supply (UPS) | APC Smart-UPS Ultra | 38.50(kilos) 84.89(lbs) | 15.43x38.74x23.03(in) 39.20x98.40x58.50(cent) |  |  | 731304738039 | 9870.00 | 12300.00 | 16920.00
| SRTL5KRMTF | APC Smart-UPS Ultra On Line SRTL 5kVA RM Isolation/Step-Down Transformer | https://www.se.com/us/en/product/SRTL5KRMTF | 208 | 120 | SMART-UPS ON-LINE | Uninterruptible Power Supply (UPS) | APC Smart-UPS Ultra | 49.90(kilos) 110.03(lbs) | 10.00x24.49x37.48(in) 25.40x62.20x95.20(cent) |  |  | 731304437055 | 1210.00 | 1500.00 | 2075.00
| SRTL5KTF | APC Smart-UPS Ultra On Line SRTL 5kVA Tower Isolation/Step-Down Transformer | https://www.se.com/us/en/product/SRTL5KTF | 208 | 120 | SMART-UPS ON-LINE | Uninterruptible Power Supply (UPS) | APC Smart-UPS Ultra | 63.50(kilos) 140.02(lbs) | 13.66x23.74x38.58(in) 34.70x60.30x98.00(cent) |  |  | 731304437048 | 1400.00 | 1750.00 | 2395.00
| SRTL8KRM4UT | APC Smart-UPS Ultra On-Line Lithium ion, 8KVA/8KW, 4U Rack/Tower, 208/240V | https://www.se.com/us/en/product/SRTL8KRM4UT | 208 AC 1 PH,240 AC 1 PH | 208 AC 1 PH,240 AC 1 PH | SMART-UPS ON-LINE | Uninterruptible Power Supply (UPS) | APC Smart-UPS Ultra | 88.50(kilos) 195.14(lbs) | 24.80x39.37x25.59(in) 63.00x100.00x65.00(cent) |  |  | 731304578475 | 13715.00 | 17000.00 | 23505.00
| SRTL8KRM4UT-5KTF | APC Smart-UPS Ultra Li-ion 8KVA 208V RM UPS with 1 of 5KVA Step Down Transformer | https://www.se.com/us/en/product/SRTL8KRM4UT-5KTF | 208 AC 1 PH,240 AC 1 PH | 208 AC 1 PH,240 AC 1 PH | SMART-UPS ON-LINE | Uninterruptible Power Supply (UPS) | APC Smart-UPS Ultra | 134.50(kilos) 296.57(lbs) | 33.15x39.37x25.59(in) 84.20x100.00x65.00(cent) |  |  | 731304735953 | 14920.00 | 18500.00 | 25575.00
| SRTL10KRM4UT | APC Smart-UPS Ultra On-Line Lithium ion, 10KVA/10KW, 4U Rack/Tower, 208/240V | https://www.se.com/us/en/product/SRTL10KRM4UT | 208 AC 1 PH,240 AC 1 PH | 208 AC 1 PH,240 AC 1 PH | SMART-UPS ON-LINE | Uninterruptible Power Supply (UPS) | APC Smart-UPS Ultra | 88.50(kilos) 195.14(lbs) | 24.80x39.37x25.59(in) 63.00x100.00x65.00(cent) |  |  | 731304578482 | 15385.00 | 19100.00 | 26370.00
| SRTL10KRM4UT-5KTF2 | APC Smart-UPS Ultra Li-ion 10KVA 208V RM UPS with 2 of 5KVA Step Down Transformer | https://www.se.com/us/en/product/SRTL10KRM4UT-5KTF2 | 208 AC 1 PH,240 AC 1 PH | 208 AC 1 PH,240 AC 1 PH | SMART-UPS ON-LINE | Uninterruptible Power Supply (UPS) | APC Smart-UPS Ultra | 180.50(kilos) 398.00(lbs) | 41.50x39.37x25.59(in) 105.40x100.00x65.00(cent) |  |  | 731304735960 | 18095.00 | 22400.00 | 31015.00
| SRTL50RMBP1U-LI | APC Smart-UPS Ultra 1U RM Lithium-Ion Battery Pack | https://www.se.com/us/en/product/SRTL50RMBP1U-LI |  |  | SMART-UPS ON-LINE | Uninterruptible Power Supply (UPS) | APC Smart-UPS Battery Systems | 24.49(kilos) 54.00(lbs) | 7.80x30.08x22.20(in) 19.80x76.40x56.40(cent) |  |  | 731304414377 | 3170.00 | 3925.00 | 5430.00
| SRTL003 | APC Smart-UPS Ultra On-Line 5KVA OUTPUT IEC KIT | https://www.se.com/us/en/product/SRTL003 |  |  | SMART-UPS ON-LINE | Uninterruptible Power Supply (UPS) | APC Smart-UPS Ultra | 2.50(kilos) 5.51(lbs) | 10.16x10.51x11.61(in) 25.80x26.70x29.50(cent) |  |  | 731304433965 | 214.00 | 269.99 | 366.00
| SRTL011 | APC Smart-UPS Ultra On-Line 10KVA PDU 208V (2)L6-20 (2)L6-30 | https://www.se.com/us/en/product/SRTL011 |  |  | SMART-UPS ON-LINE | Uninterruptible Power Supply (UPS) | APC Smart-UPS Ultra | 1.34(kilos) 2.95(lbs) | 8.19x5.91x6.89(in) 20.80x15.00x17.50(cent) |  |  | 731304619383 | 279.00 | 349.99 | 478.00
| SRTL012 | APC Smart-UPS Ultra On-Line 10KVA PDU 208V (2)L6-30 (2)L6-30 | https://www.se.com/us/en/product/SRTL012 |  |  | SMART-UPS ON-LINE | Uninterruptible Power Supply (UPS) | APC Smart-UPS Ultra | 1.34(kilos) 2.95(lbs) | 8.19x5.91x6.89(in) 20.80x15.00x17.50(cent) |  |  | 731304619390 | 294.00 | 369.99 | 503.00
| SRTL016 | APC Smart-UPS Ultra On-Line 15ft Extension Cable for SRTL 10K 180V XBP | https://www.se.com/us/en/product/SRTL016 |  |  | SMART-UPS ON-LINE | Uninterruptible Power Supply (UPS) | APC Smart-UPS Ultra | 4.32(kilos) 9.53(lbs) | 15.35x4.92x15.35(in) 39.00x12.50x39.00(cent) |  |  | 731304619437 | 279.00 | 349.99 | 478.00
| SRTL180RM2UBP | APC Smart-UPS Ultra On-Line Lithium ion XBP 180V 2U Rack/Tower | https://www.se.com/us/en/product/SRTL180RM2UBP |  |  | SMART-UPS ON-LINE | Uninterruptible Power Supply (UPS) | APC Smart-UPS Ultra | 42.00(kilos) 92.61(lbs) | 15.43x38.74x23.03(in) 39.20x98.40x58.50(cent) |  |  | 731304437024 | 5455.00 | 6775.00 | 9355.00
| SRTRK1 | APC 1U Rail Kit | https://www.se.com/us/en/product/SRTRK1 |  |  | OEM & SPECIAL PRODUCTS | Uninterruptible Power Supply (UPS) | APC Smart-UPS Accessories | 3.64(kilos) 8.03(lbs) | 2.80x27.40x5.59(in) 7.10x69.60x14.20(cent) |  |  | 731304328988 | 197.00 | 259.99 | 338.00
| SRTRK2 | "APC Smart-UPS SRT 19" Rail Kit for Smart-UPS SRT 5/6/8/10kVA" | https://www.se.com/us/en/product/SRTRK2 |  |  | SMART-UPS ON-LINE | Uninterruptible Power Supply (UPS) | APC Smart-UPS Accessories | 3.64(kilos) 8.03(lbs) | 2.80x27.40x5.59(in) 7.10x69.60x14.20(cent) | 10 |  | 731304313113 | 249.00 | 309.99 | 426.00
| SRTRK3 | APC 2-Post Mounting Rail Kit for Smart-UPS SRT | https://www.se.com/us/en/product/SRTRK3 |  |  | SMART-UPS ON-LINE | Uninterruptible Power Supply (UPS) | APC Smart-UPS Accessories | 4.20(kilos) 9.26(lbs) | 4.65x11.22x8.50(in) 11.80x28.50x21.60(cent) |  |  | 731304322382 | 258.00 | 319.99 | 442.00
| SRTRK4 | "APC Smart-UPS SRT 19" Rail Kit for SRT 1/1.5/2.2/3kVA" | https://www.se.com/us/en/product/SRTRK4 |  |  | SMART-UPS ON-LINE | Uninterruptible Power Supply (UPS) | APC Smart-UPS Accessories | 3.35(kilos) 7.39(lbs) | 2.76x27.36x7.28(in) 7.00x69.50x18.50(cent) |  |  | 731304322436 | 248.00 | 309.99 | 424.00
| SRYL5K15RMXLT | APC Smart-UPS Modular Ultra 5kW Scalable to 15kW N+1 Redundant, Rackmount, 208/240V | https://www.se.com/us/en/product/SRYL5K15RMXLT | 208 AC 1 PH,120 AC 1 PH,240 AC 1 PH | 120 AC 1 PH,208 AC 1 PH,240 AC 1 PH | SYMMETRA (1PHASE) | Uninterruptible Power Supply (UPS) | APC Smart-UPS Modular Ultra | 91.30(kilos) 201.32(lbs) | 38.66x22.83x23.62(in) 98.20x58.00x60.00(cent) |  |  | 731304420118 | 20290.00 | 25200.00 | 34785.00
| SRYL5K15XLT18 | APC Smart-UPS Modular Ultra 5kW Scalable to 15kW N+1 Redundant, Tower, 208/240V, 18U Rack | https://www.se.com/us/en/product/SRYL5K15XLT18 | 208 AC 1 PH,120 AC 1 PH,240 AC 1 PH | 120 AC 1 PH,208 AC 1 PH,240 AC 1 PH | SYMMETRA (1PHASE) | Uninterruptible Power Supply (UPS) | APC Smart-UPS Modular Ultra | 186.06(kilos) 410.26(lbs) | 41.73x39.17x29.53(in) 106.00x99.50x75.00(cent) |  |  | 731304622031 | 21250.00 | 27400.00 | 36430.00
| SRYL5K15XLT24 | APC Smart-UPS Modular Ultra 5kW Scalable to 15kW N+1 Redundant, Tower, 208/240V, 24U Rack | https://www.se.com/us/en/product/SRYL5K15XLT24 | 208 AC 1 PH,120 AC 1 PH,240 AC 1 PH | 120 AC 1 PH,208 AC 1 PH,240 AC 1 PH | SYMMETRA (1PHASE) | Uninterruptible Power Supply (UPS) | APC Smart-UPS Modular Ultra | 196.96(kilos) 434.30(lbs) | 52.05x39.17x29.37(in) 132.20x99.50x74.60(cent) |  |  | 731304622109 | 21590.00 | 27800.00 | 37010.00
| SRYL5K20RMXLT | APC Smart-UPS Modular Ultra 5kW Scalable to 20kW N+1 Redundant, Rackmount, 208/240V | https://www.se.com/us/en/product/SRYL5K20RMXLT | 208 AC 1 PH,120 AC 1 PH,240 AC 1 PH | 120 AC 1 PH,208 AC 1 PH,240 AC 1 PH | SYMMETRA (1PHASE) | Uninterruptible Power Supply (UPS) | APC Smart-UPS Modular Ultra | 91.30(kilos) 201.32(lbs) | 38.66x22.83x23.62(in) 98.20x58.00x60.00(cent) |  |  | 731304420071 | 20465.00 | 25400.00 | 35080.00
| SRYL5K20XLT18 | APC Smart-UPS Modular Ultra 5kW Scalable to 20kW N+1 Redundant, Tower, 208/240V, 18U Rack | https://www.se.com/us/en/product/SRYL5K20XLT18 | 208 AC 1 PH,120 AC 1 PH,240 AC 1 PH | 120 AC 1 PH,208 AC 1 PH,240 AC 1 PH | SYMMETRA (1PHASE) | Uninterruptible Power Supply (UPS) | APC Smart-UPS Modular Ultra | 206.56(kilos) 455.46(lbs) | 41.73x39.17x29.53(in) 106.00x99.50x75.00(cent) |  |  | 731304621997 | 21425.00 | 27600.00 | 36725.00
| SRYL5K20XLT24 | APC Smart-UPS Modular Ultra 5kW Scalable to 20kW N+1 Redundant, Tower, 208/240V, 24U Rack | https://www.se.com/us/en/product/SRYL5K20XLT24 | 208 AC 1 PH,120 AC 1 PH,240 AC 1 PH | 120 AC 1 PH,208 AC 1 PH,240 AC 1 PH | SYMMETRA (1PHASE) | Uninterruptible Power Supply (UPS) | APC Smart-UPS Modular Ultra | 217.56(kilos) 479.72(lbs) | 52.05x39.17x29.37(in) 132.20x99.50x74.60(cent) |  |  | 731304622062 | 21765.00 | 28000.00 | 37305.00
| SRYL5KPMT | APC Smart-UPS Modular Ultra, 5 kW Power Module, 208V | https://www.se.com/us/en/product/SRYL5KPMT |  |  | SYMMETRA (1PHASE) | Uninterruptible Power Supply (UPS) | APC Smart-UPS Modular Ultra Accessories | 11.00(kilos) 24.26(lbs) | 6.89x29.69x11.65(in) 17.50x75.40x29.60(cent) |  |  | 731304420460 | 5365.00 | 6650.00 | 9195.00
| SRYL10K15RMXLT | APC Smart-UPS Modular Ultra 10kW Scalable to 15kW N+1 Redundant, Rackmount, 208/240V | https://www.se.com/us/en/product/SRYL10K15RMXLT | 208 AC 1 PH,120 AC 1 PH,240 AC 1 PH | 120 AC 1 PH,208 AC 1 PH,240 AC 1 PH | SYMMETRA (1PHASE) | Uninterruptible Power Supply (UPS) | APC Smart-UPS Modular Ultra | 112.50(kilos) 248.06(lbs) | 38.66x22.83x23.62(in) 98.20x58.00x60.00(cent) |  |  | 731304420125 | 26665.00 | 33100.00 | 45705.00
| SRYL10K15XLT18 | APC Smart-UPS Modular Ultra 10kW Scalable to 15kW N+1 Redundant, Tower, 208/240V, 18U Rack | https://www.se.com/us/en/product/SRYL10K15XLT18 | 208 AC 1 PH,120 AC 1 PH,240 AC 1 PH | 120 AC 1 PH,208 AC 1 PH,240 AC 1 PH | SYMMETRA (1PHASE) | Uninterruptible Power Supply (UPS) | APC Smart-UPS Modular Ultra | 205.46(kilos) 453.04(lbs) | 41.73x39.17x29.53(in) 106.00x99.50x75.00(cent) |  |  | 731304622048 | 27620.00 | 35600.00 | 47350.00
| SRYL10K15XLT24 | APC Smart-UPS Modular Ultra 10kW Scalable to 15kW N+1 Redundant, Tower, 208/240V, 24U Rack | https://www.se.com/us/en/product/SRYL10K15XLT24 | 208 AC 1 PH,120 AC 1 PH,240 AC 1 PH | 120 AC 1 PH,208 AC 1 PH,240 AC 1 PH | SYMMETRA (1PHASE) | Uninterruptible Power Supply (UPS) | APC Smart-UPS Modular Ultra | 216.36(kilos) 477.07(lbs) | 52.05x39.17x29.37(in) 132.20x99.50x74.60(cent) |  |  | 731304622116 | 27960.00 | 36000.00 | 47930.00
| SRYL10K20RMXLT | APC Smart-UPS Modular Ultra 10kW Scalable to 20kW N+1 Redundant, Rackmount, 208/240V | https://www.se.com/us/en/product/SRYL10K20RMXLT | 208 AC 1 PH,120 AC 1 PH,240 AC 1 PH | 120 AC 1 PH,208 AC 1 PH,240 AC 1 PH | SYMMETRA (1PHASE) | Uninterruptible Power Supply (UPS) | APC Smart-UPS Modular Ultra | 112.50(kilos) 248.06(lbs) | 38.66x22.83x23.62(in) 98.20x58.00x60.00(cent) |  |  | 731304420088 | 26810.00 | 33200.00 | 45960.00
| SRYL10K20XLT18 | APC Smart-UPS Modular Ultra 10kW Scalable to 20kW N+1 Redundant, Tower, 208/240V, 18U Rack | https://www.se.com/us/en/product/SRYL10K20XLT18 | 208 AC 1 PH,120 AC 1 PH,240 AC 1 PH | 120 AC 1 PH,208 AC 1 PH,240 AC 1 PH | SYMMETRA (1PHASE) | Uninterruptible Power Supply (UPS) | APC Smart-UPS Modular Ultra | 225.66(kilos) 497.58(lbs) | 41.73x39.17x29.53(in) 106.00x99.50x75.00(cent) |  |  | 731304622000 | 27770.00 | 35800.00 | 47605.00
| SRYL10K20XLT24 | APC Smart-UPS Modular Ultra 10kW Scalable to 20kW N+1 Redundant, Tower, 208/240V, 24U Rack | https://www.se.com/us/en/product/SRYL10K20XLT24 | 208 AC 1 PH,120 AC 1 PH,240 AC 1 PH | 120 AC 1 PH,208 AC 1 PH,240 AC 1 PH | SYMMETRA (1PHASE) | Uninterruptible Power Supply (UPS) | APC Smart-UPS Modular Ultra | 236.96(kilos) 522.50(lbs) | 52.05x39.17x29.37(in) 132.20x99.50x74.60(cent) |  |  | 731304622079 | 28110.00 | 36200.00 | 48185.00
| SRYL15K15RMXLT | APC Smart-UPS Modular Ultra 15kW Scalable to 15kW N+1 Redundant, Rackmount, 208/240V | https://www.se.com/us/en/product/SRYL15K15RMXLT | 208 AC 1 PH,120 AC 1 PH,240 AC 1 PH | 120 AC 1 PH,208 AC 1 PH,240 AC 1 PH | SYMMETRA (1PHASE) | Uninterruptible Power Supply (UPS) | APC Smart-UPS Modular Ultra | 133.50(kilos) 294.37(lbs) | 38.66x22.83x23.62(in) 98.20x58.00x60.00(cent) |  |  | 731304420132 | 33245.00 | 41200.00 | 56990.00
| SRYL15K15XLT18 | APC Smart-UPS Modular Ultra 15kW Scalable to 15kW N+1 Redundant, Tower, 208/240V, 18U Rack | https://www.se.com/us/en/product/SRYL15K15XLT18 | 208 AC 1 PH,120 AC 1 PH,240 AC 1 PH | 120 AC 1 PH,208 AC 1 PH,240 AC 1 PH | SYMMETRA (1PHASE) | Uninterruptible Power Supply (UPS) | APC Smart-UPS Modular Ultra | 224.86(kilos) 495.82(lbs) | 41.73x39.17x29.53(in) 106.00x99.50x75.00(cent) |  |  | 731304622055 | 34205.00 | 44000.00 | 58635.00
| SRYL15K15XLT24 | APC Smart-UPS Modular Ultra 15kW Scalable to 15kW N+1 Redundant, Tower, 208/240V, 24U Rack | https://www.se.com/us/en/product/SRYL15K15XLT24 | 208 AC 1 PH,120 AC 1 PH,240 AC 1 PH | 120 AC 1 PH,208 AC 1 PH,240 AC 1 PH | SYMMETRA (1PHASE) | Uninterruptible Power Supply (UPS) | APC Smart-UPS Modular Ultra | 235.76(kilos) 519.85(lbs) | 52.05x39.17x29.37(in) 132.20x99.50x74.60(cent) |  |  | 731304622123 | 34545.00 | 44500.00 | 59215.00
| SRYL15K20RMXLT | APC Smart-UPS Modular Ultra 15kW Scalable to 20kW N+1 Redundant, Rackmount, 208/240V | https://www.se.com/us/en/product/SRYL15K20RMXLT | 208 AC 1 PH,120 AC 1 PH,240 AC 1 PH | 120 AC 1 PH,208 AC 1 PH,240 AC 1 PH | SYMMETRA (1PHASE) | Uninterruptible Power Supply (UPS) | APC Smart-UPS Modular Ultra | 133.50(kilos) 294.37(lbs) | 38.66x22.83x23.62(in) 98.20x58.00x60.00(cent) |  |  | 731304420095 | 33160.00 | 41100.00 | 56840.00
| SRYL15K20XLT18 | APC Smart-UPS Modular Ultra 15kW Scalable to 20kW N+1 Redundant, Tower, 208/240V, 18U Rack | https://www.se.com/us/en/product/SRYL15K20XLT18 | 208 AC 1 PH,120 AC 1 PH,240 AC 1 PH | 120 AC 1 PH,208 AC 1 PH,240 AC 1 PH | SYMMETRA (1PHASE) | Uninterruptible Power Supply (UPS) | APC Smart-UPS Modular Ultra | 245.36(kilos) 541.02(lbs) | 41.73x39.17x29.53(in) 106.00x99.50x75.00(cent) |  |  | 731304622017 | 34120.00 | 43900.00 | 58485.00
| SRYL15K20XLT24 | APC Smart-UPS Modular Ultra 15kW Scalable to 20kW N+1 Redundant, Tower, 208/240V, 24U Rack | https://www.se.com/us/en/product/SRYL15K20XLT24 | 208 AC 1 PH,120 AC 1 PH,240 AC 1 PH | 120 AC 1 PH,208 AC 1 PH,240 AC 1 PH | SYMMETRA (1PHASE) | Uninterruptible Power Supply (UPS) | APC Smart-UPS Modular Ultra | 256.36(kilos) 565.27(lbs) | 52.05x39.17x29.37(in) 132.20x99.50x74.60(cent) |  |  | 731304622086 | 34455.00 | 44300.00 | 59065.00
| SRYL20K20RMXLT | APC Smart-UPS Modular Ultra 20kW Scalable to 20kW N+1 Redundant, Rackmount, 208/240V | https://www.se.com/us/en/product/SRYL20K20RMXLT | 208 AC 1 PH,120 AC 1 PH,240 AC 1 PH | 120 AC 1 PH,208 AC 1 PH,240 AC 1 PH | SYMMETRA (1PHASE) | Uninterruptible Power Supply (UPS) | APC Smart-UPS Modular Ultra | 167.00(kilos) 368.24(lbs) | 38.66x22.83x23.62(in) 98.20x58.00x60.00(cent) |  |  | 731304420101 | 42785.00 | 53000.00 | 73340.00
| SRYL20K20XLT18 | APC Smart-UPS Modular Ultra 20kW Scalable to 20kW N+1 Redundant, Tower, 208/240V, 18U Rack | https://www.se.com/us/en/product/SRYL20K20XLT18 | 208 AC 1 PH,120 AC 1 PH,240 AC 1 PH | 120 AC 1 PH,208 AC 1 PH,240 AC 1 PH | SYMMETRA (1PHASE) | Uninterruptible Power Supply (UPS) | APC Smart-UPS Modular Ultra | 264.76(kilos) 583.80(lbs) | 41.73x39.17x29.53(in) 106.00x99.50x75.00(cent) |  |  | 731304622024 | 43740.00 | 56300.00 | 74985.00
| SRYL20K20XLT24 | APC Smart-UPS Modular Ultra 20kW Scalable to 20kW N+1 Redundant, Tower, 208/240V, 24U Rack | https://www.se.com/us/en/product/SRYL20K20XLT24 | 208 AC 1 PH,120 AC 1 PH,240 AC 1 PH | 120 AC 1 PH,208 AC 1 PH,240 AC 1 PH | SYMMETRA (1PHASE) | Uninterruptible Power Supply (UPS) | APC Smart-UPS Modular Ultra | 275.76(kilos) 608.05(lbs) | 52.05x39.17x29.37(in) 132.20x99.50x74.60(cent) |  |  | 731304622093 | 44080.00 | 56700.00 | 75565.00
| SRYLBM | APC Smart-UPS Modular Ultra Lithium-ion Battery Module | https://www.se.com/us/en/product/SRYLBM |  |  | SYMMETRA (1PHASE) | Uninterruptible Power Supply (UPS) | APC Smart-UPS Modular Ultra Accessories | 11.50(kilos) 25.36(lbs) | 6.10x28.78x10.98(in) 15.50x73.10x27.90(cent) |  |  | 731304420484 | 3905.00 | 4850.00 | 6695.00
| SRYLF15KRMT | APC Smart-UPS Modular Ultra 15kW N+1 UPS Frame, Rackmount, 208/120V | https://www.se.com/us/en/product/SRYLF15KRMT | 208 AC | 120 AC | SYMMETRA (1PHASE) | Uninterruptible Power Supply (UPS) | APC Smart-UPS Modular Ultra Accessories | 70.00(kilos) 154.35(lbs) | 22.83x38.66x23.62(in) 58.00x98.20x60.00(cent) |  |  | 731304420149 | 22600.00 | 28000.00 | 38740.00
| SRYLF15T18 | APC Smart-UPS Modular Ultra 15kW Frame, N+1 Redundant, Tower, 208/240V, 18U Rack | https://www.se.com/us/en/product/SRYLF15T18 | 208 AC | 208 AC | SYMMETRA (1PHASE) | Uninterruptible Power Supply (UPS) | APC Smart-UPS Modular Ultra | 139.50(kilos) 307.60(lbs) | 41.73x39.17x29.53(in) 106.00x99.50x75.00(cent) |  |  | 731304622314 | 23560.00 | 30300.00 | 40385.00
| SRYLF15T24 | APC Smart-UPS Modular Ultra 15kW Frame, N+1 Redundant, Tower, 208/240V, 24U Rack | https://www.se.com/us/en/product/SRYLF15T24 | 208 AC | 240 AC | SYMMETRA (1PHASE) | Uninterruptible Power Supply (UPS) | APC Smart-UPS Modular Ultra | 160.32(kilos) 353.51(lbs) | 52.05x39.17x29.37(in) 132.20x99.50x74.60(cent) |  |  | 731304622321 | 23900.00 | 30800.00 | 40965.00
| SRYLF20KRMT | APC Smart-UPS Modular Ultra 20kW N+1 UPS Frame, Rackmount, 208/120V | https://www.se.com/us/en/product/SRYLF20KRMT | 208 AC | 120 AC | SYMMETRA (1PHASE) | Uninterruptible Power Supply (UPS) | APC Smart-UPS Modular Ultra Accessories | 27.25(kilos) 60.09(lbs) | 11.81x39.37x23.62(in) 30.00x100.00x60.00(cent) |  |  | 731304420156 | 22820.00 | 28300.00 | 39120.00
| SRYLF20T18 | APC Smart-UPS Modular Ultra 20kW Frame, N+1 Redundant, Tower, 208/240V, 18U Rack | https://www.se.com/us/en/product/SRYLF20T18 | 208 AC | 240 AC | SYMMETRA (1PHASE) | Uninterruptible Power Supply (UPS) | APC Smart-UPS Modular Ultra | 158.50(kilos) 349.49(lbs) | 41.73x39.17x29.53(in) 106.00x99.50x75.00(cent) |  |  | 731304622338 | 23780.00 | 30600.00 | 40760.00
| SRYLF20T24 | APC Smart-UPS Modular Ultra 20kW Frame, N+1 Redundant, Tower, 208/240V, 24U Rack | https://www.se.com/us/en/product/SRYLF20T24 | 208 AC | 240 AC | SYMMETRA (1PHASE) | Uninterruptible Power Supply (UPS) | APC Smart-UPS Modular Ultra | 179.32(kilos) 395.40(lbs) | 52.05x39.17x29.37(in) 132.20x99.50x74.60(cent) |  |  | 731304622345 | 24120.00 | 31100.00 | 41345.00
| SRYLFSU1 | Smart-UPS Modular Ultra UPS Communication Card | https://www.se.com/us/en/product/SRYLFSU1 |  |  | SYMMETRA (1PHASE) | Uninterruptible Power Supply (UPS) | APC Smart-UPS Modular Ultra Accessories | 0.32(kilos) 0.71(lbs) | 2.36x5.91x7.28(in) 6.00x15.00x18.50(cent) |  |  | 731304423409 | 183.00 | 229.99 | 314.00
| SRYLFSU2 | Smart-UPS Modular Ultra XBP Communication Card | https://www.se.com/us/en/product/SRYLFSU2 |  |  | SYMMETRA (1PHASE) | Uninterruptible Power Supply (UPS) | APC Smart-UPS Modular Ultra Accessories | 1.50(kilos) 3.31(lbs) | 3.98x20.71x9.84(in) 10.10x52.60x25.00(cent) |  |  | 731304423416 | 295.00 | 369.99 | 505.00
| SRYLFSU3 | APC Smart-UPS High Density Modular Display | https://www.se.com/us/en/product/SRYLFSU3 |  |  | SYMMETRA (1PHASE) | Uninterruptible Power Supply (UPS) | APC Smart-UPS Modular Ultra Accessories | 0.54(kilos) 1.19(lbs) | 8.27x2.36x7.20(in) 21.00x6.00x18.30(cent) |  |  | 731304426097 | 782.00 | 969.00 | 1345.00
| SRYLFSU6A | Smart-UPS High Density Modular UPS Frame Electronics Module, 125A | https://www.se.com/us/en/product/SRYLFSU6A |  |  | SYMMETRA (1PHASE) | Uninterruptible Power Supply (UPS) | APC Smart-UPS Modular Ultra Accessories | 24.70(kilos) 54.46(lbs) | 10.04x28.74x23.23(in) 25.50x73.00x59.00(cent) |  |  | 731304426073 | 8715.00 | 10800.00 | 14940.00
| SRYLFSU6B | Smart-UPS High Density Modular UPS Frame Electronics Module, 100A | https://www.se.com/us/en/product/SRYLFSU6B |  |  | SYMMETRA (1PHASE) | Uninterruptible Power Supply (UPS) | APC Smart-UPS Modular Ultra Accessories | 24.70(kilos) 54.46(lbs) | 10.04x28.74x23.23(in) 25.50x73.00x59.00(cent) |  |  | 731304426080 | 8775.00 | 10900.00 | 15035.00
| SRYLFSU7 | APC Smart-UPS High Density Modular I/O Wiring Tray, 200/208V | https://www.se.com/us/en/product/SRYLFSU7 |  |  | SYMMETRA (1PHASE) | Uninterruptible Power Supply (UPS) | APC Smart-UPS Modular Ultra Accessories | 1.90(kilos) 4.19(lbs) | 7.09x9.45x10.24(in) 18.00x24.00x26.00(cent) |  |  | 731304638117 | 636.00 | 819.00 | 1090.00
| SRYLFXBPRM4 | APC Smart-UPS Modular Ultra External Battery Frame, Rackmount | https://www.se.com/us/en/product/SRYLFXBPRM4 |  |  | SYMMETRA (1PHASE) | Uninterruptible Power Supply (UPS) | APC Smart-UPS Modular Ultra Accessories | 27.00(kilos) 59.53(lbs) | 11.42x38.98x23.03(in) 29.00x99.00x58.50(cent) |  |  | 731304420866 | 5375.00 | 6650.00 | 9210.00
| SRYLIM | APC Smart-UPS Modular Ultra Intelligence Module | https://www.se.com/us/en/product/SRYLIM |  |  | SYMMETRA (1PHASE) | Uninterruptible Power Supply (UPS) | APC Smart-UPS Modular Ultra Accessories | 3.50(kilos) 7.72(lbs) | 5.12x23.62x8.07(in) 13.00x60.00x20.50(cent) |  |  | 731304420453 | 2550.00 | 3175.00 | 4365.00
| SRYLOPT1 | APC Smart-UPS Modular Ultra 4 Post UPS Rail Kit | https://www.se.com/us/en/product/SRYLOPT1 |  |  | SYMMETRA (1PHASE) | Uninterruptible Power Supply (UPS) | APC Smart-UPS Modular Ultra Accessories | 4.30(kilos) 9.48(lbs) | 11.40x33.00x12.70(in) 28.96x83.82x32.26(cent) |  |  | 731304637172 | 205.00 | 269.99 | 351.00
| SRYLOPT2 | APC Smart-UPS Modular Ultra 2 Post UPS Rail Kit | https://www.se.com/us/en/product/SRYLOPT2 |  |  | SYMMETRA (1PHASE) | Uninterruptible Power Supply (UPS) | APC Smart-UPS Modular Ultra Accessories | 2.60(kilos) 5.73(lbs) | 5.63x8.74x15.24(in) 14.30x22.20x38.71(cent) |  |  | 731304637189 | 121.00 | 159.99 | 207.00
| SRYLOPT3 | APC Smart-UPS Modular Ultra 4 Post XBP Rail Kit | https://www.se.com/us/en/product/SRYLOPT3 |  |  | SYMMETRA (1PHASE) | Uninterruptible Power Supply (UPS) | APC Smart-UPS Modular Ultra Accessories | 2.20(kilos) 4.85(lbs) | 2.52x23.27x4.25(in) 6.40x59.10x10.80(cent) |  |  | 731304637196 | 137.00 | 179.99 | 234.00
| SRYLOPT5 | APC Smart-UPS Modular Ultra 2 Post XBP Rail Kit | https://www.se.com/us/en/product/SRYLOPT5 |  |  | SYMMETRA (1PHASE) | Uninterruptible Power Supply (UPS) | APC Smart-UPS Modular Ultra Accessories | 1.20(kilos) 2.65(lbs) | 2.52x23.27x4.25(in) 6.40x59.10x10.80(cent) |  |  | 731304637202 | 108.00 | 139.99 | 185.00
| SRYLOPT8 | APC Smart-UPS Modular Ultra 8 Ft. Battery Cable Ext. for External Battery Pack | https://www.se.com/us/en/product/SRYLOPT8 |  |  | SYMMETRA (1PHASE) | Uninterruptible Power Supply (UPS) | APC Smart-UPS Modular Ultra Accessories | 5.50(kilos) 12.13(lbs) | 4.02x22.99x18.50(in) 10.20x58.40x47.00(cent) |  |  | 731304637219 | 917.00 | 1200.00 | 1575.00
| SRYLPD1 | APC Backplate Kit w/ Qty. 3 L5-20R for Smart-UPS Modular Ultra SRYL | https://www.se.com/us/en/product/SRYLPD1 |  |  | SYMMETRA (1PHASE) | Uninterruptible Power Supply (UPS) | APC Smart-UPS Modular Ultra Accessories | 1.30(kilos) 2.87(lbs) | 5.51x10.55x9.21(in) 14.00x26.80x23.40(cent) |  |  | 731304420743 | 386.00 | 479.00 | 662.00
| SRYLPD2 | APC Backplate Kit w/ Qty. 6 5-20R for Smart-UPS Modular Ultra SRYL | https://www.se.com/us/en/product/SRYLPD2 |  |  | SYMMETRA (1PHASE) | Uninterruptible Power Supply (UPS) | APC Smart-UPS Modular Ultra Accessories | 1.10(kilos) 2.43(lbs) | 5.51x10.55x9.21(in) 14.00x26.80x23.40(cent) |  |  | 731304420750 | 427.00 | 529.00 | 732.00
| SRYLPD3 | APC Backplate Kit w/ Qty. 3 L5-30R for Smart-UPS Modular Ultra SRYL | https://www.se.com/us/en/product/SRYLPD3 |  |  | SYMMETRA (1PHASE) | Uninterruptible Power Supply (UPS) | APC Smart-UPS Modular Ultra Accessories | 1.30(kilos) 2.87(lbs) | 5.51x10.55x9.21(in) 14.00x26.80x23.40(cent) |  |  | 731304420767 | 444.00 | 549.00 | 761.00
| SRYLPD4 | APC Backplate Kit w/ Qty. 2 L14-30R for Smart-UPS Modular Ultra SRYL | https://www.se.com/us/en/product/SRYLPD4 |  |  | SYMMETRA (1PHASE) | Uninterruptible Power Supply (UPS) | APC Smart-UPS Modular Ultra Accessories | 1.30(kilos) 2.87(lbs) | 5.51x10.55x9.21(in) 14.00x26.80x23.40(cent) |  |  | 731304420774 | 403.00 | 499.00 | 690.00
| SRYLPD5 | APC Backplate Kit w/ Qty. 3 L6-30R for Smart-UPS Modular Ultra SRYL | https://www.se.com/us/en/product/SRYLPD5 |  |  | SYMMETRA (1PHASE) | Uninterruptible Power Supply (UPS) | APC Smart-UPS Modular Ultra Accessories | 1.40(kilos) 3.09(lbs) | 5.51x10.55x9.21(in) 14.00x26.80x23.40(cent) |  |  | 731304420781 | 460.00 | 599.00 | 789.00
| SRYLPD7 | APC Backplate Kit w/ Qty. 3 L6-20R for Smart-UPS Modular Ultra SRYL | https://www.se.com/us/en/product/SRYLPD7 |  |  | SYMMETRA (1PHASE) | Uninterruptible Power Supply (UPS) | APC Smart-UPS Modular Ultra Accessories | 1.40(kilos) 3.09(lbs) | 5.51x10.55x9.21(in) 14.00x26.80x23.40(cent) |  |  | 731304420804 | 485.00 | 629.00 | 831.00
| SRYLRMXBP | APC Smart-UPS Modular Ultra External Battery Pack, 4 Battery Modules, Rackmount | https://www.se.com/us/en/product/SRYLRMXBP |  |  | SYMMETRA (1PHASE) | Uninterruptible Power Supply (UPS) | APC Smart-UPS Modular Ultra Accessories | 27.30(kilos) 60.20(lbs) | 11.81x39.37x23.62(in) 30.00x100.00x60.00(cent) |  |  | 731304420859 | 8960.00 | 11100.00 | 15360.00
| SRYLSBP20KP | APC Service Bypass Unit for SRYL, 200/208/230/240V, 125A, MBB, Hardwire Input/Output | https://www.se.com/us/en/product/SRYLSBP20KP |  |  | SYMMETRA (1PHASE) | Uninterruptible Power Supply (UPS) | APC Smart-UPS Modular Ultra Accessories | 32.50(kilos) 71.66(lbs) | 11.81x38.19x22.83(in) 30.00x97.00x58.00(cent) |  |  | 731304434702 | 4630.00 | 5950.00 | 7930.00
| SU032A | APC 4-Post Perforated Rackmount Rails | https://www.se.com/us/en/product/SU032A |  |  | OEM & SPECIAL PRODUCTS | Uninterruptible Power Supply (UPS) | APC Smart-UPS Accessories | 3.18(kilos) 7.01(lbs) | 2.76x4.49x27.36(in) 7.00x11.40x69.50(cent) | 135 |  | 731304194668 | 82.00 | 109.99 | 140.00
| SUA24XLBP | APC Smart-UPS XL 24V Battery Pack | https://www.se.com/us/en/product/SUA24XLBP |  |  | SMART-UPS UNDER 1.5 KV | Uninterruptible Power Supply (UPS) | APC Smart-UPS Battery Systems | 33.18(kilos) 73.16(lbs) | 15.24x23.27x12.60(in) 38.70x59.10x32.00(cent) |  |  | 731304187615 | 521.00 | 649.00 | 893.00
| SUA48RMXLBP3U | APC Smart-UPS XL 48V RM 3U Battery Pack | https://www.se.com/us/en/product/SUA48RMXLBP3U |  |  | SMART-UPS OVER 1.5 KVA | Uninterruptible Power Supply (UPS) | APC Smart-UPS Battery Systems | 72.00(kilos) 158.76(lbs) | 11.02x38.58x24.02(in) 28.00x98.00x61.00(cent) | 8 |  | 731304238591 | 1200.00 | 1500.00 | 2055.00
| SUA48XLBP | APC Smart-UPS XL 48V Battery Pack Tower/Rack Convertible | https://www.se.com/us/en/product/SUA48XLBP | 48 DC |  | SMART-UPS OVER 1.5 KVA | Uninterruptible Power Supply (UPS) | APC Smart-UPS Battery Systems | 81.00(kilos) 178.61(lbs) | 20.47x30.31x23.62(in) 52.00x77.00x60.00(cent) |  |  | 731304244301 | 966.00 | 1200.00 | 1660.00
| SUA031 | APC Smart-UPS Hardwire Kit for SUA 2200/3000/5000 Models | https://www.se.com/us/en/product/SUA031 | 120 ,230 | 120 ,230 | SMART-UPS OVER 1.5 KVA | Uninterruptible Power Supply (UPS) | APC Smart-UPS Accessories | 1.36(kilos) 2.99(lbs) | 5.00x10.00x7.01(in) 12.70x25.40x17.80(cent) |  |  | 731304260226 | 285.00 | 359.99 | 488.00
| SUA5000R5TXFMR | APC Smart-UPS 5000VA RM w/Transformer, 208V input and 120/208V Output | https://www.se.com/us/en/product/SUA5000R5TXFMR | 208 AC 1 PH | 208 AC 1 PH,208 | SMART-UPS OVER 1.5 KVA | Uninterruptible Power Supply (UPS) | APC Smart-UPS | 161.36(kilos) 355.80(lbs) | 25.00x24.02x30.00(in) 63.50x61.00x76.20(cent) |  |  | 731304733003 | 6125.00 | 7600.00 | 10500.00
| SUA5000RMI5U | APC Smart-UPS 5000VA 230V Rackmount/Tower | https://www.se.com/us/en/product/SUA5000RMI5U | 230 AC 1 PH | 230 AC 1 PH | SMART-UPS OVER 1.5 KVA | Uninterruptible Power Supply (UPS) | APC Smart-UPS | 106.82(kilos) 235.54(lbs) | 25.00x30.00x24.02(in) 63.50x76.20x61.00(cent) | 4 |  | 731304255321 | 8220.00 | 10200.00 | 14085.00
| SUA5000RMT5U | APC Smart-UPS 5000VA 208V Rackmount/Tower | https://www.se.com/us/en/product/SUA5000RMT5U | 208 AC 1 PH | 208 AC 1 PH | SMART-UPS OVER 1.5 KVA | Uninterruptible Power Supply (UPS) | APC Smart-UPS | 106.82(kilos) 235.54(lbs) | 25.00x24.02x30.00(in) 63.50x61.00x76.20(cent) |  |  | 731304255338 | 5050.00 | 6275.00 | 8655.00
| SURT15KRMXLI | APC Smart-UPS RT 15kVA RM 230V | https://www.se.com/us/en/product/SURT15KRMXLI | 220 AC 1 PH,230 AC 1 PH,240 AC 1 PH,380 AC 3 PH,400 AC 3 PH,415 AC 3 PH | 220 AC 1 PH,230 1 PH,240 1 PH,380 3 PH,400 3 PH,415 3 PH | SMART-UPS ON-LINE | Uninterruptible Power Supply (UPS) | APC Smart-UPS On-Line | 314.09(kilos) 692.57(lbs) | 38.98x39.49x24.02(in) 99.00x100.30x61.00(cent) | 2 | 1 | 731304255727 | 15730.00 | 19500.00 | 26965.00
| SURT15KRMXLT | APC Smart-UPS RT 15kVA RM 208V | https://www.se.com/us/en/product/SURT15KRMXLT | 208 AC 1 PH,240 AC 1 PH | 208 AC 1 PH,240 1 PH | SMART-UPS ON-LINE | Uninterruptible Power Supply (UPS) | APC Smart-UPS On-Line | 314.09(kilos) 692.57(lbs) | 38.98x24.02x39.49(in) 99.00x61.00x100.30(cent) |  | 1 | 731304266341 | 17835.00 | 22100.00 | 30575.00
| SURT15KRMXLT-1TF10K | APC Smart-UPS RT 15KVA RM 208V, 208V/120V 10KVA Step down Transformer | https://www.se.com/us/en/product/SURT15KRMXLT-1TF10K | 240 AC 1 PH | 240 1 PH | SMART-UPS ON-LINE | Uninterruptible Power Supply (UPS) | APC Smart-UPS On-Line |  |  |  |  | 731304733027 | 19560.00 | 24300.00 | 33530.00
| SURT15KRMXLT-TF5 | APC Smart-UPS RT 15KVA RM 208V, 208V/120V 5KVA Step down Transformer | https://www.se.com/us/en/product/SURT15KRMXLT-TF5 | 208 AC 1 PH,240 AC 1 PH | 120 1 PH,208 1 PH,240 1 PH | SMART-UPS ON-LINE | Uninterruptible Power Supply (UPS) | APC Smart-UPS On-Line | 364.09(kilos) 802.82(lbs) | 48.98x24.02x39.49(in) 124.40x61.00x100.30(cent) |  | 1 | 731304634638 | 18650.00 | 23100.00 | 31965.00
| SURT18KRMXLJ | Smart-UPS RT 18K | https://www.se.com/us/en/product/SURT18KRMXLJ | 200 AC 1 PH | 200 AC 1 PH | SMART-UPS ON-LINE | Uninterruptible Power Supply (UPS) | APC Smart-UPS On-Line | 314.27(kilos) 692.97(lbs) | 38.98x24.02x39.49(in) 99.00x61.00x100.30(cent) |  | 1 | 731304267683 | 24270.00 | 30100.00 | 41605.00
| SURT20KRMXLI | APC Smart-UPS RT 20kVA RM 230V | https://www.se.com/us/en/product/SURT20KRMXLI | 220 AC 1 PH,230 AC 1 PH,240 AC 1 PH,380 AC 3 PH,400 AC 3 PH,415 AC 3 PH | 220 AC 1 PH,230 1 PH,240 1 PH,380 3 PH,400 3 PH,415 AC 3 PH | SMART-UPS ON-LINE | Uninterruptible Power Supply (UPS) | APC Smart-UPS On-Line | 314.09(kilos) 692.57(lbs) | 38.98x39.49x24.02(in) 99.00x100.30x61.00(cent) | 2 | 1 | 731304255710 | 17125.00 | 21300.00 | 29355.00
| SURT20KRMXLT | APC Smart-UPS RT 20kVA RM 208V | https://www.se.com/us/en/product/SURT20KRMXLT | 208 AC 1 PH,240 AC 1 PH | 208 AC 1 PH,240 AC 1 PH | SMART-UPS ON-LINE | Uninterruptible Power Supply (UPS) | APC Smart-UPS On-Line | 314.27(kilos) 692.97(lbs) | 38.98x24.02x39.49(in) 99.00x61.00x100.30(cent) |  | 1 | 731304266358 | 21395.00 | 26500.00 | 36680.00
| SURT20KRMXLT-1TF10K | APC Smart-UPS RT 20KVA RM 208V, 208V/120V 10KVA Step down Transformer | https://www.se.com/us/en/product/SURT20KRMXLT-1TF10K | 240 AC 1 PH | 120 AC 1 PH,208 AC 1 PH,240 AC 1 PH | SMART-UPS ON-LINE | Uninterruptible Power Supply (UPS) | APC Smart-UPS On-Line |  |  |  |  | 731304739838 | 22325.00 | 27700.00 | 38265.00
| SURT20KRMXLT-TF5 | APC Smart-UPS RT 20KVA RM 208V, 208V/120V 5KVA Step down Transformer | https://www.se.com/us/en/product/SURT20KRMXLT-TF5 | 208 AC 1 PH,240 AC 1 PH | 120 AC 1 PH,208 AC 1 PH,240 AC 1 PH | SMART-UPS ON-LINE | Uninterruptible Power Supply (UPS) | APC Smart-UPS On-Line | 364.27(kilos) 803.22(lbs) | 48.98x24.02x39.49(in) 124.40x61.00x100.30(cent) |  | 1 | 731304573487 | 21405.00 | 26500.00 | 36690.00
| SURT48RMXLBP | APC Smart-UPS RT 48V RM Battery Pack | https://www.se.com/us/en/product/SURT48RMXLBP |  |  | SMART-UPS ON-LINE | Uninterruptible Power Supply (UPS) | APC Smart-UPS Battery Systems | 32.28(kilos) 71.18(lbs) | 11.26x24.80x23.39(in) 28.60x63.00x59.40(cent) |  |  |  | 1070.00 | 1325.00 | 1835.00
| SURT48XLBP | APC Smart-UPS RT 48V Battery Pack | https://www.se.com/us/en/product/SURT48XLBP |  |  | SMART-UPS ON-LINE | Uninterruptible Power Supply (UPS) | APC Smart-UPS Battery Systems | 32.28(kilos) 71.18(lbs) | 11.26x23.39x24.80(in) 28.60x59.40x63.00(cent) | 12 |  | 731304205258 | 819.00 | 1025.00 | 1405.00
| SURT001 | APC Smart-UPS RT 3000VA 230V Isolation Transformer | https://www.se.com/us/en/product/SURT001 | 230 | 230 | SMART-UPS ON-LINE | Uninterruptible Power Supply (UPS) | APC Smart-UPS Accessories | 63.64(kilos) 140.33(lbs) | 13.66x23.74x38.58(in) 34.70x60.30x98.00(cent) |  |  | 731304217787 | 1080.00 | 1350.00 | 1850.00
| SURT002 | APC Smart-UPS RT 5000VA 230V Isolation Transformer | https://www.se.com/us/en/product/SURT002 | 230 | 230 | SMART-UPS ON-LINE | Uninterruptible Power Supply (UPS) | APC Smart-UPS Accessories | 63.64(kilos) 140.33(lbs) | 13.66x23.74x38.58(in) 34.70x60.30x98.00(cent) |  |  | 731304217794 | 1140.00 | 1425.00 | 1955.00
| SURT007 | APC Smart-UPS RT 3/5/6KVA Input/Output Hardwire Kit | https://www.se.com/us/en/product/SURT007 |  |  | SMART-UPS ON-LINE | Uninterruptible Power Supply (UPS) | APC Smart-UPS Accessories | 0.84(kilos) 1.84(lbs) | 4.61x8.27x6.89(in) 11.70x21.00x17.50(cent) |  |  | 731304217282 | 283.00 | 349.99 | 485.00
| SURT008 | APC Smart-UPS RT 15ft Extension Cable for 192VDC External Battery Packs | https://www.se.com/us/en/product/SURT008 |  |  | SMART-UPS ON-LINE | Uninterruptible Power Supply (UPS) | APC Smart-UPS Accessories | 4.10(kilos) 9.04(lbs) | 4.25x23.27x18.50(in) 10.80x59.10x47.00(cent) |  |  | 731304232476 | 479.00 | 599.00 | 820.00
| SURT013 | SURT Equipment Cart | https://www.se.com/us/en/product/SURT013 |  |  | SMART-UPS ON-LINE | Uninterruptible Power Supply (UPS) | APC Smart-UPS Accessories | 15.91(kilos) 35.08(lbs) | 4.02x19.02x27.01(in) 10.20x48.30x68.60(cent) |  |  | 731304262350 | 270.00 | 339.99 | 463.00
| SURT019 | APC Smart-UPS RT 3.5M Extension Cable for XLBP2 External Battery Packs | https://www.se.com/us/en/product/SURT019 |  |  | SMART-UPS ON-LINE | Uninterruptible Power Supply (UPS) | APC Smart-UPS Accessories | 4.94(kilos) 10.89(lbs) | 7.95x14.02x15.98(in) 20.20x35.60x40.60(cent) | 36 |  | 731304267430 | 424.00 | 529.00 | 727.00
| SURT192RMXLBP | APC Smart-UPS RT 192V RM Battery Pack | https://www.se.com/us/en/product/SURT192RMXLBP |  |  | SMART-UPS ON-LINE | Uninterruptible Power Supply (UPS) | APC Smart-UPS Battery Systems | 101.36(kilos) 223.50(lbs) | 16.26x23.62x39.37(in) 41.30x60.00x100.00(cent) |  |  |  | 1795.00 | 2225.00 | 3075.00
| SURT192RMXLBP2 | APC Smart-UPS RT192V RM Battery Pack 2 Rows | https://www.se.com/us/en/product/SURT192RMXLBP2 |  |  | SMART-UPS ON-LINE | Uninterruptible Power Supply (UPS) | APC Smart-UPS Battery Systems | 220.45(kilos) 486.09(lbs) | 17.01x39.49x24.02(in) 43.20x100.30x61.00(cent) | 4 |  | 731304255734 | 4370.00 | 5425.00 | 7485.00
| SURT192RMXLBP3U | APC Smart-UPS RT 192V RM Battery Pack | https://www.se.com/us/en/product/SURT192RMXLBP3U | 208 | 208 | SMART-UPS ON-LINE | Uninterruptible Power Supply (UPS) | APC Smart-UPS Battery Systems | 101.36(kilos) 223.50(lbs) | 16.26x23.62x39.37(in) 41.30x60.00x100.00(cent) |  |  | 731304259336 | 1670.00 | 2075.00 | 2860.00
| SURT192XLBP | APC Smart-UPS RT 192V Battery Pack | https://www.se.com/us/en/product/SURT192XLBP |  |  | SMART-UPS ON-LINE | Uninterruptible Power Supply (UPS) | APC Smart-UPS Battery Systems | 101.36(kilos) 223.50(lbs) | 16.26x39.37x23.62(in) 41.30x100.00x60.00(cent) |  |  | 731304205241 | 1535.00 | 1900.00 | 2630.00
| SURT192XLBPJ | APC Smart-UPS RT 192V Battery Pack for Japan | https://www.se.com/us/en/product/SURT192XLBPJ |  |  | SMART-UPS ON-LINE | Uninterruptible Power Supply (UPS) | APC Smart-UPS Battery Systems | 102.00(kilos) 224.91(lbs) | 16.30x23.62x39.37(in) 41.40x60.00x100.00(cent) |  |  | 731304217480 | 1430.00 | 1775.00 | 2445.00
| SURT1000RMXLI | APC Smart-UPS RT 1000VA RM 230V | https://www.se.com/us/en/product/SURT1000RMXLI | 230 AC 1 PH | 230 1 PH | SMART-UPS ON-LINE | Uninterruptible Power Supply (UPS) | APC Smart-UPS On-Line | 27.80(kilos) 61.30(lbs) | 11.26x23.39x24.80(in) 28.60x59.40x63.00(cent) |  |  |  | 1515.00 | 1875.00 | 2595.00
| SURT1000XLI | APC Smart-UPS RT 1000VA 230V | https://www.se.com/us/en/product/SURT1000XLI | 230 AC 1 PH | 230 1 PH | SMART-UPS ON-LINE | Uninterruptible Power Supply (UPS) | APC Smart-UPS On-Line | 27.80(kilos) 61.30(lbs) | 11.26x24.80x23.39(in) 28.60x63.00x59.40(cent) | 4 |  | 731304205418 | 1865.00 | 2325.00 | 3200.00
| SURT1000XLI-NC | APC SMART-UPS RT 1000VA 230V Network Card | https://www.se.com/us/en/product/SURT1000XLI-NC | 230 AC 1 PH | 230 1 PH | SMART-UPS ON-LINE | Uninterruptible Power Supply (UPS) | APC Smart-UPS On-Line | 27.74(kilos) 61.17(lbs) | 11.26x24.80x23.39(in) 28.60x63.00x59.40(cent) |  |  | 731304324201 | 1745.00 | 2175.00 | 2990.00
| SURT3000XLIX554 | APC Smart-UPS RT 3000VA 230V | https://www.se.com/us/en/product/SURT3000XLIX554 | 230 AC 1 PH | 230 AC 1 PH | SMART-UPS ON-LINE | Uninterruptible Power Supply (UPS) | APC Smart-UPS On-Line | 63.64(kilos) 140.33(lbs) | 13.66x23.74x38.58(in) 34.70x60.30x98.00(cent) |  |  | 731304268895 | 2755.00 | 3425.00 | 4720.00
| SURT6000XLI-CC | APC Smart-UPS RT 6000VA 230V Harsh Environment | https://www.se.com/us/en/product/SURT6000XLI-CC | 230 AC 1 PH | 230 AC 1 PH | SMART-UPS ON-LINE | Uninterruptible Power Supply (UPS) | APC Smart-UPS On-Line | 63.64(kilos) 140.33(lbs) | 13.66x23.74x38.58(in) 34.70x60.30x98.00(cent) |  |  | 731304259916 | 2430.00 | 3175.00 | 2430.00
| SURTA48RMXLBP2U | APC Smart-UPS RT 48V RM Battery Pack | https://www.se.com/us/en/product/SURTA48RMXLBP2U |  |  | SMART-UPS ON-LINE | Uninterruptible Power Supply (UPS) | APC Smart-UPS Battery Systems | 37.09(kilos) 81.78(lbs) | 10.00x24.02x28.74(in) 25.40x61.00x73.00(cent) |  |  | 731304259329 | 1060.00 | 1325.00 | 1815.00
| SURTA48XLBP | APC Smart-UPS RT 48V Battery Pack | https://www.se.com/us/en/product/SURTA48XLBP |  |  | SMART-UPS ON-LINE | Uninterruptible Power Supply (UPS) | APC Smart-UPS Battery Systems | 37.09(kilos) 81.78(lbs) | 10.00x24.02x28.74(in) 25.40x61.00x73.00(cent) |  |  | 731304226352 | 838.00 | 1050.00 | 1440.00
| SURTA48XLBPJ | APC Smart-UPS RT 48V Battery Pack Japan | https://www.se.com/us/en/product/SURTA48XLBPJ |  |  | SMART-UPS ON-LINE | Uninterruptible Power Supply (UPS) | APC Smart-UPS Battery Systems | 39.00(kilos) 86.00(lbs) | 10.83x23.43x29.65(in) 27.50x59.50x75.30(cent) |  |  | 731304228721 | 776.00 | 969.00 | 1330.00
| SURTA2200XL-BR | APC Smart-UPS RT 2200VA Brazil 120V | https://www.se.com/us/en/product/SURTA2200XL-BR | 120 AC 1 PH | 120 AC 1 PH | SMART-UPS ON-LINE | Uninterruptible Power Supply (UPS) | APC Smart-UPS On-Line | 31.36(kilos) 69.15(lbs) | 10.24x24.02x29.02(in) 26.00x61.00x73.70(cent) |  |  | 731304281986 | 1860.00 | 2300.00 | 3185.00
| SURTA3000XL | APC SMART-UPS RT 3000VA 120V | https://www.se.com/us/en/product/SURTA3000XL | 120 AC 1 PH | 120 AC 1 PH | SMART-UPS ON-LINE | Uninterruptible Power Supply (UPS) | APC Smart-UPS On-Line | 63.64(kilos) 140.33(lbs) | 13.66x23.74x38.58(in) 34.70x60.30x98.00(cent) |  |  | 731304231479 | 3545.00 | 4400.00 | 6070.00
| SURTD5000RMXLP3U | APC Smart-UPS RT 5000VA RM 208/240 (Split-Phase) to 120, 208/240 | https://www.se.com/us/en/product/SURTD5000RMXLP3U | 120 AC 1 PH,208 AC 1 PH | 120 AC 1 PH,208 AC 1 PH | SMART-UPS ON-LINE | Uninterruptible Power Supply (UPS) | APC Smart-UPS On-Line | 72.12(kilos) 159.02(lbs) | 13.66x23.74x38.58(in) 34.70x60.30x98.00(cent) |  |  | 731304258810 | 7080.00 | 8775.00 | 12140.00
| SURTD6000RMXLJP3U | Smart-UPS RT 6000 | https://www.se.com/us/en/product/SURTD6000RMXLJP3U | 100 AC 1 PH,200 AC 1 PH | 100 AC 1 PH,200 AC 1 PH | SMART-UPS ON-LINE | Uninterruptible Power Supply (UPS) | APC Smart-UPS On-Line | 72.27(kilos) 159.36(lbs) | 13.66x23.74x38.58(in) 34.70x60.30x98.00(cent) |  |  | 731304258834 | 8055.00 | 9975.00 | 13805.00
| SURTD6000RMXLP3U | APC Smart-UPS RT 6000VA RM 208/240 (Split-Phase) to 120, 208/240 | https://www.se.com/us/en/product/SURTD6000RMXLP3U | 120 AC 1 PH,208 AC 1 PH | 120 AC 1 PH,208 AC 1 PH | SMART-UPS ON-LINE | Uninterruptible Power Supply (UPS) | APC Smart-UPS On-Line | 72.12(kilos) 159.02(lbs) | 13.66x23.74x38.58(in) 34.70x60.30x98.00(cent) |  |  | 731304258827 | 7720.00 | 9575.00 | 13235.00
| SURTRK | "APC Smart-UPS RT 19" Rail Kit 1 - 2.2KVA" | https://www.se.com/us/en/product/SURTRK |  |  | SMART-UPS ON-LINE | Uninterruptible Power Supply (UPS) | APC Smart-UPS Accessories | 3.17(kilos) 7.00(lbs) | 2.76x27.36x4.49(in) 7.00x69.50x11.40(cent) | 16 |  | 731304205494 | 255.00 | 319.99 | 437.00
| SURTRK2 | "APC Smart-UPS RT 19" Rail Kit for Smart-UPS RT 3/5/6/8/10kVA" | https://www.se.com/us/en/product/SURTRK2 |  |  | SMART-UPS ON-LINE | Uninterruptible Power Supply (UPS) | APC Smart-UPS Accessories | 4.32(kilos) 9.52(lbs) | 2.76x27.17x5.67(in) 7.00x69.00x14.40(cent) | 3 |  | 731304206743 | 255.00 | 319.99 | 437.00
| SURTRK4 | "APC Smart-UPS RT 19" Rail Kit for Smart-UPS RT 15/20kVA" | https://www.se.com/us/en/product/SURTRK4 |  |  | SMART-UPS ON-LINE | Uninterruptible Power Supply (UPS) | APC Smart-UPS Accessories | 5.45(kilos) 12.02(lbs) | 2.44x7.48x30.71(in) 6.20x19.00x78.00(cent) |  |  | 731304267447 | 304.00 | 379.99 | 521.00
| SUVTOPT013 | APC Dust Filter Kit for Smart-UPS VT Small Tower - Wide (30/40kVA) | https://www.se.com/us/en/product/SUVTOPT013 |  |  | SPARES 3PH | Uninterruptible Power Supply (UPS) | APC Smart-UPS Accessories | 0.57(kilos) 1.26(lbs) | 18.50x25.59x0.50(in) 47.00x65.00x1.27(cent) |  |  | 731304291022 | 369.00 | 539.00 | 665.00
| SYAFSU2 | APC Symmetra LX 13U replacement door | https://www.se.com/us/en/product/SYAFSU2 |  |  | Unknown | Uninterruptible Power Supply (UPS) | APC Symmetra | 3.70(kilos) 8.16(lbs) | 25.12x22.09x4.21(in) 63.80x56.10x10.70(cent) |  |  | 731304226130 | 283.00 | 419.00 | 510.00
| SYAFSU3 | APC Symmetra LX 19U replacement door | https://www.se.com/us/en/product/SYAFSU3 |  |  | Unknown | Uninterruptible Power Supply (UPS) | APC Symmetra Accessories | 5.45(kilos) 12.02(lbs) | 35.59x22.09x4.21(in) 90.40x56.10x10.70(cent) |  |  | 731304226154 | 287.00 | 419.00 | 517.00
| SYAFSU4 | APC Symmetra LX 24U replacement door | https://www.se.com/us/en/product/SYAFSU4 |  |  | Unknown | Uninterruptible Power Supply (UPS) | APC Symmetra | 9.00(kilos) 19.85(lbs) | 44.76x22.20x4.21(in) 113.70x56.40x10.70(cent) |  |  | 731304226147 | 320.00 | 469.00 | 576.00
| SYAFSU5 | APC Symmetra LX 32U replacement door | https://www.se.com/us/en/product/SYAFSU5 |  |  | Unknown | Uninterruptible Power Supply (UPS) | APC Symmetra | 9.00(kilos) 19.85(lbs) | 58.50x22.20x4.21(in) 148.60x56.40x10.70(cent) |  |  | 731304226000 | 380.00 | 559.00 | 684.00
| SYAFSU6 | APC Symmetra LX Castor Kit - Single Castor Left Front or Right Rear | https://www.se.com/us/en/product/SYAFSU6 |  |  | Unknown | Uninterruptible Power Supply (UPS) | APC Symmetra | 1.80(kilos) 3.97(lbs) | 9.76x3.50x5.00(in) 24.80x8.90x12.70(cent) |  |  | 731304226031 | 183.00 | 269.99 | 330.00
| SYAFSU7 | APC Symmetra LX Castor Kit - Single Castor Right Front or Left Rear | https://www.se.com/us/en/product/SYAFSU7 |  |  | Unknown | Uninterruptible Power Supply (UPS) | APC Symmetra | 1.80(kilos) 3.97(lbs) | 9.76x3.50x5.00(in) 24.80x8.90x12.70(cent) |  |  | 731304226116 | 183.00 | 269.99 | 330.00
| SYAFSU8 | APC Symmetra LX top panel | https://www.se.com/us/en/product/SYAFSU8 |  |  | Unknown | Uninterruptible Power Supply (UPS) | APC Symmetra | 7.20(kilos) 15.88(lbs) | 31.18x3.50x22.09(in) 79.20x8.90x56.10(cent) |  |  | 731304226109 | 278.00 | 409.00 | 501.00
| SYAFSU9L | APC Symmetra LX 13U left side panel | https://www.se.com/us/en/product/SYAFSU9L |  |  | Unknown | Uninterruptible Power Supply (UPS) | APC Symmetra | 7.10(kilos) 15.66(lbs) | 27.52x32.52x4.61(in) 69.90x82.60x11.70(cent) |  |  | 731304226055 | 189.00 | 279.99 | 341.00
| SYAFSU9R | APC Symmetra LX 13U right side panel | https://www.se.com/us/en/product/SYAFSU9R |  |  | Unknown | Uninterruptible Power Supply (UPS) | APC Symmetra | 7.10(kilos) 15.66(lbs) | 27.52x32.52x4.61(in) 69.90x82.60x11.70(cent) |  |  | 731304226093 | 186.00 | 269.99 | 335.00
| SYAFSU10L | APC Symmetra LX 19U left side panel | https://www.se.com/us/en/product/SYAFSU10L |  |  | Unknown | Uninterruptible Power Supply (UPS) | APC Symmetra | 10.00(kilos) 22.05(lbs) | 38.19x32.99x5.71(in) 97.00x83.80x14.50(cent) |  |  | 731304233985 | 255.00 | 369.99 | 459.00
| SYAFSU10R | APC Symmetra LX 19U right side panel | https://www.se.com/us/en/product/SYAFSU10R |  |  | Unknown | Uninterruptible Power Supply (UPS) | APC Symmetra | 10.00(kilos) 22.05(lbs) | 38.19x32.99x5.71(in) 97.00x83.80x14.50(cent) |  |  | 731304226086 | 255.00 | 369.99 | 459.00
| SYAFSU11L | APC Symmetra LX 24U left side panel | https://www.se.com/us/en/product/SYAFSU11L |  |  | Unknown | Uninterruptible Power Supply (UPS) | APC Symmetra | 10.86(kilos) 23.96(lbs) | 47.01x5.71x32.99(in) 119.40x14.50x83.80(cent) |  |  | 731304226017 | 292.00 | 429.00 | 526.00
| SYAFSU11R | APC Symmetra LX 24U right side panel | https://www.se.com/us/en/product/SYAFSU11R |  |  | Unknown | Uninterruptible Power Supply (UPS) | APC Symmetra | 10.86(kilos) 23.96(lbs) | 47.01x5.71x32.99(in) 119.40x14.50x83.80(cent) |  |  | 731304226024 | 257.00 | 379.99 | 463.00
| SYAFSU12L | APC Symmetra LX 32U left side panel | https://www.se.com/us/en/product/SYAFSU12L |  |  | Unknown | Uninterruptible Power Supply (UPS) | APC Symmetra Accessories | 15.50(kilos) 34.18(lbs) | 60.79x32.99x4.69(in) 154.40x83.80x11.90(cent) |  |  | 731304226062 | 404.00 | 589.00 | 728.00
| SYAFSU12R | APC Symmetra LX 32U right side panel | https://www.se.com/us/en/product/SYAFSU12R |  |  | Unknown | Uninterruptible Power Supply (UPS) | APC Symmetra | 15.44(kilos) 34.03(lbs) | 60.79x4.69x32.99(in) 154.40x11.90x83.80(cent) |  |  | 731304226048 | 300.00 | 439.00 | 540.00
| SYAFSU13 | APC Symmetra LX frame electronics module- 200/208V | https://www.se.com/us/en/product/SYAFSU13 |  |  | SYMMETRA (1PHASE) | Uninterruptible Power Supply (UPS) | APC Symmetra | 14.55(kilos) 32.08(lbs) | 7.24x22.24x28.74(in) 18.40x56.50x73.00(cent) |  |  | 731304247869 | 3510.00 | 4525.00 | 6015.00
| SYAFSU13I | APC Symmetra LX frame electronics module- 230V | https://www.se.com/us/en/product/SYAFSU13I |  |  | Unknown | Uninterruptible Power Supply (UPS) | APC Symmetra | 14.58(kilos) 32.14(lbs) | 7.24x28.74x22.24(in) 18.40x73.00x56.50(cent) |  |  | 731304247876 | 2850.00 | 4150.00 | 5130.00
| SYAFSU14 | APC Symmetra LX Input/Output wiring tray-200/208V | https://www.se.com/us/en/product/SYAFSU14 |  |  | SYMMETRA (1PHASE) | Uninterruptible Power Supply (UPS) | APC Symmetra | 2.74(kilos) 6.04(lbs) | 10.00x9.02x6.50(in) 25.40x22.90x16.50(cent) |  |  | 731304234838 | 911.00 | 1175.00 | 1565.00
| SYAFSU14I | APC Symmetra LX Input/Output wiring tray-230V | https://www.se.com/us/en/product/SYAFSU14I |  |  | SYMMETRA (1PHASE) | Uninterruptible Power Supply (UPS) | APC Symmetra | 2.73(kilos) 6.02(lbs) | 10.00x9.02x6.50(in) 25.40x22.90x16.50(cent) |  |  | 731304234821 | 590.00 | 859.00 | 1065.00
| SYAFSU15 | APC Symmetra LX Communications Card | https://www.se.com/us/en/product/SYAFSU15 |  |  | SYMMETRA (1PHASE) | Uninterruptible Power Supply (UPS) | APC Symmetra | 2.73(kilos) 6.02(lbs) | 9.76x3.27x5.00(in) 24.80x8.30x12.70(cent) |  |  | 731304233978 | 124.00 | 179.99 | 224.00
| SYAFSU16 | APC Symmetra LX XR Communication Card | https://www.se.com/us/en/product/SYAFSU16 |  |  | Unknown | Uninterruptible Power Supply (UPS) | APC Symmetra Accessories | 3.17(kilos) 6.98(lbs) | 3.74x9.49x20.51(in) 9.50x24.10x52.10(cent) |  |  | 731304248002 | 540.00 | 789.00 | 972.00
| SYAOPT1 | APC Symmetra LX 4-post rack-mounting rails | https://www.se.com/us/en/product/SYAOPT1 |  |  | SYMMETRA (1PHASE) | Uninterruptible Power Supply (UPS) | APC Symmetra Accessories | 3.27(kilos) 7.21(lbs) | 4.49x12.99x5.00(in) 11.40x33.00x12.70(cent) |  |  | 731304233886 | 352.00 | 459.00 | 602.00
| SYAOPT2 | APC Symmetra LX module CTO kit- UPS Frame | https://www.se.com/us/en/product/SYAOPT2 |  |  | Unknown | Uninterruptible Power Supply (UPS) | APC Symmetra Accessories | 4.50(kilos) 9.92(lbs) | 30.00x4.02x0.98(in) 76.20x10.20x2.50(cent) |  |  | 731304233848 | 250.00 | 369.99 | 450.00
| SYAOPT2XR3 | APC Symmetra LX module CTO kit- XR3 Frame | https://www.se.com/us/en/product/SYAOPT2XR3 |  |  | SYMMETRA (1PHASE) | Uninterruptible Power Supply (UPS) | APC Symmetra Accessories | 0.20(kilos) 0.44(lbs) | 15.00x12.01x0.24(in) 38.10x30.50x0.60(cent) |  |  | 731304233879 | 83.00 | 109.99 | 142.00
| SYAOPT2XR9 | APC Symmetra LX module CTO kit- XR Frame | https://www.se.com/us/en/product/SYAOPT2XR9 |  |  | SYMMETRA (1PHASE) | Uninterruptible Power Supply (UPS) | APC Symmetra Accessories | 4.50(kilos) 9.92(lbs) | 30.00x4.02x0.98(in) 76.20x10.20x2.50(cent) |  |  | 731304233855 | 259.00 | 339.99 | 444.00
| SYAOPT5 | APC Symmetra LX 15-foot battery cabinet cable- 200/208V | https://www.se.com/us/en/product/SYAOPT5 |  |  | SYMMETRA (1PHASE) | Uninterruptible Power Supply (UPS) | APC Symmetra Accessories | 8.18(kilos) 18.04(lbs) | 4.02x22.99x18.50(in) 10.20x58.40x47.00(cent) |  |  | 731304248156 | 1090.00 | 1400.00 | 1865.00
| SYAOPT5I | APC SYMMETRA LX 4.5 METER BATTERY CABINET CABLE- 230V | https://www.se.com/us/en/product/SYAOPT5I |  |  | SYMMETRA (1PHASE) | Uninterruptible Power Supply (UPS) | APC Symmetra Accessories | 8.18(kilos) 18.04(lbs) | 4.02x22.99x18.50(in) 10.20x58.40x47.00(cent) |  |  | 731304258780 | 1310.00 | 1700.00 | 2250.00
| SYAPD1 | APC Symmetra LX power distribution panel (1) L14-30, (2) L5-20 | https://www.se.com/us/en/product/SYAPD1 | 200 20 |  | SYMMETRA (1PHASE) | Uninterruptible Power Supply (UPS) | APC Symmetra Accessories | 2.27(kilos) 5.01(lbs) | 8.58x7.60x5.39(in) 21.80x19.30x13.70(cent) |  |  | 731304227816 | 442.00 | 569.00 | 758.00
| SYARMXR3B3 | APC Symmetra LX Extended Run Rack-mount w/ 3 SYBT5, 208V | https://www.se.com/us/en/product/SYARMXR3B3 |  |  | SYMMETRA (1PHASE) | Uninterruptible Power Supply (UPS) | APC Symmetra Battery Systems | 127.73(kilos) 281.64(lbs) | 13.50x23.58x38.58(in) 34.30x59.90x98.00(cent) |  |  | 731304740032 | 3865.00 | 4975.00 | 6630.00
| SYARMXR3B3I | APC Symmetra LX Extended Run Rack-mount w/ 3 SYBT5, 230V | https://www.se.com/us/en/product/SYARMXR3B3I |  |  | SYMMETRA (1PHASE) | Uninterruptible Power Supply (UPS) | APC Symmetra Battery Systems | 127.74(kilos) 281.67(lbs) | 13.50x23.58x38.58(in) 34.30x59.90x98.00(cent) |  |  | 731304578321 | 3790.00 | 4875.00 | 6495.00
| SYARMXR9B9 | APC Symmetra LX Extended Run Rack-mount w/ 9 SYBT5, 208V | https://www.se.com/us/en/product/SYARMXR9B9 |  |  | SYMMETRA (1PHASE) | Uninterruptible Power Supply (UPS) | APC Symmetra Battery Systems | 363.18(kilos) 800.81(lbs) | 30.98x23.58x39.25(in) 78.70x59.90x99.70(cent) |  |  | 731304740056 | 10365.00 | 13400.00 | 17770.00
| SYARMXR9B9I | APC Symmetra LX Extended Run Rack-mount w/ 9 SYBT5, 230V | https://www.se.com/us/en/product/SYARMXR9B9I |  |  | SYMMETRA (1PHASE) | Uninterruptible Power Supply (UPS) | APC Symmetra Battery Systems | 363.18(kilos) 800.81(lbs) | 30.98x23.58x39.25(in) 78.70x59.90x99.70(cent) |  |  | 731304578338 | 9990.00 | 12900.00 | 17120.00
| SYAXR9B9 | APC SYMMETRA LX EXTENDED RUN TOWER W/9 SYBT5 , 208V | https://www.se.com/us/en/product/SYAXR9B9 |  |  | SYMMETRA (1PHASE) | Uninterruptible Power Supply (UPS) | APC Symmetra Battery Systems | 370.46(kilos) 816.86(lbs) | 35.98x23.58x39.25(in) 91.40x59.90x99.70(cent) |  |  | 731304233770 | 9940.00 | 12800.00 | 17035.00
| SYAXR9B9I | APC SYMMETRA LX EXTENDED RUN TOWER W/9 SYBT5, 230V | https://www.se.com/us/en/product/SYAXR9B9I |  |  | SYMMETRA (1PHASE) | Uninterruptible Power Supply (UPS) | APC Symmetra Battery Systems | 369.67(kilos) 815.13(lbs) | 35.98x39.25x23.58(in) 91.40x99.70x59.90(cent) |  |  | 731304233794 | 9655.00 | 12500.00 | 16550.00
| SYBATT | APC Symmetra 4-16kVA Battery Module | https://www.se.com/us/en/product/SYBATT |  |  | SYMMETRA (1PHASE) | Uninterruptible Power Supply (UPS) | APC Symmetra Battery Systems | 31.36(kilos) 69.15(lbs) | 17.28x12.99x31.10(in) 43.90x33.00x79.00(cent) |  |  | 731304073642 | 953.00 | 1225.00 | 1635.00
| SYBBE250K500D | APC Symmetra PX 250kW Battery Breaker Enclosure with Fuse Kit for Third Party Batteries | https://www.se.com/us/en/product/SYBBE250K500D |  |  | SYMMETRA 3PH UPS | Uninterruptible Power Supply (UPS) | APC Symmetra Battery Systems | 372.73(kilos) 821.87(lbs) | 84.06x29.53x47.64(in) 213.50x75.00x121.00(cent) |  |  |  | 13915.00 | 20200.00 | 25045.00
| SYBBE250K500DU | APC Symmetra PX 250kW UL Battery Breaker Enclosure with Fuse Kit for Third Party Batteries | https://www.se.com/us/en/product/SYBBE250K500DU |  |  | SYMMETRA 3PH UPS | Uninterruptible Power Supply (UPS) | APC Symmetra Battery Systems | 372.73(kilos) 821.87(lbs) | 84.06x29.53x47.64(in) 213.50x75.00x121.00(cent) |  |  |  | 13915.00 | 20200.00 | 25045.00
| SYBBE500K500D | APC Symmetra PX 500kW Battery Breaker Enclosure with Fuse Kit for Third Party Batteries | https://www.se.com/us/en/product/SYBBE500K500D |  |  | SYMMETRA 3PH UPS | Uninterruptible Power Supply (UPS) | APC Symmetra Battery Systems | 374.55(kilos) 825.88(lbs) | 84.06x29.53x47.64(in) 213.50x75.00x121.00(cent) |  |  |  | 13995.00 | 20300.00 | 25190.00
| SYBBE500K500DU | APC Symmetra PX 500kW UL Battery Breaker Enclosure with Fuse Kit for Third Party Batteries | https://www.se.com/us/en/product/SYBBE500K500DU |  |  | SYMMETRA 3PH UPS | Uninterruptible Power Supply (UPS) | APC Symmetra Battery Systems | 374.55(kilos) 825.88(lbs) | 84.06x29.53x47.64(in) 213.50x75.00x121.00(cent) |  |  |  | 13995.00 | 20300.00 | 25190.00
| SYBBE-UL | APC Symmetra PX 250/500kW UL Battery Breaker Enclosure for Third Party Batteries | https://www.se.com/us/en/product/SYBBE-UL |  |  | SYMMETRA 3PH UPS | Uninterruptible Power Supply (UPS) | APC Symmetra Battery Systems | 365.00(kilos) 804.83(lbs) | 84.06x29.53x47.64(in) 213.50x75.00x121.00(cent) |  |  | 731304338161 | 13020.00 | 18900.00 | 23435.00
| SYBFXR3RM | APC SYMMETRA 3 Battery RACKMOUNT XR FRAME (208/120V REGIONS) | https://www.se.com/us/en/product/SYBFXR3RM |  |  | SYMMETRA (1PHASE) | Uninterruptible Power Supply (UPS) | APC Symmetra Battery Systems | 30.92(kilos) 68.18(lbs) | 13.50x23.58x38.58(in) 34.30x59.90x98.00(cent) |  |  | 731304233787 | 1340.00 | 1725.00 | 2295.00
| SYBFXR3RMI | APC SYMMETRA LX 3 BATTERY RACK-MOUNT XR FRAME, 230V | https://www.se.com/us/en/product/SYBFXR3RMI |  |  | SYMMETRA (1PHASE) | Uninterruptible Power Supply (UPS) | APC Symmetra Battery Systems | 30.92(kilos) 68.18(lbs) | 13.50x23.58x38.58(in) 34.30x59.90x98.00(cent) |  |  | 731304221708 | 1250.00 | 1625.00 | 2140.00
| SYBFXR8-8 | APC Symmetra PX 250/500kW Battery Enclosure with 8 Battery Modules & Start Up | https://www.se.com/us/en/product/SYBFXR8-8 |  |  | SYMMETRA 3PH UPS | Uninterruptible Power Supply (UPS) | APC Symmetra Battery Systems | 1740.91(kilos) 3838.71(lbs) | 84.65x44.09x50.00(in) 215.00x112.00x127.00(cent) |  |  |  | 42975.00 | 62400.00 | 77350.00
| SYBFXR9 | APC SYMMETRA LX 9 BATTERY TOWER XR FRAME, 208V | https://www.se.com/us/en/product/SYBFXR9 |  |  | SYMMETRA (1PHASE) | Uninterruptible Power Supply (UPS) | APC Symmetra Battery Systems | 119.09(kilos) 262.59(lbs) | 35.98x23.58x39.25(in) 91.40x59.90x99.70(cent) |  |  | 731304221692 | 2560.00 | 3300.00 | 4385.00
| SYBFXR9I | APC SYMMETRA LX 9 BATTERY TOWER XR FRAME, 230V | https://www.se.com/us/en/product/SYBFXR9I |  |  | SYMMETRA (1PHASE) | Uninterruptible Power Supply (UPS) | APC Symmetra Battery Systems | 119.09(kilos) 262.59(lbs) | 35.98x23.58x39.25(in) 91.40x59.90x99.70(cent) |  |  | 731304221715 | 2555.00 | 3300.00 | 4380.00
| SYBFXR9J | APC SYMMETRA LX 9 BATTERY TOWER XR FRAME, 200V | https://www.se.com/us/en/product/SYBFXR9J |  |  | SYMMETRA (1PHASE) | Uninterruptible Power Supply (UPS) | APC Symmetra Battery Systems | 119.09(kilos) 262.59(lbs) | 35.98x23.58x39.25(in) 91.40x59.90x99.70(cent) |  |  | 731304221814 | 2300.00 | 2975.00 | 3945.00
| SYBFXR9RM | APC SYMMETRA LX 9 BATTERY Rack-MOunt XR FRAME, 208V | https://www.se.com/us/en/product/SYBFXR9RM |  |  | SYMMETRA (1PHASE) | Uninterruptible Power Supply (UPS) | APC Symmetra Battery Systems | 72.73(kilos) 160.37(lbs) | 30.98x23.58x39.25(in) 78.70x59.90x99.70(cent) |  |  | 731304221739 | 2260.00 | 2925.00 | 3875.00
| SYBFXR9RMI | APC SYMMETRA LX 9 BATTERY Rack-MOunt XR FRAME, 230V | https://www.se.com/us/en/product/SYBFXR9RMI |  |  | SYMMETRA (1PHASE) | Uninterruptible Power Supply (UPS) | APC Symmetra Battery Systems | 72.73(kilos) 160.37(lbs) | 35.98x23.58x39.25(in) 91.40x59.90x99.70(cent) |  |  | 731304221746 | 2180.00 | 2825.00 | 3735.00
| SYBSC | APC Symmetra PX 250/500 Battery Sidecar for remote battery solution without fuse | https://www.se.com/us/en/product/SYBSC | 480 3 PH,400 3 PH |  | SYMMETRA 3PH UPS | Uninterruptible Power Supply (UPS) | APC Symmetra Battery Systems | 185.45(kilos) 408.92(lbs) | 84.65x29.33x47.64(in) 215.00x74.50x121.00(cent) |  |  | 731304266280 | 5595.00 | 8125.00 | 10070.00
| SYBSC500K500 | APC Symmetra PX250/500kW Batt. enclosure sidecar for remote battery solution with 1000A fuse kit | https://www.se.com/us/en/product/SYBSC500K500 | 480 3 PH,400 3 PH |  | SYMMETRA 3PH UPS | Uninterruptible Power Supply (UPS) | APC Symmetra Battery Systems | 186.82(kilos) 411.94(lbs) | 84.65x29.33x47.64(in) 215.00x74.50x121.00(cent) |  |  | 731304253587 | 6355.00 | 9225.00 | 11435.00
| SYBT2 | APC Symmetra RM 2-6kVA Battery Module | https://www.se.com/us/en/product/SYBT2 |  |  | SYMMETRA (1PHASE) | Uninterruptible Power Supply (UPS) | APC Symmetra Battery Systems | 23.86(kilos) 52.61(lbs) | 9.76x25.98x14.02(in) 24.80x66.00x35.60(cent) |  |  | 731304016908 | 940.00 | 1225.00 | 1615.00
| SYBT2FR | APC Symmetra RM 2-6kVA Battery Module Flame Retardant | https://www.se.com/us/en/product/SYBT2FR |  |  | SYMMETRA (1PHASE) | Uninterruptible Power Supply (UPS) | APC Symmetra Battery Systems | 23.86(kilos) 52.61(lbs) | 9.76x14.02x25.98(in) 24.80x35.60x66.00(cent) |  |  | 731304104322 | 935.00 | 1225.00 | 1605.00
| SYBT3 | APC Symmetra RM 8-12kVA Battery Module | https://www.se.com/us/en/product/SYBT3 |  |  | SYMMETRA (1PHASE) | Uninterruptible Power Supply (UPS) | APC Symmetra Battery Systems | 31.36(kilos) 69.15(lbs) | 17.28x12.99x31.10(in) 43.90x33.00x79.00(cent) |  |  | 731304108320 | 888.00 | 1150.00 | 1525.00
| SYBT4 | Battery Module for Symmetra PX, Smart-UPS VT or Galaxy 3500 | https://www.se.com/us/en/product/SYBT4 |  |  | SYMMETRA 3PH UPS | Uninterruptible Power Supply (UPS) | APC Symmetra Battery Systems | 101.82(kilos) 224.51(lbs) | 17.99x32.99x24.02(in) 45.70x83.80x61.00(cent) | 7 |  | 731304238256 | 2240.00 | 3250.00 | 4035.00
| SYBT5 | APC Symmetra LX Battery Module | https://www.se.com/us/en/product/SYBT5 |  |  | SYMMETRA (1PHASE) | Uninterruptible Power Supply (UPS) | APC Symmetra Battery Systems | 30.50(kilos) 67.25(lbs) | 10.63x29.92x11.42(in) 27.00x76.00x29.00(cent) | 8 |  | 731304218869 | 993.00 | 1300.00 | 1705.00
| SYBT5FR | APC SYMMETRA LX FLAME RETARDANT BATTERY MODULE | https://www.se.com/us/en/product/SYBT5FR |  |  | SYMMETRA (1PHASE) | Uninterruptible Power Supply (UPS) | APC Symmetra Battery Systems | 32.28(kilos) 71.18(lbs) | 15.16x11.26x29.53(in) 38.50x28.60x75.00(cent) |  |  | 731304221623 | 1075.00 | 1400.00 | 1840.00
| SYBT9-B4 | APC High-Performance Battery Module for 400V Symmetra PX 48/96/160KW & 208V Symmetra PX 100KW | https://www.se.com/us/en/product/SYBT9-B4 |  |  | SYMMETRA 3PH UPS | Uninterruptible Power Supply (UPS) | APC Symmetra Battery Systems | 107.40(kilos) 236.82(lbs) | 7.09x23.62x31.89(in) 18.00x60.00x81.00(cent) |  |  |  | 2765.00 | 4025.00 | 4975.00
| SYBT9-B4LL | APC High Performance Long Life 10 Yrs Battery Module for Symmetra PX 48/96/160KW and PX 100KW | https://www.se.com/us/en/product/SYBT9-B4LL |  |  | SYMMETRA 3PH UPS | Uninterruptible Power Supply (UPS) | APC Symmetra Battery Systems | 107.40(kilos) 236.82(lbs) | 7.09x23.62x31.89(in) 18.00x60.00x81.00(cent) |  |  |  | 2990.00 | 4350.00 | 5380.00
| SYBT9-B6 | APC High Performance Battery Module for the Symmetra PX 250/500kW | https://www.se.com/us/en/product/SYBT9-B6 |  |  | SYMMETRA 3PH UPS | Uninterruptible Power Supply (UPS) | APC Symmetra Battery Systems | 160.91(kilos) 354.81(lbs) | 7.09x25.51x31.89(in) 18.00x64.80x81.00(cent) |  |  | 731304569282 | 4180.00 | 6075.00 | 7525.00
| SYBT9-B6LL | APC High Performance Long Life 10 Yrs Battery Module for Symmetra PX 250/500kW | https://www.se.com/us/en/product/SYBT9-B6LL |  |  | SYMMETRA 3PH UPS | Uninterruptible Power Supply (UPS) | APC Symmetra Battery Systems | 160.91(kilos) 354.81(lbs) | 7.09x25.51x31.89(in) 18.00x64.80x81.00(cent) |  |  |  | 4565.00 | 6625.00 | 8215.00
| SYBTU1-PLP | Symmetra PX Battery Unit | https://www.se.com/us/en/product/SYBTU1-PLP |  |  | SYMMETRA 3PH UPS | Uninterruptible Power Supply (UPS) | APC Symmetra Battery Systems | 23.72(kilos) 52.30(lbs) | 5.91x32.48x7.09(in) 15.00x82.50x18.00(cent) | 16 |  | 731304123538 | 557.00 | 809.00 | 1005.00
| SYBTU2-PLP | APC Symmetra PX 9Ah Battery Unit, High Performance | https://www.se.com/us/en/product/SYBTU2-PLP |  |  | SYMMETRA 3PH UPS | Uninterruptible Power Supply (UPS) | APC Symmetra Battery Systems | 26.54(kilos) 58.52(lbs) | 5.31x32.68x7.09(in) 13.50x83.00x18.00(cent) | 16 |  | 731304242529 | 709.00 | 1050.00 | 1280.00
| SYBTU2-PLPLL | APC Symmetra PX 9Ah Battery Unit, High Performance Long Life 10 Yrs | https://www.se.com/us/en/product/SYBTU2-PLPLL |  |  | SYMMETRA 3PH UPS | Uninterruptible Power Supply (UPS) | APC Symmetra Battery Systems | 27.00(kilos) 59.53(lbs) | 7.09x5.91x31.89(in) 18.00x15.00x81.00(cent) |  |  | 731304323075 | 741.00 | 1075.00 | 1335.00
| SYCC | APC Symmetra Communications Card | https://www.se.com/us/en/product/SYCC | 12 DC | 12 DC | SYMMETRA (1PHASE) | Uninterruptible Power Supply (UPS) | APC Symmetra Accessories | 0.57(kilos) 1.26(lbs) | 4.49x8.50x12.76(in) 11.40x21.60x32.40(cent) |  |  | 731304007562 | 519.00 | 669.00 | 890.00
| SYCFXR8 | SYMMETRA PX 40kW EXTENDED RUN BATTERY FRAME | https://www.se.com/us/en/product/SYCFXR8 |  |  | SYMMETRA 3PH UPS | Uninterruptible Power Supply (UPS) | APC Symmetra Battery Systems | 272.73(kilos) 601.37(lbs) | 82.01x30.00x40.00(in) 208.30x76.20x101.60(cent) |  |  | 731304207351 | 8360.00 | 12200.00 | 15045.00
| SYCFXR8-8 | Symmetra PX 40KW Extended Run Battery Frame with 8 Battery Modules & Startup | https://www.se.com/us/en/product/SYCFXR8-8 | 208 3 PH |  | SYMMETRA 3PH UPS | Uninterruptible Power Supply (UPS) | APC Symmetra Battery Systems | 1000.00(kilos) 2205.00(lbs) | 90.98x30.00x40.00(in) 231.10x76.20x101.60(cent) |  |  |  | 22385.00 | 32500.00 | 40285.00
| SYCFXR8S | Symmetra PX40KW Extended Run Battery Frame with Startup | https://www.se.com/us/en/product/SYCFXR8S |  |  | SYMMETRA 3PH UPS | Uninterruptible Power Supply (UPS) | APC Symmetra Battery Systems | 272.73(kilos) 601.37(lbs) | 82.01x30.00x40.00(in) 208.30x76.20x101.60(cent) |  |  |  | 8745.00 | 12700.00 | 15735.00
| SYCFXR48 | APC Symmetra PX48 Empty Battery Frame for 9 Battery Modules | https://www.se.com/us/en/product/SYCFXR48 |  |  | SYMMETRA 3PH UPS | Uninterruptible Power Supply (UPS) | APC Symmetra Battery Systems | 379.00(kilos) 835.70(lbs) | 84.65x33.39x47.64(in) 215.00x84.80x121.00(cent) |  |  | 731304269014 | 8230.00 | 12000.00 | 14810.00
| SYCFXR48-9 | APC Symmetra PX48 Battery Frame with 9 Battery modules and Startup | https://www.se.com/us/en/product/SYCFXR48-9 |  |  | SYMMETRA 3PH UPS | Uninterruptible Power Supply (UPS) | APC Symmetra Battery Systems | 1351.00(kilos) 2978.96(lbs) | 84.02x33.39x47.64(in) 213.40x84.80x121.00(cent) |  |  | 731304269038 | 26510.00 | 38500.00 | 47715.00
| SYCFXR48-S | APC Symmetra PX48 Empty Battery Frame for 9 Battery modules with Startup | https://www.se.com/us/en/product/SYCFXR48-S |  |  | SYMMETRA 3PH UPS | Uninterruptible Power Supply (UPS) | APC Symmetra Battery Systems | 379.00(kilos) 835.70(lbs) | 84.65x33.39x47.64(in) 215.00x84.80x121.00(cent) |  |  | 731304269021 | 10375.00 | 15100.00 | 18675.00
| SYCFXRJ9-S | APC Symmetra PX160 Japan Empty Battery Frame for 9 Battery modules with Startup | https://www.se.com/us/en/product/SYCFXRJ9-S |  |  | SYMMETRA 3PH UPS | Uninterruptible Power Supply (UPS) | APC Symmetra Battery Systems | 379.00(kilos) 835.70(lbs) | 84.65x33.39x47.64(in) 215.00x84.80x121.00(cent) |  |  |  | 14190.00 | 20600.00 | 25540.00
| SYH2K6RMI | APC Symmetra RM 2kVA Scalable to 6kVA N+1 220-240V | https://www.se.com/us/en/product/SYH2K6RMI | 220 AC 1 PH,230 AC 1 PH,240 AC 1 PH | 220 AC 1 PH,230 AC 1 PH,240 AC 1 PH | SYMMETRA (1PHASE) | Uninterruptible Power Supply (UPS) | APC Symmetra | 83.91(kilos) 185.03(lbs) | 20.00x30.98x22.99(in) 50.80x78.70x58.40(cent) |  |  |  | 4915.00 | 6325.00 | 8420.00
| SYH4K6RMI | APC Symmetra RM 4kVA Scalable to 6kVA N+1 220-240V | https://www.se.com/us/en/product/SYH4K6RMI | 230 AC 1 PH,240 AC 1 PH | 230 AC 1 PH,240 AC 1 PH | SYMMETRA (1PHASE) | Uninterruptible Power Supply (UPS) | APC Symmetra | 116.12(kilos) 256.04(lbs) | 20.00x30.98x22.99(in) 50.80x78.70x58.40(cent) |  |  |  | 8075.00 | 10400.00 | 13840.00
| SYH6K6I | APC Symmetra RM 6kVA Scalable to 6kVA N+1 220-240V w/Floor Mount Kit | https://www.se.com/us/en/product/SYH6K6I | 230 | 230 | SYMMETRA (1PHASE) | Uninterruptible Power Supply (UPS) | APC Symmetra | 148.64(kilos) 327.75(lbs) | 20.00x22.99x30.98(in) 50.80x58.40x78.70(cent) |  |  | 731304740216 | 9905.00 | 12800.00 | 16980.00
| SYH6K6J | APC Symmetra RM 6kVA Scalable to 6kVA N+1 200V w/Floor Mount Kit | https://www.se.com/us/en/product/SYH6K6J | 200 | 200 | SYMMETRA (1PHASE) | Uninterruptible Power Supply (UPS) | APC Symmetra | 148.64(kilos) 327.75(lbs) | 20.00x22.99x30.98(in) 50.80x58.40x78.70(cent) |  |  | 731304740223 | 12355.00 | 15900.00 | 21175.00
| SYH6K6RMI | APC Symmetra RM 6kVA Scalable to 6kVA N+1 220-240V | https://www.se.com/us/en/product/SYH6K6RMI | 220 AC 1 PH,230 AC 1 PH,240 AC 1 PH | 220 AC 1 PH,230 AC 1 PH,240 AC 1 PH | SYMMETRA (1PHASE) | Uninterruptible Power Supply (UPS) | APC Symmetra | 148.64(kilos) 327.75(lbs) | 20.00x22.99x30.98(in) 50.80x58.40x78.70(cent) |  |  |  | 12290.00 | 15800.00 | 21070.00
| SYH6K6T | APC Symmetra RM 6kVA Scalable to 6kVA N+1 208/240V w/Floor Mount Kit | https://www.se.com/us/en/product/SYH6K6T | 208 | 208 | SYMMETRA (1PHASE) | Uninterruptible Power Supply (UPS) | APC Symmetra | 148.64(kilos) 327.75(lbs) | 20.00x22.99x30.98(in) 50.80x58.40x78.70(cent) |  |  | 731304740308 | 10265.00 | 13200.00 | 17595.00
| SYHF6KI | APC Symmetra RM 6kVA N+1 Frame 220-240V | https://www.se.com/us/en/product/SYHF6KI | 230 AC 1 PH | 230 AC 1 PH | SYMMETRA (1PHASE) | Uninterruptible Power Supply (UPS) | APC Symmetra | 50.00(kilos) 110.25(lbs) | 20.00x22.99x30.98(in) 50.80x58.40x78.70(cent) |  |  | 731304016892 | 1420.00 | 1825.00 | 2430.00
| SYHF6KT | APC Symmetra RM 6kVA N+1 Frame 208/240V | https://www.se.com/us/en/product/SYHF6KT | 208 AC 1 PH | 208 AC 1 PH | SYMMETRA (1PHASE) | Uninterruptible Power Supply (UPS) | APC Symmetra | 50.00(kilos) 110.25(lbs) | 20.00x22.99x30.98(in) 50.80x58.40x78.70(cent) |  |  | 731304016915 | 1290.00 | 1675.00 | 2210.00
| SYMIM2 | APC Symmetra Main Intelligence Module 2 | https://www.se.com/us/en/product/SYMIM2 |  |  | SYMMETRA (1PHASE) | Uninterruptible Power Supply (UPS) | APC Symmetra Accessories | 4.10(kilos) 9.04(lbs) | 7.25x12.50x22.76(in) 18.42x31.76x57.80(cent) |  |  | 731304007692 | 1610.00 | 2075.00 | 2760.00
| SYMIM3 | APC Symmetra RM main Intelligence Module | https://www.se.com/us/en/product/SYMIM3 |  |  | SYMMETRA (1PHASE) | Uninterruptible Power Supply (UPS) | APC Symmetra Accessories | 3.18(kilos) 7.01(lbs) | 7.24x12.52x22.76(in) 18.40x31.80x57.80(cent) |  |  | 731304016878 | 1455.00 | 1875.00 | 2495.00
| SYMIM4 | Symmetra PX Intelligence Module | https://www.se.com/us/en/product/SYMIM4 |  |  | SYMMETRA 3PH UPS | Uninterruptible Power Supply (UPS) | APC Symmetra Accessories | 4.77(kilos) 10.52(lbs) | 2.00x9.00x16.50(in) 5.08x22.86x41.91(cent) |  |  | 731304188681 | 2155.00 | 3125.00 | 3875.00
| SYMIM5 | APC Symmetra LX Intelligence Module | https://www.se.com/us/en/product/SYMIM5 |  |  | SYMMETRA (1PHASE) | Uninterruptible Power Supply (UPS) | APC Symmetra Accessories | 3.18(kilos) 7.01(lbs) | 7.24x12.52x22.76(in) 18.40x31.80x57.80(cent) |  |  | 731304221647 | 2650.00 | 3425.00 | 4540.00
| SYMIM5X424 | APC Symmetra LX Intelligence Module for Home Depot | https://www.se.com/us/en/product/SYMIM5X424 |  |  | OEM & SPECIAL PRODUCTS | Uninterruptible Power Supply (UPS) | APC Symmetra | 3.18(kilos) 7.01(lbs) | 7.24x12.52x22.76(in) 18.40x31.80x57.80(cent) |  |  | 731304335825 | 1075.00 | 1400.00 | 1840.00
| SYOPT1 | APC Symmetra RM 2-6kVA N+1 Floor Mount Kit w/Casters | https://www.se.com/us/en/product/SYOPT1 |  |  | SYMMETRA (1PHASE) | Uninterruptible Power Supply (UPS) | APC Symmetra Accessories | 26.36(kilos) 58.12(lbs) | 12.99x22.01x30.00(in) 33.00x55.90x76.20(cent) |  |  | 731304108344 | 854.00 | 1100.00 | 1465.00
| SYOPT4 | APC Symmetra RM 4ft Extender cable for 208/240V RM Battery Cabinet | https://www.se.com/us/en/product/SYOPT4 |  |  | SYMMETRA (1PHASE) | Uninterruptible Power Supply (UPS) | APC Symmetra Accessories | 3.64(kilos) 8.03(lbs) | 4.02x22.99x18.50(in) 10.20x58.40x47.00(cent) |  |  | 731304108399 | 345.00 | 449.00 | 592.00
| SYOPT4I | APC Symmetra RM 4ft Extender Cable for 220-240V RM Battery Cabinet | https://www.se.com/us/en/product/SYOPT4I |  |  | SYMMETRA (1PHASE) | Uninterruptible Power Supply (UPS) | APC Symmetra Accessories | 3.64(kilos) 8.03(lbs) | 4.02x22.99x18.50(in) 10.20x58.40x47.00(cent) |  |  | 731304108382 | 454.00 | 589.00 | 778.00
| SYOPT12 | APC Symmetra LX/Symmetra RM Two Post Rail Kit | https://www.se.com/us/en/product/SYOPT12 |  |  | SYMMETRA (1PHASE) | Uninterruptible Power Supply (UPS) | APC Symmetra Accessories | 4.18(kilos) 9.22(lbs) | 8.74x5.63x15.24(in) 22.20x14.30x38.70(cent) |  |  | 731304239611 | 274.00 | 359.99 | 470.00
| SYPD3 | APC Symmetra RM 208/240V Backplate Kit w/(2) L6-20R & (1) L6-30R | https://www.se.com/us/en/product/SYPD3 | 200 20 | 200 20 | SYMMETRA (1PHASE) | Uninterruptible Power Supply (UPS) | APC Symmetra Accessories | 2.27(kilos) 5.01(lbs) | 8.58x7.60x5.39(in) 21.80x19.30x13.70(cent) |  |  | 731304016960 | 441.00 | 569.00 | 756.00
| SYPD4 | APC Symmetra RM 220-240V Backplate Kit w/(8) IEC320 C13 & (2) IEC320 C19 | https://www.se.com/us/en/product/SYPD4 |  |  | SYMMETRA (1PHASE) | Uninterruptible Power Supply (UPS) | APC Symmetra Accessories | 2.28(kilos) 5.03(lbs) | 8.58x7.60x5.39(in) 21.80x19.30x13.70(cent) |  |  | 731304016977 | 414.00 | 539.00 | 709.00
| SYPD6 | APC SYMMETRA 208/240V Hardwire kit | https://www.se.com/us/en/product/SYPD6 |  |  | SYMMETRA (1PHASE) | Uninterruptible Power Supply (UPS) | APC Symmetra Accessories | 2.27(kilos) 5.01(lbs) | 8.58x7.60x5.39(in) 21.80x19.30x13.70(cent) |  |  | 731304116363 | 402.00 | 519.00 | 689.00
| SYPD7 | APC Symmetra RM 208/240V Backplate Kit w/(3) L6-20R | https://www.se.com/us/en/product/SYPD7 |  |  | SYMMETRA (1PHASE) | Uninterruptible Power Supply (UPS) | APC Symmetra Accessories | 2.27(kilos) 5.01(lbs) | 8.58x7.60x5.39(in) 21.80x19.30x13.70(cent) |  |  | 731304114550 | 441.00 | 569.00 | 755.00
| SYPD8 | SY RM PDU 4XC19 | https://www.se.com/us/en/product/SYPD8 |  |  | SYMMETRA (1PHASE) | Uninterruptible Power Supply (UPS) | APC Symmetra Accessories | 2.28(kilos) 5.03(lbs) | 8.58x7.60x5.39(in) 21.80x19.30x13.70(cent) |  |  | 731304113928 | 388.00 | 499.00 | 665.00
| SYPD9 | APC Symmetra RM 2-6kVA 230V Hardwire Kit | https://www.se.com/us/en/product/SYPD9 |  | 230 | SYMMETRA (1PHASE) | Uninterruptible Power Supply (UPS) | APC Symmetra Accessories | 2.27(kilos) 5.01(lbs) | 8.58x7.60x5.39(in) 21.80x19.30x13.70(cent) |  |  | 731304114680 | 332.00 | 429.00 | 569.00
| SYPD10 | Symmetra RM 230V backplate kit w/(2) IEC320 C19 and (1) IEC 60309 | https://www.se.com/us/en/product/SYPD10 |  | 230 | SYMMETRA (1PHASE) | Uninterruptible Power Supply (UPS) | APC Symmetra Accessories | 2.27(kilos) 5.01(lbs) |  |  |  | 731304194880 | 541.00 | 699.00 | 927.00
| SYPD11 | APC Symmetra LX power distribution panel (2) L6-30R | https://www.se.com/us/en/product/SYPD11 |  |  | SYMMETRA (1PHASE) | Uninterruptible Power Supply (UPS) | APC Symmetra Accessories | 2.27(kilos) 5.01(lbs) | 8.58x7.60x5.39(in) 21.80x19.30x13.70(cent) |  |  | 731304227830 | 456.00 | 589.00 | 781.00
| SYPM | APC Symmetra 4-16kVA Power Module (4kVA) | https://www.se.com/us/en/product/SYPM | 200 ,208 ,400 3 PH | 200 ,230 | SYMMETRA (1PHASE) | Uninterruptible Power Supply (UPS) | APC Symmetra Power Module | 18.18(kilos) 40.09(lbs) | 17.30x13.00x31.10(in) 43.94x33.02x78.99(cent) |  |  | 731304007357 | 5355.00 | 6900.00 | 9175.00
| SYPM2KU | APC Symmetra RM 2-6kVA Power Module (2kVA) | https://www.se.com/us/en/product/SYPM2KU | 200 20 | 200 ,230 | SYMMETRA (1PHASE) | Uninterruptible Power Supply (UPS) | APC Symmetra Power Module | 9.07(kilos) 20.00(lbs) | 9.75x26.00x14.00(in) 24.77x66.04x35.56(cent) |  |  | 731304016885 | 2800.00 | 3600.00 | 4800.00
| SYPM4KI | APC Symmetra LX 4kVA Power Module, 220/230/240V | https://www.se.com/us/en/product/SYPM4KI | 230 ,400 3 PH | 230 | SYMMETRA (1PHASE) | Uninterruptible Power Supply (UPS) | APC Symmetra Power Module | 18.18(kilos) 40.09(lbs) | 17.28x22.24x12.99(in) 43.90x56.50x33.00(cent) |  |  | 731304218883 | 5135.00 | 6625.00 | 8805.00
| SYPM4KP | APC Symmetra LX 4kVA Power Module, 200/208V | https://www.se.com/us/en/product/SYPM4KP | 200 20 | 100 ,120 ,200 ,208 | SYMMETRA (1PHASE) | Uninterruptible Power Supply (UPS) | APC Symmetra Power Module | 18.18(kilos) 40.09(lbs) | 17.28x12.99x31.10(in) 43.90x33.00x79.00(cent) |  |  | 731304218876 | 3710.00 | 4775.00 | 6360.00
| SYPM4KU | APC Symmetra RM 8-12kVA Power Module (4kVA) | https://www.se.com/us/en/product/SYPM4KU | 200 ,230 | 200 ,230 | SYMMETRA (1PHASE) | Uninterruptible Power Supply (UPS) | APC Symmetra Power Module | 18.18(kilos) 40.09(lbs) | 17.28x12.99x31.10(in) 43.90x33.00x79.00(cent) |  |  | 731304108313 | 3575.00 | 4600.00 | 6125.00
| SYPM10K16H | APC Symmetra PX Power Module, 10/16kW, 400V | https://www.se.com/us/en/product/SYPM10K16H | 400 3 PH | 230 ,400 3 PH | SYMMETRA 3PH UPS | Uninterruptible Power Supply (UPS) | APC Symmetra Power Module | 31.55(kilos) 69.57(lbs) | 8.86x23.43x27.56(in) 22.50x59.50x70.00(cent) |  |  | 731304252153 | 11530.00 | 16800.00 | 20755.00
| SYPM10KF2 | Symmetra PX 10kW Power Module, 208V, High Efficiency | https://www.se.com/us/en/product/SYPM10KF2 | 208 ,208 3 PH | 208 ,208 3 PH | SYMMETRA 3PH UPS | Uninterruptible Power Supply (UPS) | APC Symmetra Power Module | 28.05(kilos) 61.85(lbs) | 8.86x23.43x31.30(in) 22.50x59.50x79.50(cent) |  |  | 731304301738 | 5530.00 | 8025.00 | 9950.00
| SYPM25KD | APC Symmetra PX 25kW Power Module, 400/480V | https://www.se.com/us/en/product/SYPM25KD |  |  | SYMMETRA 3PH UPS | Uninterruptible Power Supply (UPS) | APC Symmetra Power Module | 48.18(kilos) 106.24(lbs) | 11.22x23.03x36.81(in) 28.50x58.50x93.50(cent) |  |  | 731304248071 | 9960.00 | 14500.00 | 17925.00
| SYRIM2 | APC Symmetra 4-16kVA Redundant Intelligence Module | https://www.se.com/us/en/product/SYRIM2 |  |  | SYMMETRA (1PHASE) | Uninterruptible Power Supply (UPS) | APC Symmetra Accessories | 4.10(kilos) 9.04(lbs) | 7.24x12.52x22.76(in) 18.40x31.80x57.80(cent) |  |  | 731304007708 | 1340.00 | 1725.00 | 2295.00
| SYRIM3 | APC Symmetra RM 2-6kVA and 8-12kVA Redundant Intelligence Module | https://www.se.com/us/en/product/SYRIM3 |  |  | SYMMETRA (1PHASE) | Uninterruptible Power Supply (UPS) | APC Symmetra Accessories | 3.18(kilos) 7.01(lbs) | 7.24x12.52x22.76(in) 18.40x31.80x57.80(cent) |  |  | 731304016861 | 883.00 | 1150.00 | 1515.00
| SYRMXR2B4 | APC Symmetra RM XR Frame w/2 SYBT2 Scalable to 4 208/240V | https://www.se.com/us/en/product/SYRMXR2B4 |  |  | SYMMETRA (1PHASE) | Uninterruptible Power Supply (UPS) | APC Symmetra Battery Systems | 75.00(kilos) 165.38(lbs) | 13.50x22.99x32.01(in) 34.30x58.40x81.30(cent) |  |  | 731304740315 | 4560.00 | 5875.00 | 7810.00
| SYRMXR2B4I | APC Symmetra RM XR Frame w/2 SYBT2 Scalable to 4 220-240V | https://www.se.com/us/en/product/SYRMXR2B4I |  |  | SYMMETRA (1PHASE) | Uninterruptible Power Supply (UPS) | APC Symmetra Battery Systems | 75.00(kilos) 165.38(lbs) | 13.50x22.99x32.01(in) 34.30x58.40x81.30(cent) |  |  | 731304740322 | 3780.00 | 4875.00 | 6480.00
| SYRMXR4 | APC Symmetra RM XR Frame 208/240V | https://www.se.com/us/en/product/SYRMXR4 | 120 |  | SYMMETRA (1PHASE) | Uninterruptible Power Supply (UPS) | APC Symmetra Battery Systems | 30.45(kilos) 67.14(lbs) | 13.50x22.99x32.01(in) 34.30x58.40x81.30(cent) |  |  | 731304098850 | 2635.00 | 3400.00 | 4510.00
| SYRMXR4B4 | APC Symmetra RM XR Frame w/4 SYBT2 208/240V | https://www.se.com/us/en/product/SYRMXR4B4 |  |  | SYMMETRA (1PHASE) | Uninterruptible Power Supply (UPS) | APC Symmetra Battery Systems | 122.74(kilos) 270.64(lbs) | 13.50x22.99x32.01(in) 34.30x58.40x81.30(cent) |  |  | 731304740346 | 6210.00 | 8000.00 | 10645.00
| SYRMXR4B4I | APC Symmetra RM XR Frame w/4 SYBT2, 220-240V | https://www.se.com/us/en/product/SYRMXR4B4I |  |  | SYMMETRA (1PHASE) | Uninterruptible Power Supply (UPS) | APC Symmetra Battery Systems | 122.73(kilos) 270.62(lbs) | 13.50x22.99x32.01(in) 34.30x58.40x81.30(cent) |  |  | 731304740353 | 5730.00 | 7375.00 | 9820.00
| SYRMXR4I | APC Symmetra RM XR Frame 220-240V | https://www.se.com/us/en/product/SYRMXR4I | 48 DC | 48 DC | SYMMETRA (1PHASE) | Uninterruptible Power Supply (UPS) | APC Symmetra Battery Systems | 30.45(kilos) 67.14(lbs) | 13.50x22.99x32.01(in) 34.30x58.40x81.30(cent) |  |  | 731304098843 | 1985.00 | 2550.00 | 3400.00
| SYSW40KF | SYMMETRA PX STATIC SWITCH MODULE, 208V | https://www.se.com/us/en/product/SYSW40KF | 400 3 PH | 400 3 PH | SYMMETRA 3PH UPS | Uninterruptible Power Supply (UPS) | APC Symmetra Accessories | 25.50(kilos) 56.23(lbs) | 12.01x24.02x34.02(in) 30.50x61.00x86.40(cent) |  |  | 731304189770 | 2430.00 | 3525.00 | 4370.00
| SYXRCC | SYMMETRA XR BATT COMM Card | https://www.se.com/us/en/product/SYXRCC | 48 DC | 48 DC | SYMMETRA (1PHASE) | Uninterruptible Power Supply (UPS) | APC Symmetra Accessories | 0.57(kilos) 1.26(lbs) | 4.49x8.50x12.76(in) 11.40x21.60x32.40(cent) |  |  | 731304007593 | 922.00 | 1200.00 | 1580.00
| UXABP48 | APC Smart-UPS Battery Pack 48V | https://www.se.com/us/en/product/UXABP48 | 48 DC | 48 DC | SMART-UPS OVER 1.5 KVA | Uninterruptible Power Supply (UPS) | APC Smart-UPS Battery Systems | 142.73(kilos) 314.72(lbs) | 17.01x20.00x32.99(in) 43.20x50.80x83.80(cent) |  |  | 731304257356 | 1710.00 | 2125.00 | 2925.00
| WSYFSUCF40KF-SPK | SPARE PARTS KIT FOR SYCF40KF | https://www.se.com/us/en/product/WSYFSUCF40KF-SPK |  |  | SPARES 3PH | Uninterruptible Power Supply (UPS) | APC Symmetra Accessories | 155.12(kilos) 342.05(lbs) | 30.25x36.25x43.50(in) 76.84x92.08x110.49(cent) |  |  | 731304258797 | 17915.00 | 18900.00 | 33940.00
| XB050XX1XS | SmartUPS Industrial GEL Battery 50Ah 12VDC Extended Temperature Shelf Mount | https://www.se.com/us/en/product/XB050XX1XS |  |  | OEM & SPECIAL PRODUCTS | Uninterruptible Power Supply (UPS) | APC Smart-UPS Battery Systems | 17.24(kilos) 38.01(lbs) | 10.98x6.50x10.00(in) 27.90x16.50x25.40(cent) |  |  | 731304327165 | 337.00 | 439.00 | 577.00
| XB102XX1XS | SmartUPS Industrial GEL Battery 100Ah 12VDC Extended Temperature Shelf Mount | https://www.se.com/us/en/product/XB102XX1XS |  |  | OEM & SPECIAL PRODUCTS | Uninterruptible Power Supply (UPS) | APC Smart-UPS Battery Systems | 31.75(kilos) 70.01(lbs) | 10.98x7.99x14.02(in) 27.90x20.30x35.60(cent) |  |  | 731304322221 | 404.00 | 519.00 | 692.00
| XM102DXXXA | SmartUPS Industrial Battery Heater Mat 365 Sq In 115/120VAC Single Phase In Cabinet Accessory | https://www.se.com/us/en/product/XM102DXXXA |  |  | OEM & SPECIAL PRODUCTS | Uninterruptible Power Supply (UPS) | APC Smart-UPS Accessories | 0.91(kilos) 2.01(lbs) | 2.01x27.48x14.25(in) 5.10x69.80x36.20(cent) |  |  | 731304322269 | 303.00 | 389.99 | 519.00
Networking Cables and Adapters >> Networking and Cable Solutions | 3827GY-5 | APC CATEGORY 5 UTP 568B PATCH CABLE, GREY, RJ45M/RJ45M | https://www.se.com/us/en/product/3827GY-5 |  |  | KVM LCD AND SWITCHES | Networking and Cable Solutions | Network Patch Cables | 0.17(kilos) 0.37(lbs) | 9.02x9.49x2.52(in) 22.90x24.10x6.40(cent) |  |  | 788597002057 | 3.70 | 5.25 | 6.50
| 3827GY-10 | APC CATEGORY 5 UTP 568B PATCH CABLE, GREY, RJ45M/RJ45M | https://www.se.com/us/en/product/3827GY-10 |  |  | KVM LCD AND SWITCHES | Networking and Cable Solutions | Network Patch Cables | 0.22(kilos) 0.49(lbs) | 9.02x9.49x2.52(in) 22.90x24.10x6.40(cent) |  |  | 788597002071 | 5.00 | 7.00 | 8.80
| 3827GY-15 | APC CATEGORY 5 UTP 568B PATCH CABLE, GREY, RJ45M/RJ45M | https://www.se.com/us/en/product/3827GY-15 |  |  | KVM LCD AND SWITCHES | Networking and Cable Solutions | Network Patch Cables | 0.28(kilos) 0.62(lbs) | 9.02x9.49x2.52(in) 22.90x24.10x6.40(cent) |  |  | 788597002095 | 5.50 | 7.50 | 9.60
| 3827GY-20 | APC CATEGORY 5 UTP 568B PATCH CABLE, GREY, RJ45M/RJ45M | https://www.se.com/us/en/product/3827GY-20 |  |  | KVM LCD AND SWITCHES | Networking and Cable Solutions | Network Patch Cables | 0.45(kilos) 0.99(lbs) | 10.00x5.98x2.01(in) 25.40x15.20x5.10(cent) |  |  | 788597026237 | 6.80 | 9.25 | 12.00
| 3827GY-25 | APC CATEGORY 5 UTP 568B PATCH CABLE, GREY, RJ45M/RJ45M | https://www.se.com/us/en/product/3827GY-25 |  |  | KVM LCD AND SWITCHES | Networking and Cable Solutions | Network Patch Cables | 0.39(kilos) 0.86(lbs) | 9.02x9.49x2.52(in) 22.90x24.10x6.40(cent) |  |  | 788597002101 | 8.60 | 11.99 | 15.00
| 3827GY-30 | APC CATEGORY 5 UTP 568B PATCH CABLE, GREY, RJ45M/RJ45M | https://www.se.com/us/en/product/3827GY-30 |  |  | KVM LCD AND SWITCHES | Networking and Cable Solutions | Network Patch Cables | 0.68(kilos) 1.50(lbs) | 10.98x7.99x2.01(in) 27.90x20.30x5.10(cent) |  |  | 788597026756 | 11.25 | 14.99 | 19.25
| 3827GY-35 | APC CATEGORY 5 UTP 568B PATCH CABLE, GREY, RJ45M/RJ45M | https://www.se.com/us/en/product/3827GY-35 |  |  | KVM LCD AND SWITCHES | Networking and Cable Solutions | Network Patch Cables | 0.68(kilos) 1.50(lbs) | 10.98x7.99x2.01(in) 27.90x20.30x5.10(cent) |  |  | 788597022529 | 12.00 | 16.99 | 21.00
| 3827GY-40 | APC CATEGORY 5 UTP 568B PATCH CABLE, GREY, RJ45M/RJ45M | https://www.se.com/us/en/product/3827GY-40 |  |  | KVM LCD AND SWITCHES | Networking and Cable Solutions | Network Patch Cables | 0.68(kilos) 1.50(lbs) | 10.98x7.99x1.73(in) 27.90x20.30x4.40(cent) |  |  | 788597027951 | 11.75 | 15.99 | 20.50
| 3827GY-50 | APC CATEGORY 5 UTP 568B PATCH CABLE, GREY, RJ45M/RJ45M | https://www.se.com/us/en/product/3827GY-50 |  |  | KVM LCD AND SWITCHES | Networking and Cable Solutions | Network Patch Cables | 0.65(kilos) 1.43(lbs) | 14.02x9.49x3.50(in) 35.60x24.10x8.90(cent) |  |  | 788597002118 | 12.25 | 16.99 | 21.50
| 3827GY-75 | APC CATEGORY 5 UTP 568B PATCH CABLE, GREY, RJ45M/RJ45M | https://www.se.com/us/en/product/3827GY-75 |  |  | KVM LCD AND SWITCHES | Networking and Cable Solutions | Network Patch Cables | 0.39(kilos) 0.86(lbs) | 9.02x9.49x2.52(in) 22.90x24.10x6.40(cent) |  |  | 788597002125 | 17.75 | 23.99 | 31.00
| 3827GY-100 | APC CATEGORY 5 UTP 568B PATCH CABLE, GREY, RJ45M/RJ45M | https://www.se.com/us/en/product/3827GY-100 |  |  | KVM LCD AND SWITCHES | Networking and Cable Solutions | Network Patch Cables | 1.30(kilos) 2.87(lbs) | 14.02x9.49x3.50(in) 35.60x24.10x8.90(cent) |  |  | 788597002132 | 44.00 | 59.99 | 76.00
| 47136WH | APC RJ45F/RJ45F, WHITE, IN LINE COUPLER, CAT 5, RJ45F/RJ45F | https://www.se.com/us/en/product/47136WH |  |  | KVM LCD AND SWITCHES | Networking and Cable Solutions | Modular Components | 0.11(kilos) 0.24(lbs) | 9.02x9.49x2.52(in) 22.90x24.10x6.40(cent) |  |  | 788597027760 | 7.50 | 10.99 | 13.00
| SYOPT008 | APC Symmetra PX250/500 Paralleling Cable | https://www.se.com/us/en/product/SYOPT008 |  |  | SYMMETRA 3PH UPS | Networking and Cable Solutions | Network Patch Cables | 2.30(kilos) 5.07(lbs) | 2.76x9.06x18.11(in) 7.00x23.00x46.00(cent) |  |  | 731304286646 | 463.00 | 679.00 | 833.00
Operate >> Services | ANS360 | CUSTOM 3RD PARTY MANAGED SERVICE | https://www.se.com/us/en/product/ANS360 |  |  | OTHER DCLS SERVICES | Services | Managed Maintenance Services | [5 empty] | Call for Quote | Call for Quote | Call for Quote
| ANS361 | CUSTOM 3RD PARTY MV CONTRACT MGT | https://www.se.com/us/en/product/ANS361 |  |  | VENDOR MGMT SERVICES | Services | Vendor Management Services | [5 empty] | Call for Quote | Call for Quote | Call for Quote
| ANS552 | CUSTOM 3RD PARTY FACILITY OPERATION | https://www.se.com/us/en/product/ANS552 |  |  | CRITICAL FACILITY OPS | Services | Critical Facility Operations | [5 empty] | Call for Quote | Call for Quote | Call for Quote
| CSRV1YR360 | CUSTOM MANAGED SERVICES CONTRACT | https://www.se.com/us/en/product/CSRV1YR360 |  |  | Unknown | Services | Managed Maintenance Services | [5 empty] | Call for Quote | Call for Quote | Call for Quote
| QWEDSPARTS | ED Spare Part Replacement Services | https://www.se.com/us/en/product/QWEDSPARTS |  |  | CRITICAL FACILITY OPS | Services | Managed Maintenance Services |  |  |  |  | 731304779063 | Call for Quote | Call for Quote | Call for Quote
| QWEDSPROJECT | ED Cross BU Turnkey Services | https://www.se.com/us/en/product/QWEDSPROJECT |  |  | CRITICAL FACILITY OPS | Services | Managed Maintenance Services |  |  |  |  | 731304779070 | Call for Quote | Call for Quote | Call for Quote
| QWFCLEANSA | Third Party Data Center Equipment Cleaning Stand Alone Service for Facility Operations | https://www.se.com/us/en/product/QWFCLEANSA |  |  | CRITICAL FACILITY OPS | Services | Critical Facility Operations | [5 empty] | Call for Quote | Call for Quote | Call for Quote
| QWFCOOLSA | Third Party Cooling System Maintenance Stand Alone Service for Facility Operations | https://www.se.com/us/en/product/QWFCOOLSA |  |  | CRITICAL FACILITY OPS | Services | Critical Facility Operations | [5 empty] | Call for Quote | Call for Quote | Call for Quote
| QWFEDSSA | Third Party Electrical Distribution Maintenance Stand Alone Service for Facility Operations | https://www.se.com/us/en/product/QWFEDSSA |  |  | CRITICAL FACILITY OPS | Services | Critical Facility Operations | [5 empty] | Call for Quote | Call for Quote | Call for Quote
| QWFFIRESA | Third Party Fire System Maintenance Stand Alone Service for Facility Operations | https://www.se.com/us/en/product/QWFFIRESA |  |  | CRITICAL FACILITY OPS | Services | Critical Facility Operations | [5 empty] | Call for Quote | Call for Quote | Call for Quote
| QWFGENSA | Third Party Generator Maintenance Stand Alone Service for Facility Operations | https://www.se.com/us/en/product/QWFGENSA |  |  | CRITICAL FACILITY OPS | Services | Critical Facility Operations | [5 empty] | Call for Quote | Call for Quote | Call for Quote
| QWFPARTS | Procurement of Third Party Parts for Facility Operations | https://www.se.com/us/en/product/QWFPARTS |  |  | CRITICAL FACILITY OPS | Services | Critical Facility Operations |  |  |  |  | 731304779087 | Call for Quote | Call for Quote | Call for Quote
| QWFSECSA | Third Party Security System Maintenance Stand Alone Service for Facility Operations | https://www.se.com/us/en/product/QWFSECSA |  |  | CRITICAL FACILITY OPS | Services | Critical Facility Operations | [5 empty] | Call for Quote | Call for Quote | Call for Quote
| QWFUPSSA | Third Party UPS Maintenance Stand Alone Service for Facility Operations | https://www.se.com/us/en/product/QWFUPSSA |  |  | CRITICAL FACILITY OPS | Services | Critical Facility Operations |  |  |  |  | 731304779094 | Call for Quote | Call for Quote | Call for Quote
| QWFXFMR | Third Party Transformer Maintenance Contract for Facility Operations | https://www.se.com/us/en/product/QWFXFMR |  |  | CRITICAL FACILITY OPS | Services | Critical Facility Operations |  |  |  |  | 731304779100 | Call for Quote | Call for Quote | Call for Quote
| QWMUPSSA | Third Party UPS Maintenance Stand Alone Service for Managed Maintenance Services | https://www.se.com/us/en/product/QWMUPSSA |  |  | SP POWER BREAKFIX | Services | Managed Maintenance Services | [5 empty] | Call for Quote | Call for Quote | Call for Quote
| QWVCLEAN | Third Party Data Center Equipment Cleaning Contract for Vendor Management Services | https://www.se.com/us/en/product/QWVCLEAN |  |  | VENDOR MGMT SERVICES | Services | Vendor Management Services |  |  |  |  | 731304779124 | Call for Quote | Call for Quote | Call for Quote
| QWVCLEANSA | Third Party Data Center Equipment Cleaning Stand Alone Service for Vendor Management Services | https://www.se.com/us/en/product/QWVCLEANSA |  |  | VENDOR MGMT SERVICES | Services | Vendor Management Services |  |  |  |  | 731304779131 | Call for Quote | Call for Quote | Call for Quote
| QWVCOOL | Third Party Cooling System Maintenance Contract for Vendor Management Services | https://www.se.com/us/en/product/QWVCOOL |  |  | VENDOR MGMT SERVICES | Services | Vendor Management Services |  |  |  |  | 731304779148 | Call for Quote | Call for Quote | Call for Quote
| QWVCOOLSA | Third Party Cooling System Maintenance Stand Alone Service for Vendor Management Services | https://www.se.com/us/en/product/QWVCOOLSA |  |  | VENDOR MGMT SERVICES | Services | Vendor Management Services |  |  |  |  | 731304779155 | Call for Quote | Call for Quote | Call for Quote
| QWVEDSSA | Third Party Electrical Distribution Maintenance Stand Alone Service for Vendor Management Services | https://www.se.com/us/en/product/QWVEDSSA |  |  | VENDOR MGMT SERVICES | Services | Vendor Management Services |  |  |  |  | 731304779162 | Call for Quote | Call for Quote | Call for Quote
| QWVFIRE | Third Party Fire and Alarm System Maintenance Contract for Vendor Management Services | https://www.se.com/us/en/product/QWVFIRE |  |  | VENDOR MGMT SERVICES | Services | Vendor Management Services |  |  |  |  | 731304779179 | Call for Quote | Call for Quote | Call for Quote
| QWVFIRESA | Third Party Fire System Maintenance Stand Alone Service for Vendor Management Services | https://www.se.com/us/en/product/QWVFIRESA |  |  | VENDOR MGMT SERVICES | Services | Vendor Management Services |  |  |  |  | 731304779186 | Call for Quote | Call for Quote | Call for Quote
| QWVGEN | Third Party Generator Maintenance Contract for Vendor Management Services | https://www.se.com/us/en/product/QWVGEN |  |  | VENDOR MGMT SERVICES | Services | Vendor Management Services |  |  |  |  | 731304779193 | Call for Quote | Call for Quote | Call for Quote
| QWVGENSA | Third Party Generator Maintenance Stand Alone Service for Vendor Management Services | https://www.se.com/us/en/product/QWVGENSA |  |  | VENDOR MGMT SERVICES | Services | Vendor Management Services |  |  |  |  | 731304779209 | Call for Quote | Call for Quote | Call for Quote
| QWVMGRID | Third Party Microgrid Maintenance Contract for Vendor Management Services | https://www.se.com/us/en/product/QWVMGRID |  |  | DP SERVICES - DPIBS - EMDEFS | Services | Vendor Management Services | [5 empty] | Call for Quote | Call for Quote | Call for Quote
| QWVMGRIDSA | Third Party Microgrid Stand Alone Service for Vendor Management Services | https://www.se.com/us/en/product/QWVMGRIDSA |  |  | DP SERVICES - DPIBS - EMDEFS | Services | Vendor Management Services | [5 empty] | Call for Quote | Call for Quote | Call for Quote
| QWVPARTS | Procurement of Third Party Parts for Vendor Management Services | https://www.se.com/us/en/product/QWVPARTS |  |  | VENDOR MGMT SERVICES | Services | Vendor Management Services |  |  |  |  | 731304779216 | Call for Quote | Call for Quote | Call for Quote
| QWVSEC | Third Party Security System Maintenance Contract for Vendor Management Services | https://www.se.com/us/en/product/QWVSEC |  |  | VENDOR MGMT SERVICES | Services | Vendor Management Services |  |  |  |  | 731304779223 | Call for Quote | Call for Quote | Call for Quote
| QWVSECSA | Third Party Security System Maintenance Stand Alone Service for Vendor Management Services | https://www.se.com/us/en/product/QWVSECSA |  |  | VENDOR MGMT SERVICES | Services | Vendor Management Services |  |  |  |  | 731304779230 | Call for Quote | Call for Quote | Call for Quote
| QWVSWGR | Third Party Switch Gear Maintenance Contract for Vendor Management Services | https://www.se.com/us/en/product/QWVSWGR |  |  | VENDOR MGMT SERVICES | Services | Vendor Management Services |  |  |  |  | 731304779247 | Call for Quote | Call for Quote | Call for Quote
| QWVUPS | Third Party UPS Maintenance Contract for Vendor Management Services | https://www.se.com/us/en/product/QWVUPS |  |  | VENDOR MGMT SERVICES | Services | Vendor Management Services |  |  |  |  | 731304779254 | Call for Quote | Call for Quote | Call for Quote
| QWVUPSSA | Third Party UPS Maintenance Stand Alone Service for Vendor Management Services | https://www.se.com/us/en/product/QWVUPSSA |  |  | VENDOR MGMT SERVICES | Services | Vendor Management Services |  |  |  |  | 731304779261 | Call for Quote | Call for Quote | Call for Quote
| W1YONSITENBD-AD-01 | 1 YR NBD On-Site Upgrade to Factory Wty with Monitoring & Dispatch (SmartConnect or NMC required) | https://www.se.com/us/en/product/W1YONSITENBD-AD-01 |  |  | FAMILY OTHER FOR SPIBS | Services | Monitoring and Dispatch Services |  |  |  |  | 731304627364 | 85.00 | 119.99 | 148.00
| W1YONSITENBD-AD-02 | 1 YR NBD On-Site Upgrade to Factory Wty with Monitoring & Dispatch (SmartConnect or NMC required) | https://www.se.com/us/en/product/W1YONSITENBD-AD-02 |  |  | FAMILY OTHER FOR SPIBS | Services | Monitoring and Dispatch Services |  |  |  |  | 731304627371 | 85.00 | 119.99 | 148.00
| W1YONSITENBD-AD-03 | 1 YR NBD On-Site Upgrade to Factory Wty with Monitoring & Dispatch (SmartConnect or NMC required) | https://www.se.com/us/en/product/W1YONSITENBD-AD-03 |  |  | FAMILY OTHER FOR SPIBS | Services | Monitoring and Dispatch Services |  |  |  |  | 731304627388 | 110.00 | 159.99 | 193.00
| W1YONSITENBD-AD-04 | 1 YR NBD On-Site Upgrade to Factory Wty with Monitoring & Dispatch (SmartConnect or NMC required) | https://www.se.com/us/en/product/W1YONSITENBD-AD-04 |  |  | FAMILY OTHER FOR SPIBS | Services | Monitoring and Dispatch Services |  |  |  |  | 731304627395 | 195.00 | 279.99 | 342.00
| W1YONSITENBD-SD-01 | 1 YR NBD On-Site Upgrade to Factory Wty with Monitoring & Dispatch (SmartConnect or NMC required) | https://www.se.com/us/en/product/W1YONSITENBD-SD-01 |  |  | FAMILY OTHER FOR SPIBS | Services | Monitoring and Dispatch Services |  |  |  |  | 731304627289 | 85.00 | 119.99 | 148.00
| W1YONSITENBD-SD-02 | 1 YR NBD On-Site Upgrade to Factory Wty with Monitoring & Dispatch (SmartConnect or NMC required) | https://www.se.com/us/en/product/W1YONSITENBD-SD-02 |  |  | FAMILY OTHER FOR SPIBS | Services | Monitoring and Dispatch Services |  |  |  |  | 731304627296 | 85.00 | 119.99 | 148.00
| W1YONSITENBD-SD-03 | 1 YR NBD On-Site Upgrade to Factory Wty with Monitoring & Dispatch (SmartConnect or NMC required) | https://www.se.com/us/en/product/W1YONSITENBD-SD-03 |  |  | FAMILY OTHER FOR SPIBS | Services | Monitoring and Dispatch Services |  |  |  |  | 731304627302 | 110.00 | 159.99 | 193.00
| W1YONSITENBD-SD-04 | 1 YR NBD On-Site Upgrade to Factory Wty with Monitoring & Dispatch (SmartConnect or NMC required) | https://www.se.com/us/en/product/W1YONSITENBD-SD-04 |  |  | FAMILY OTHER FOR SPIBS | Services | Monitoring and Dispatch Services |  |  |  |  | 731304627319 | 195.00 | 279.99 | 342.00
| W1YONSITENBD-SD-05 | 1 YR NBD On-Site Upgrade to Factory Wty with Monitoring & Dispatch (SmartConnect or NMC required) | https://www.se.com/us/en/product/W1YONSITENBD-SD-05 |  |  | FAMILY OTHER FOR SPIBS | Services | Monitoring and Dispatch Services |  |  |  |  | 731304627326 | 439.00 | 629.00 | 771.00
| W1YONSITENBD-SD-06 | 1 YR NBD On-Site Upgrade to Factory Wty with Monitoring & Dispatch (SmartConnect or NMC required) | https://www.se.com/us/en/product/W1YONSITENBD-SD-06 |  |  | FAMILY OTHER FOR SPIBS | Services | Monitoring and Dispatch Services |  |  |  |  | 731304627333 | 508.00 | 719.00 | 891.00
| W1YONSITENBD-SD-07 | 1 YR NBD On-Site Upgrade to Factory Wty with Monitoring & Dispatch (SmartConnect or NMC required) | https://www.se.com/us/en/product/W1YONSITENBD-SD-07 |  |  | FAMILY OTHER FOR SPIBS | Services | Monitoring and Dispatch Services |  |  |  |  | 731304627340 | 582.00 | 829.00 | 1025.00
| W1YONSITENBD-SD-08 | 1 YR NBD On-Site Upgrade to Factory Wty with Monitoring & Dispatch (SmartConnect or NMC required) | https://www.se.com/us/en/product/W1YONSITENBD-SD-08 |  |  | FAMILY OTHER FOR SPIBS | Services | Monitoring and Dispatch Services |  |  |  |  | 731304627357 | 614.00 | 869.00 | 1080.00
| W3YONSITENBD-SD-01 | 3 YR NBD On-Site Upgrade to Factory Wty with Monitoring & Dispatch (SmartConnect or NMC required) | https://www.se.com/us/en/product/W3YONSITENBD-SD-01 |  |  | FAMILY OTHER FOR SPIBS | Services | Monitoring and Dispatch Services |  |  |  |  | 731304627401 | 250.00 | 359.99 | 438.00
| W3YONSITENBD-SD-02 | 3 YR NBD On-Site Upgrade to Factory Wty with Monitoring & Dispatch (SmartConnect or NMC required) | https://www.se.com/us/en/product/W3YONSITENBD-SD-02 |  |  | FAMILY OTHER FOR SPIBS | Services | Monitoring and Dispatch Services |  |  |  |  | 731304627418 | 250.00 | 359.99 | 438.00
| W3YONSITENBD-SD-03 | 3 YR NBD On-Site Upgrade to Factory Wty with Monitoring & Dispatch (SmartConnect or NMC required) | https://www.se.com/us/en/product/W3YONSITENBD-SD-03 |  |  | FAMILY OTHER FOR SPIBS | Services | Monitoring and Dispatch Services |  |  |  |  | 731304627425 | 322.00 | 459.00 | 566.00
| W3YONSITENBD-SD-04 | 3 YR NBD On-Site Upgrade to Factory Wty with Monitoring & Dispatch (SmartConnect or NMC required) | https://www.se.com/us/en/product/W3YONSITENBD-SD-04 |  |  | FAMILY OTHER FOR SPIBS | Services | Monitoring and Dispatch Services |  |  |  |  | 731304627432 | 574.00 | 819.00 | 1010.00
| W3YONSITENBD-SD-05 | 3 YR NBD On-Site Upgrade to Factory Wty with Monitoring & Dispatch (SmartConnect or NMC required) | https://www.se.com/us/en/product/W3YONSITENBD-SD-05 |  |  | FAMILY OTHER FOR SPIBS | Services | Monitoring and Dispatch Services |  |  |  |  | 731304627449 | 1295.00 | 1850.00 | 2270.00
| W3YONSITENBD-SD-06 | 3 YR NBD On-Site Upgrade to Factory Wty with Monitoring & Dispatch (SmartConnect or NMC required) | https://www.se.com/us/en/product/W3YONSITENBD-SD-06 |  |  | FAMILY OTHER FOR SPIBS | Services | Monitoring and Dispatch Services |  |  |  |  | 731304627456 | 1495.00 | 2125.00 | 2620.00
| W3YONSITENBD-SD-07 | 3 YR NBD On-Site Upgrade to Factory Wty with Monitoring & Dispatch (SmartConnect or NMC required) | https://www.se.com/us/en/product/W3YONSITENBD-SD-07 |  |  | FAMILY OTHER FOR SPIBS | Services | Monitoring and Dispatch Services |  |  |  |  | 731304627463 | 1710.00 | 2425.00 | 3005.00
| W3YONSITENBD-SD-08 | 3 YR NBD On-Site Upgrade to Factory Wty with Monitoring & Dispatch (SmartConnect or NMC required) | https://www.se.com/us/en/product/W3YONSITENBD-SD-08 |  |  | FAMILY OTHER FOR SPIBS | Services | Monitoring and Dispatch Services |  |  |  |  | 731304627470 | 1805.00 | 2575.00 | 3170.00
| WADVPLUS-AX-29 | 1 Yr Advantage Plus Plan (1) ACRC331 G3 | https://www.se.com/us/en/product/WADVPLUS-AX-29 |  |  | SP COOL ADV SER PLAN | Services | Advantage Service Plan for Cooling | [5 empty] | 6975.00 | 9650.00 | 11955.00
| WADVPRIME-AX-29 | 1 Yr Advantage Prime Plan (1) ACRC331 G3 | https://www.se.com/us/en/product/WADVPRIME-AX-29 |  |  | SP COOL ADV SER PLAN | Services | Advantage Service Plan for Cooling | [5 empty] | 3875.00 | 5350.00 | 6640.00
| WADVPRO-AX-29 | 1 Yr Advantage Pro Plan (1) ACRC331 G3 | https://www.se.com/us/en/product/WADVPRO-AX-29 |  |  | SP COOL ADV SER PLAN | Services | Advantage Service Plan for Cooling | [5 empty] | 3785.00 | 5225.00 | 6485.00
| WADVULTRA-AX-29 | 1 Yr Advantage Ultra Plan (1) ACRC331 G3 | https://www.se.com/us/en/product/WADVULTRA-AX-29 |  |  | SP COOL ADV SER PLAN | Services | Advantage Service Plan for Cooling | [5 empty] | 8020.00 | 11100.00 | 13745.00
| WBATTDISP | Battery Disposal Service - per battery | https://www.se.com/us/en/product/WBATTDISP |  |  | 3PH&BATT ADV SER PLAN | Services | Battery Replacement Services |  |  |  |  | 731304779735 | Call for Quote | Call for Quote | Call for Quote
| WBATTREPLC-G6-00 | Batt Rplcmnt Srvc for (1) Galaxy 6000 System - Install and Removal Labor per Battery | https://www.se.com/us/en/product/WBATTREPLC-G6-00 |  |  | 3PH&BATT ADV SER PLAN | Services | Battery Replacement Services |  |  |  |  | 731304779797 | Call for Quote | Call for Quote | Call for Quote
| WFANREPLC-G6-00 | (1) Complete Fan Replacement Service for (1) Galaxy 6000 UPS | https://www.se.com/us/en/product/WFANREPLC-G6-00 |  |  | PROACTIVE SRV & INSP | Services | On-demand Services | [5 empty] | Call for Quote | Call for Quote | Call for Quote
| WMBRS1-MB-T4 | Modular Battery Replacement Service 1 X SYBT4 | https://www.se.com/us/en/product/WMBRS1-MB-T4 |  |  | SP POWER WMBRS | Services | Battery Replacement Services | [5 empty] | 3785.00 | 3800.00 | 4700.00
| WMD1YOSNBD-DDC-01A | 1 YR Service Coverage with Monitoring & Dispatch for MDC Level 1A (SmartConnect or NMC Required) | https://www.se.com/us/en/product/WMD1YOSNBD-DDC-01A |  |  | FAMILY OTHER FOR SPIBS | Services | Monitoring and Dispatch Services |  |  |  |  | 731304627722 | 322.00 | 459.00 | 566.00
| WMD1YOSNBD-DDC-01B | 1 YR Service Coverage with Monitoring & Dispatch for MDC Level 1B (SmartConnect or NMC Required) | https://www.se.com/us/en/product/WMD1YOSNBD-DDC-01B |  |  | FAMILY OTHER FOR SPIBS | Services | Monitoring and Dispatch Services |  |  |  |  | 731304627739 | 579.00 | 819.00 | 1020.00
| WMD1YOSNBD-DDC-01C | 1 YR Service Coverage with Monitoring & Dispatch for MDC Level 1C (SmartConnect or NMC Required) | https://www.se.com/us/en/product/WMD1YOSNBD-DDC-01C |  |  | FAMILY OTHER FOR SPIBS | Services | Monitoring and Dispatch Services |  |  |  |  | 731304627746 | 789.00 | 1125.00 | 1385.00
| WMD1YOSNBD-DDC-02A | 1 YR Service Coverage with Monitoring & Dispatch for MDC Level 2A (SmartConnect or NMC Required) | https://www.se.com/us/en/product/WMD1YOSNBD-DDC-02A |  |  | FAMILY OTHER FOR SPIBS | Services | Monitoring and Dispatch Services |  |  |  |  | 731304627753 | 435.00 | 619.00 | 764.00
| WMD1YOSNBD-DDC-02B | 1 YR Service Coverage with Monitoring & Dispatch for MDC Level 2B (SmartConnect or NMC Required) | https://www.se.com/us/en/product/WMD1YOSNBD-DDC-02B |  |  | FAMILY OTHER FOR SPIBS | Services | Monitoring and Dispatch Services |  |  |  |  | 731304627760 | 691.00 | 979.00 | 1215.00
| WMD1YOSNBD-DDC-02C | 1 YR Service Coverage with Monitoring & Dispatch for MDC Level 2C (SmartConnect or NMC Required) | https://www.se.com/us/en/product/WMD1YOSNBD-DDC-02C |  |  | FAMILY OTHER FOR SPIBS | Services | Monitoring and Dispatch Services |  |  |  |  | 731304627777 | 902.00 | 1300.00 | 1585.00
| WMD1YOSNBD-DDC-03A | 1 YR Service Coverage with Monitoring & Dispatch for MDC Level 3A (SmartConnect or NMC Required) | https://www.se.com/us/en/product/WMD1YOSNBD-DDC-03A |  |  | FAMILY OTHER FOR SPIBS | Services | Monitoring and Dispatch Services |  |  |  |  | 731304627784 | 1065.00 | 1525.00 | 1870.00
| WMD1YOSNBD-DDC-03B | 1 YR Service Coverage with Monitoring & Dispatch for MDC Level 3B (SmartConnect or NMC Required) | https://www.se.com/us/en/product/WMD1YOSNBD-DDC-03B |  |  | FAMILY OTHER FOR SPIBS | Services | Monitoring and Dispatch Services |  |  |  |  | 731304627791 | 1320.00 | 1875.00 | 2315.00
| WMD1YOSNBD-DDC-03C | 1 YR Service Coverage with Monitoring & Dispatch for MDC Level 3C (SmartConnect or NMC Required) | https://www.se.com/us/en/product/WMD1YOSNBD-DDC-03C |  |  | FAMILY OTHER FOR SPIBS | Services | Monitoring and Dispatch Services |  |  |  |  | 731304627807 | 1530.00 | 2175.00 | 2690.00
| WMD1YOSNBD-SDL-11 | 1 YR Service Coverage with Monitoring & Dispatch for Li-Ion Smart-UPS L11 | https://www.se.com/us/en/product/WMD1YOSNBD-SDL-11 |  |  | FAMILY OTHER FOR SPIBS | Services | Monitoring and Dispatch Services |  |  |  |  | 731304627814 | 112.00 | 159.99 | 197.00
| WMD1YOSNBD-SDL-12 | 1 YR Service Coverage with Monitoring & Dispatch for Li-Ion Smart-UPS L12 | https://www.se.com/us/en/product/WMD1YOSNBD-SDL-12 |  |  | FAMILY OTHER FOR SPIBS | Services | Monitoring and Dispatch Services |  |  |  |  | 731304627821 | 112.00 | 159.99 | 197.00
| WMD1YOSNBD-SDL-13 | 1 YR Service Coverage with Monitoring & Dispatch for Li-Ion Smart-UPS L13 | https://www.se.com/us/en/product/WMD1YOSNBD-SDL-13 |  |  | FAMILY OTHER FOR SPIBS | Services | Monitoring and Dispatch Services |  |  |  |  | 731304627838 | 121.00 | 179.99 | 213.00
| WMD1YOSNBD-SDL-14 | 1 YR Service Coverage with Monitoring & Dispatch for Li-Ion Smart-UPS L14 | https://www.se.com/us/en/product/WMD1YOSNBD-SDL-14 |  |  | FAMILY OTHER FOR SPIBS | Services | Monitoring and Dispatch Services |  |  |  |  | 731304627845 | 192.00 | 279.99 | 337.00
| WMD1YOSNBD-SDL-15 | 1 YR Service Coverage with Monitoring & Dispatch for Li-Ion Smart-UPS L15 | https://www.se.com/us/en/product/WMD1YOSNBD-SDL-15 |  |  | FAMILY OTHER FOR SPIBS | Services | Monitoring and Dispatch Services |  |  |  |  | 731304627852 | 438.00 | 629.00 | 769.00
| WMD1YOSNBD-SDL-16 | 1 YR Service Coverage with Monitoring & Dispatch for Li-Ion Smart-UPS L16 | https://www.se.com/us/en/product/WMD1YOSNBD-SDL-16 |  |  | FAMILY OTHER FOR SPIBS | Services | Monitoring and Dispatch Services |  |  |  |  | 731304627869 | 510.00 | 729.00 | 895.00
| WMD1YOSNBD-SDL-17 | 1 YR Service Coverage with Monitoring & Dispatch for Li-Ion Smart-UPS L17 | https://www.se.com/us/en/product/WMD1YOSNBD-SDL-17 |  |  | FAMILY OTHER FOR SPIBS | Services | Monitoring and Dispatch Services |  |  |  |  | 731304627876 | 581.00 | 829.00 | 1020.00
| WMD1YOSNBD-SDL-18 | 1 YR Service Coverage with Monitoring & Dispatch for Li-Ion Smart-UPS L18 | https://www.se.com/us/en/product/WMD1YOSNBD-SDL-18 |  |  | FAMILY OTHER FOR SPIBS | Services | Monitoring and Dispatch Services |  |  |  |  | 731304627883 | 613.00 | 869.00 | 1080.00
| WMD1YOSOFW-SD-01 | 1 YR On-Site (Out of Factory Wty) with Monitoring & Dispatch (SmartConnect or NMC Required) | https://www.se.com/us/en/product/WMD1YOSOFW-SD-01 |  |  | FAMILY OTHER FOR SPIBS | Services | Monitoring and Dispatch Services |  |  |  |  | 731304627487 | 256.00 | 369.99 | 449.00
| WMD1YOSOFW-SD-02 | 1 YR On-Site (Out of Factory Wty) with Monitoring & Dispatch (SmartConnect or NMC Required) | https://www.se.com/us/en/product/WMD1YOSOFW-SD-02 |  |  | FAMILY OTHER FOR SPIBS | Services | Monitoring and Dispatch Services |  |  |  |  | 731304627494 | 337.00 | 479.00 | 591.00
| WMD1YOSOFW-SD-03 | 1 YR On-Site (Out of Factory Wty) with Monitoring & Dispatch (SmartConnect or NMC Required) | https://www.se.com/us/en/product/WMD1YOSOFW-SD-03 |  |  | FAMILY OTHER FOR SPIBS | Services | Monitoring and Dispatch Services |  |  |  |  | 731304627500 | 361.00 | 519.00 | 634.00
| WMD1YOSOFW-SD-04 | 1 YR On-Site (Out of Factory Wty) with Monitoring & Dispatch (SmartConnect or NMC Required) | https://www.se.com/us/en/product/WMD1YOSOFW-SD-04 |  |  | FAMILY OTHER FOR SPIBS | Services | Monitoring and Dispatch Services |  |  |  |  | 731304627517 | 381.00 | 539.00 | 668.00
| WMD1YOSOFW-SD-05 | 1 YR On-Site (Out of Factory Wty) with Monitoring & Dispatch (SmartConnect or NMC Required) | https://www.se.com/us/en/product/WMD1YOSOFW-SD-05 |  |  | FAMILY OTHER FOR SPIBS | Services | Monitoring and Dispatch Services |  |  |  |  | 731304627524 | 558.00 | 789.00 | 980.00
| WMD1YOSOFW-SD-06 | 1 YR On-Site (Out of Factory Wty) with Monitoring & Dispatch (SmartConnect or NMC Required) | https://www.se.com/us/en/product/WMD1YOSOFW-SD-06 |  |  | FAMILY OTHER FOR SPIBS | Services | Monitoring and Dispatch Services |  |  |  |  | 731304627531 | 1075.00 | 1525.00 | 1885.00
| WMD1YOSOFW-SD-07 | 1 YR On-Site (Out of Factory Wty) with Monitoring & Dispatch (SmartConnect or NMC Required) | https://www.se.com/us/en/product/WMD1YOSOFW-SD-07 |  |  | FAMILY OTHER FOR SPIBS | Services | Monitoring and Dispatch Services |  |  |  |  | 731304627548 | 1750.00 | 2475.00 | 3070.00
| WMD1YOSOFW-SD-08 | 1 YR On-Site (Out of Factory Wty) with Monitoring & Dispatch (SmartConnect or NMC Required) | https://www.se.com/us/en/product/WMD1YOSOFW-SD-08 |  |  | FAMILY OTHER FOR SPIBS | Services | Monitoring and Dispatch Services |  |  |  |  | 731304627555 | 2155.00 | 3050.00 | 3780.00
| WMD1YOSOFW-SDL-11 | 1 YR On-Site (Out of Factory Wty) with Monitoring & Dispatch for Li-Ion Smart-UPS L11 | https://www.se.com/us/en/product/WMD1YOSOFW-SDL-11 |  |  | FAMILY OTHER FOR SPIBS | Services | Monitoring and Dispatch Services |  |  |  |  | 731304627890 | 350.00 | 499.00 | 614.00
| WMD1YOSOFW-SDL-12 | 1 YR On-Site (Out of Factory Wty) with Monitoring & Dispatch for Li-Ion Smart-UPS L12 | https://www.se.com/us/en/product/WMD1YOSOFW-SDL-12 |  |  | FAMILY OTHER FOR SPIBS | Services | Monitoring and Dispatch Services |  |  |  |  | 731304627906 | 403.00 | 579.00 | 708.00
| WMD1YOSOFW-SDL-13 | 1 YR On-Site (Out of Factory Wty) with Monitoring & Dispatch for Li-Ion Smart-UPS L13 | https://www.se.com/us/en/product/WMD1YOSOFW-SDL-13 |  |  | FAMILY OTHER FOR SPIBS | Services | Monitoring and Dispatch Services |  |  |  |  | 731304627913 | 459.00 | 649.00 | 805.00
| WMD1YOSOFW-SDL-14 | 1 YR On-Site (Out of Factory Wty) with Monitoring & Dispatch for Li-Ion Smart-UPS L14 | https://www.se.com/us/en/product/WMD1YOSOFW-SDL-14 |  |  | FAMILY OTHER FOR SPIBS | Services | Monitoring and Dispatch Services |  |  |  |  | 731304627920 | 582.00 | 829.00 | 1025.00
| WMD1YOSOFW-SDL-15 | 1 YR On-Site (Out of Factory Wty) with Monitoring & Dispatch for Li-Ion Smart-UPS L15 | https://www.se.com/us/en/product/WMD1YOSOFW-SDL-15 |  |  | FAMILY OTHER FOR SPIBS | Services | Monitoring and Dispatch Services |  |  |  |  | 731304627937 | 754.00 | 1075.00 | 1325.00
| WMD1YOSOFW-SDL-16 | 1 YR On-Site (Out of Factory Wty) with Monitoring & Dispatch for Li-Ion Smart-UPS L16 | https://www.se.com/us/en/product/WMD1YOSOFW-SDL-16 |  |  | FAMILY OTHER FOR SPIBS | Services | Monitoring and Dispatch Services |  |  |  |  | 731304627944 | 1290.00 | 1825.00 | 2265.00
| WMD1YOSOFW-SDL-17 | 1 YR On-Site (Out of Factory Wty) with Monitoring & Dispatch for Li-Ion Smart-UPS L17 | https://www.se.com/us/en/product/WMD1YOSOFW-SDL-17 |  |  | FAMILY OTHER FOR SPIBS | Services | Monitoring and Dispatch Services |  |  |  |  | 731304627951 | 2105.00 | 3000.00 | 3695.00
| WMD1YOSOFW-SDL-18 | 1 YR On-Site (Out of Factory Wty) with Monitoring & Dispatch for Li-Ion Smart-UPS L18 | https://www.se.com/us/en/product/WMD1YOSOFW-SDL-18 |  |  | FAMILY OTHER FOR SPIBS | Services | Monitoring and Dispatch Services |  |  |  |  | 731304627968 | 2590.00 | 3675.00 | 4550.00
| WMD5YOSNBD-SD-01 | 5 YR Service Coverage with Monitoring & Dispatch (SmartConnect or NMC Required) | https://www.se.com/us/en/product/WMD5YOSNBD-SD-01 |  |  | FAMILY OTHER FOR SPIBS | Services | Monitoring and Dispatch Services |  |  |  |  | 731304627562 | 492.00 | 699.00 | 864.00
| WMD5YOSNBD-SD-02 | 5 YR Service Coverage with Monitoring & Dispatch (SmartConnect or NMC Required) | https://www.se.com/us/en/product/WMD5YOSNBD-SD-02 |  |  | FAMILY OTHER FOR SPIBS | Services | Monitoring and Dispatch Services |  |  |  |  | 731304627579 | 492.00 | 699.00 | 864.00
| WMD5YOSNBD-SD-03 | 5 YR Service Coverage with Monitoring & Dispatch (SmartConnect or NMC Required) | https://www.se.com/us/en/product/WMD5YOSNBD-SD-03 |  |  | FAMILY OTHER FOR SPIBS | Services | Monitoring and Dispatch Services |  |  |  |  | 731304627586 | 694.00 | 989.00 | 1220.00
| WMD5YOSNBD-SD-04 | 5 YR Service Coverage with Monitoring & Dispatch (SmartConnect or NMC Required) | https://www.se.com/us/en/product/WMD5YOSNBD-SD-04 |  |  | FAMILY OTHER FOR SPIBS | Services | Monitoring and Dispatch Services |  |  |  |  | 731304627593 | 1405.00 | 2000.00 | 2470.00
| WMD5YOSNBD-SD-05 | 5 YR Service Coverage with Monitoring & Dispatch (SmartConnect or NMC Required) | https://www.se.com/us/en/product/WMD5YOSNBD-SD-05 |  |  | FAMILY OTHER FOR SPIBS | Services | Monitoring and Dispatch Services |  |  |  |  | 731304627609 | 2565.00 | 3650.00 | 4505.00
| WMD5YOSNBD-SD-06 | 5 YR Service Coverage with Monitoring & Dispatch (SmartConnect or NMC Required) | https://www.se.com/us/en/product/WMD5YOSNBD-SD-06 |  |  | FAMILY OTHER FOR SPIBS | Services | Monitoring and Dispatch Services |  |  |  |  | 731304627616 | 4690.00 | 6650.00 | 8235.00
| WMD5YOSNBD-SD-07 | 5 YR Service Coverage with Monitoring & Dispatch (SmartConnect or NMC Required) | https://www.se.com/us/en/product/WMD5YOSNBD-SD-07 |  |  | FAMILY OTHER FOR SPIBS | Services | Monitoring and Dispatch Services |  |  |  |  | 731304627623 | 5870.00 | 8300.00 | 10300.00
| WMD5YOSNBD-SD-08 | 5 YR Service Coverage with Monitoring & Dispatch (SmartConnect or NMC Required) | https://www.se.com/us/en/product/WMD5YOSNBD-SD-08 |  |  | FAMILY OTHER FOR SPIBS | Services | Monitoring and Dispatch Services |  |  |  |  | 731304627630 | 6520.00 | 9225.00 | 11450.00
| WMD5YOSNBD-SDL-11 | 5 YR Service Coverage with Monitoring & Dispatch (SmartConnect or NMC Required) | https://www.se.com/us/en/product/WMD5YOSNBD-SDL-11 |  |  | FAMILY OTHER FOR SPIBS | Services | Monitoring and Dispatch Services |  |  |  |  | 731304627647 | 502.00 | 719.00 | 881.00
| WMD5YOSNBD-SDL-12 | 5 YR Service Coverage with Monitoring & Dispatch (SmartConnect or NMC Required) | https://www.se.com/us/en/product/WMD5YOSNBD-SDL-12 |  |  | FAMILY OTHER FOR SPIBS | Services | Monitoring and Dispatch Services |  |  |  |  | 731304627654 | 502.00 | 719.00 | 881.00
| WMD5YOSNBD-SDL-13 | 5 YR Service Coverage with Monitoring & Dispatch (SmartConnect or NMC Required) | https://www.se.com/us/en/product/WMD5YOSNBD-SDL-13 |  |  | FAMILY OTHER FOR SPIBS | Services | Monitoring and Dispatch Services |  |  |  |  | 731304627661 | 537.00 | 759.00 | 942.00
| WMD5YOSNBD-SDL-14 | 5 YR Service Coverage with Monitoring & Dispatch (SmartConnect or NMC Required) | https://www.se.com/us/en/product/WMD5YOSNBD-SDL-14 |  |  | FAMILY OTHER FOR SPIBS | Services | Monitoring and Dispatch Services |  |  |  |  | 731304627678 | 859.00 | 1225.00 | 1510.00
| WMD5YOSNBD-SDL-15 | 5 YR Service Coverage with Monitoring & Dispatch (SmartConnect or NMC Required) | https://www.se.com/us/en/product/WMD5YOSNBD-SDL-15 |  |  | FAMILY OTHER FOR SPIBS | Services | Monitoring and Dispatch Services |  |  |  |  | 731304627685 | 1970.00 | 2800.00 | 3455.00
| WMD5YOSNBD-SDL-16 | 5 YR Service Coverage with Monitoring & Dispatch (SmartConnect or NMC Required) | https://www.se.com/us/en/product/WMD5YOSNBD-SDL-16 |  |  | FAMILY OTHER FOR SPIBS | Services | Monitoring and Dispatch Services |  |  |  |  | 731304627692 | 2295.00 | 3250.00 | 4025.00
| WMD5YOSNBD-SDL-17 | 5 YR Service Coverage with Monitoring & Dispatch (SmartConnect or NMC Required) | https://www.se.com/us/en/product/WMD5YOSNBD-SDL-17 |  |  | FAMILY OTHER FOR SPIBS | Services | Monitoring and Dispatch Services |  |  |  |  | 731304627708 | 2615.00 | 3700.00 | 4590.00
| WMD5YOSNBD-SDL-18 | 5 YR Service Coverage with Monitoring & Dispatch (SmartConnect or NMC Required) | https://www.se.com/us/en/product/WMD5YOSNBD-SDL-18 |  |  | FAMILY OTHER FOR SPIBS | Services | Monitoring and Dispatch Services |  |  |  |  | 731304627715 | 2760.00 | 3900.00 | 4840.00
| WOE1YR1PM-AX-29 | 1 Yr On Site Warranty Ext. for (1) ACRC331 G3 with (1) PM | https://www.se.com/us/en/product/WOE1YR1PM-AX-29 |  |  | SP COOL WARRANTY EXT | Services | Advantage Service Plan for Cooling | [5 empty] | 3990.00 | 5800.00 | 7185.00
| WOE1YR-AX-29 | 1 Yr On Site Warranty Ext. for (1) ACRC331 G3 with (2) PM | https://www.se.com/us/en/product/WOE1YR-AX-29 |  |  | SP COOL WARRANTY EXT | Services | Advantage Service Plan for Cooling | [5 empty] | 6995.00 | 10200.00 | 12585.00
| WOE2YR1PM-AX-29 | 2 Yr On Site Warranty Ext. for (1) ACRC331 G3 with (1) PM | https://www.se.com/us/en/product/WOE2YR1PM-AX-29 |  |  | SP COOL WARRANTY EXT | Services | Advantage Service Plan for Cooling | [5 empty] | 4980.00 | 7225.00 | 8965.00
| WOE2YR-AX-29 | 2 Yr On Site Warranty Ext. for (1) ACRC331 G3 with (2) PM | https://www.se.com/us/en/product/WOE2YR-AX-29 |  |  | SP COOL WARRANTY EXT | Services | Advantage Service Plan for Cooling | [5 empty] | 12585.00 | 18300.00 | 22655.00
| WPMV5X8-AX-29 | (1) Annual Preventive maintenance 5x8 for (1) ACRC331 G3 | https://www.se.com/us/en/product/WPMV5X8-AX-29 |  |  | SP COOL ADV SER PLAN | Services | On-demand Services | [5 empty] | 1615.00 | 2350.00 | 2900.00
| WQ1PSVCMNGMT | Fleet Management Service for Single Phase UPS | https://www.se.com/us/en/product/WQ1PSVCMNGMT |  |  | 1PH ADV SER PLAN | Services | Monitoring & Dispatch Services |  |  |  |  | 731304781097 | Call for Quote | Call for Quote | Call for Quote
| WQFO | Facility Operations | https://www.se.com/us/en/product/WQFO |  |  | CRITICAL FACILITY OPS | Services | Critical Facility Operations |  |  |  |  | 731304781103 | Call for Quote | Call for Quote | Call for Quote
| WQFO-GS-B-NI | Critical Facility Operation, Gray Space, 1st Year, New | https://www.se.com/us/en/product/WQFO-GS-B-NI |  |  | CRITICAL FACILITY OPS | Services | Critical Facility Operations | [5 empty] | Call for Quote | Call for Quote | Call for Quote
| WQFO-GS-B-R | Critical Facility Operation, Gray Space, 1st Year, Renew | https://www.se.com/us/en/product/WQFO-GS-B-R |  |  | CRITICAL FACILITY OPS | Services | Critical Facility Operations | [5 empty] | Call for Quote | Call for Quote | Call for Quote
| WQFO-GS-OOS-NI | Critical Facility Operation, Gray Space, Out of SOW | https://www.se.com/us/en/product/WQFO-GS-OOS-NI |  |  | CRITICAL FACILITY OPS | Services | Critical Facility Operations | [5 empty] | Call for Quote | Call for Quote | Call for Quote
| WQFO-WS-B-MYO | Critical Facility Operation, White Space, Multi Year | https://www.se.com/us/en/product/WQFO-WS-B-MYO |  |  | CRITICAL FACILITY OPS | Services | Critical Facility Operations | [5 empty] | Call for Quote | Call for Quote | Call for Quote
| WQFO-WS-B-NI | Critical Facility Operation, White Space, 1st Year, New | https://www.se.com/us/en/product/WQFO-WS-B-NI |  |  | CRITICAL FACILITY OPS | Services | Critical Facility Operations | [5 empty] | Call for Quote | Call for Quote | Call for Quote
| WQFO-WS-B-R | Critical Facility Operation, White Space, 1st Year, Renew | https://www.se.com/us/en/product/WQFO-WS-B-R |  |  | CRITICAL FACILITY OPS | Services | Critical Facility Operations | [5 empty] | Call for Quote | Call for Quote | Call for Quote
| WQFO-WS-OOS-NI | Critical Facility Operation, White Space, Out of SOW | https://www.se.com/us/en/product/WQFO-WS-OOS-NI |  |  | CRITICAL FACILITY OPS | Services | Critical Facility Operations | [5 empty] | Call for Quote | Call for Quote | Call for Quote
| WQMGRIDFPM | Custom Field Project Management Service Contract for Microgrid | https://www.se.com/us/en/product/WQMGRIDFPM |  |  | DP SERVICES - DPIBS - EMDEFS | Services | Vendor Management Services | [5 empty] | Call for Quote | Call for Quote | Call for Quote
| WQMMSPM | Project Management for one year specifically for Managed Maintenance Services | https://www.se.com/us/en/product/WQMMSPM |  |  | VENDOR MGMT SERVICES | Services | Managed Maintenance Services |  |  |  |  | 731304759812 | Call for Quote | Call for Quote | Call for Quote
| WQPMV5X8-UF-21 | 1 Year Quarterly PM 5x8 for CW LE Model 0600 thru 1400 | https://www.se.com/us/en/product/WQPMV5X8-UF-21 |  |  | SP COOL ADV SER PLAN | Services | On-demand Services | [5 empty] | 3775.00 | 5225.00 | 6465.00
| WQVCES | Vendor Management Service | https://www.se.com/us/en/product/WQVCES |  |  | CRITICAL FACILITY OPS | Services | Vendor Management Services |  |  |  |  | 731304397243 | Call for Quote | Call for Quote | Call for Quote
| WQVMS | Vendor Management Service | https://www.se.com/us/en/product/WQVMS |  |  | VENDOR MGMT SERVICES | Services | Vendor Management Services |  |  |  |  | 731304784128 | Call for Quote | Call for Quote | Call for Quote
| WQVMSPM | Project Management for one year specifically for Vendor Managed or 3rd party Services | https://www.se.com/us/en/product/WQVMSPM |  |  | VENDOR MGMT SERVICES | Services | Vendor Management Services |  |  |  |  | 731304784135 | Call for Quote | Call for Quote | Call for Quote
| WSITEINSPEC-G5-13 | (1) Site Inspection Visit Visit for (1) Galaxy 5000/5500 81 to 130 kVA UPS | https://www.se.com/us/en/product/WSITEINSPEC-G5-13 |  |  | PROACTIVE SRV & INSP | Services | On-demand Services | [5 empty] | 1150.00 | 1150.00 | 1430.00
| WSITEINSPEC-GP-20 | (1) Site Inspection Visit Visit for (1) Galaxy PW 160 or 200 or PWI 200 kVA UPS | https://www.se.com/us/en/product/WSITEINSPEC-GP-20 |  |  | PROACTIVE SRV & INSP | Services | On-demand Services | [5 empty] | 1250.00 | 1250.00 | 1555.00
| WSPMV5X8-AX-29 | Semi-annual Preventive maintenance 5x8 for (1) ACRC331 G3 | https://www.se.com/us/en/product/WSPMV5X8-AX-29 |  |  | SP COOL ADV SER PLAN | Services | On-demand Services | [5 empty] | 3160.00 | 4600.00 | 5685.00
| WUPGPMV5X8-AX-29 | (1) Annual Preventive maintenance 5x8 for (1) ACRC331 G3 upgrade | https://www.se.com/us/en/product/WUPGPMV5X8-AX-29 |  |  | SP COOL ADV SER PLAN | Services | On-demand Services | [5 empty] | 1595.00 | 2325.00 | 2870.00
Plan >> Services | ANS500 | CUSTOM 3RD PARTY PROFESSIONAL SERVICE | https://www.se.com/us/en/product/ANS500 |  |  | ECOCONSULT ASSESSMENT | Services | Data Center Assessment Services | [5 empty] | Call for Quote | Call for Quote | Call for Quote
| QWASSESS | Assessment Service | https://www.se.com/us/en/product/QWASSESS |  |  | ECOCONSULT ASSESSMENT | Services | Data Center Assessment Services | [5 empty] | Call for Quote | Call for Quote | Call for Quote
| WQASSESS | Assessment Service | https://www.se.com/us/en/product/WQASSESS |  |  | ECOCONSULT ASSESSMENT | Services | Data Center Assessment Services | [5 empty] | Call for Quote | Call for Quote | Call for Quote
| WQENGINEER | Engineering Design Service | https://www.se.com/us/en/product/WQENGINEER |  |  | ECOCONSULT ASSESSMENT | Services | Data Center Assessment Services | [5 empty] | Call for Quote | Call for Quote | Call for Quote
Planning and Modelling >> Data Center Infrastructure Management (DCIM) Software | AP9110 | EcoStruxure IT Advisor Capacity Perpetual License for 10 Racks | https://www.se.com/us/en/product/AP9110 |  |  | IT ADVISOR ON-PREM | Data Center Infrastructure Management (DCIM) Software | EcoStruxureâ„¢ IT Design CFD |  |  |  |  | 731304255604 | 3450.00 | 4850.00
| AP91100 | EcoStruxure IT Advisor Capacity Perpetual License for 100 Racks | https://www.se.com/us/en/product/AP91100 |  |  | IT ADVISOR ON-PREM | Data Center Infrastructure Management (DCIM) Software | EcoStruxureâ„¢ IT Design CFD |  |  |  |  | 731304255635 | 27450.00 | 38500.00
| AP91200 | EcoStruxure IT Advisor Capacity Perpetual License for 200 Racks | https://www.se.com/us/en/product/AP91200 |  |  | IT ADVISOR ON-PREM | Data Center Infrastructure Management (DCIM) Software | EcoStruxureâ„¢ IT Design CFD |  |  |  |  | 731304255611 | 39900.00 | 55900.00
| AP91500 | EcoStruxure IT Advisor Capacity Perpetual License for 500 Racks | https://www.se.com/us/en/product/AP91500 |  |  | IT ADVISOR ON-PREM | Data Center Infrastructure Management (DCIM) Software | EcoStruxureâ„¢ IT Design CFD |  |  |  |  | 731304281269 | 82500.00 | 115500.00
| CLBACNET | EcoStruxure IT Advisor: Cooling Optimize BACnet License | https://www.se.com/us/en/product/CLBACNET |  |  | COOLING OPTIMZATION | Data Center Infrastructure Management (DCIM) Software | EcoStruxure IT Advisor: Cooling Optimize |  |  |  |  | 731304361992 | 12.00 | 16.99 | 21.75
| CLCONTROL | EcoStruxure IT Advisor: Cooling Optimize Control Module | https://www.se.com/us/en/product/CLCONTROL |  |  | COOLING OPTIMZATION | Data Center Infrastructure Management (DCIM) Software | EcoStruxure IT Advisor: Cooling Optimize | 1.81(kilos) 3.99(lbs) | 6.50x12.00x6.00(in) 16.51x30.48x15.24(cent) |  |  |  | 991.00 | 1400.00 | 1785.00
| CLECFAN | EcoStruxure IT Advisor: Cooling Optimize EC Fan adapter | https://www.se.com/us/en/product/CLECFAN |  |  | COOLING OPTIMZATION | Data Center Infrastructure Management (DCIM) Software | EcoStruxure IT Advisor: Cooling Optimize | 0.01(kilos) 0.02(lbs) |  |  |  |  | 47.00 | 69.99 | 85.00
| CLENGINE | EcoStruxure IT Advisor: Cooling Optimize Server | https://www.se.com/us/en/product/CLENGINE |  |  | COOLING OPTIMZATION | Data Center Infrastructure Management (DCIM) Software | EcoStruxure IT Advisor: Cooling Optimize | 0.01(kilos) 0.02(lbs) |  |  |  |  | 6215.00 | 8700.00 | 11185.00
| CLGATEWAY | EcoStruxure IT Advisor: Cooling Optimize Gateway | https://www.se.com/us/en/product/CLGATEWAY |  |  | COOLING OPTIMZATION | Data Center Infrastructure Management (DCIM) Software | EcoStruxure IT Advisor: Cooling Optimize | 1.36(kilos) 2.99(lbs) | 4.25x12.50x8.50(in) 10.79x31.75x21.59(cent) |  |  |  | 1720.00 | 2425.00 | 3095.00
| CLHUMID | EcoStruxure IT Advisor: Cooling Optimize Humidity Sensor | https://www.se.com/us/en/product/CLHUMID |  |  | COOLING OPTIMZATION | Data Center Infrastructure Management (DCIM) Software | EcoStruxure IT Advisor: Cooling Optimize | 0.01(kilos) 0.02(lbs) |  |  |  |  | 345.00 | 489.00 | 621.00
| CLPOWER | EcoStruxure IT Advisor: Cooling Optimize Power Sensor | https://www.se.com/us/en/product/CLPOWER |  |  | COOLING OPTIMZATION | Data Center Infrastructure Management (DCIM) Software | EcoStruxure IT Advisor: Cooling Optimize | 0.01(kilos) 0.02(lbs) |  |  |  |  | 356.00 | 499.00 | 641.00
| CLPRESSURE | EcoStruxure IT Advisor: Cooling Optimize Pressure Sensor | https://www.se.com/us/en/product/CLPRESSURE |  |  | COOLING OPTIMZATION | Data Center Infrastructure Management (DCIM) Software | EcoStruxure IT Advisor: Cooling Optimize | 0.01(kilos) 0.02(lbs) |  |  |  |  | 603.00 | 849.00 | 1090.00
| CLTEMP | EcoStruxure IT Advisor: Cooling Optimize Temperature Sensor | https://www.se.com/us/en/product/CLTEMP |  |  | COOLING OPTIMZATION | Data Center Infrastructure Management (DCIM) Software | EcoStruxure IT Advisor: Cooling Optimize | 0.45(kilos) 1.00(lbs) | 2.01x6.25x9.25(in) 5.10x15.88x23.50(cent) |  |  |  | 291.00 | 409.00 | 524.00
| CLVENGINE | EcoStruxure IT Advisor: Cooling Optimize Virtual Server | https://www.se.com/us/en/product/CLVENGINE |  |  | COOLING OPTIMZATION | Data Center Infrastructure Management (DCIM) Software | EcoStruxure IT Advisor: Cooling Optimize | [5 empty] | 2040.00 | 2875.00 | 3670.00
| QSFTWEKKHW | Third Party Sensors | https://www.se.com/us/en/product/QSFTWEKKHW |  |  | COOLING OPTIMZATION | Data Center Infrastructure Management (DCIM) Software | EcoStruxure IT Advisor: Cooling Optimize |  |  |  |  | 731304618812 | Call for Quote | Call for Quote | Call for Quote
| QSFTWVIGHW | Hardware Provided by Third party Software Provider | https://www.se.com/us/en/product/QSFTWVIGHW |  |  | COOLING OPTIMZATION | Data Center Infrastructure Management (DCIM) Software | EcoStruxure IT Advisor: Cooling Optimize |  |  |  |  | 731304753803 | Call for Quote | Call for Quote | Call for Quote
| QWSFTWDCV1 | Third Party Software DC Vision License 1 year | https://www.se.com/us/en/product/QWSFTWDCV1 |  |  | IT ADVISOR CLOUD | Data Center Infrastructure Management (DCIM) Software | EcoStruxureâ„¢ IT Advisor |  |  |  |  | 731304739494 | Call for Quote | Call for Quote | Call for Quote
| QWSFTWDCV3 | Third Party Software DC Vision License 3 year | https://www.se.com/us/en/product/QWSFTWDCV3 |  |  | IT ADVISOR CLOUD | Data Center Infrastructure Management (DCIM) Software | EcoStruxureâ„¢ IT Advisor |  |  |  |  | 731304739500 | Call for Quote | Call for Quote | Call for Quote
| QWSFTWDCV5 | Third Party Software DC Vision License 5 year | https://www.se.com/us/en/product/QWSFTWDCV5 |  |  | IT ADVISOR CLOUD | Data Center Infrastructure Management (DCIM) Software | EcoStruxureâ„¢ IT Advisor |  |  |  |  | 731304739517 | Call for Quote | Call for Quote | Call for Quote
| QWSFTWEKK1 | Third Party Software Cooling Advisor License 1 year | https://www.se.com/us/en/product/QWSFTWEKK1 |  |  | IT ADVISOR CLOUD | Data Center Infrastructure Management (DCIM) Software | EcoStruxure IT Advisor: Cooling Optimize |  |  |  |  | 731304618782 | Call for Quote | Call for Quote | Call for Quote
| QWSFTWEKK3 | Third Party Software Cooling Advisor License 3 year | https://www.se.com/us/en/product/QWSFTWEKK3 |  |  | IT ADVISOR CLOUD | Data Center Infrastructure Management (DCIM) Software | EcoStruxure IT Advisor: Cooling Optimize |  |  |  |  | 731304618799 | Call for Quote | Call for Quote | Call for Quote
| QWSFTWEKK5 | Third Party Software Cooling Advisor License 5 year | https://www.se.com/us/en/product/QWSFTWEKK5 |  |  | IT ADVISOR CLOUD | Data Center Infrastructure Management (DCIM) Software | EcoStruxure IT Advisor: Cooling Optimize |  |  |  |  | 731304618805 | Call for Quote | Call for Quote | Call for Quote
| QWSFTWVIGLIC | Third Party Software Perpetual License | https://www.se.com/us/en/product/QWSFTWVIGLIC |  |  | COOLING OPTIMZATION | Data Center Infrastructure Management (DCIM) Software | EcoStruxure IT Advisor: Cooling Optimize |  |  |  |  | 731304753780 | Call for Quote | Call for Quote | Call for Quote
| QWSFTWVIGSER | EcoStruxure Partner Service Provided by a Third Party | https://www.se.com/us/en/product/QWSFTWVIGSER |  |  | SOFTWARE DEPLOYMENT | Data Center Infrastructure Management (DCIM) Software | EcoStruxure IT Advisor: Cooling Optimize |  |  |  |  | 731304753797 | Call for Quote | Call for Quote | Call for Quote
| QWSFTWVIGSUB1 | Third Party Software 1YR Subscription | https://www.se.com/us/en/product/QWSFTWVIGSUB1 |  |  | COOLING OPTIMZATION | Data Center Infrastructure Management (DCIM) Software | EcoStruxure IT Advisor: Cooling Optimize |  |  |  |  | 731304753841 | Call for Quote | Call for Quote | Call for Quote
| QWSFTWVIGSUB3 | Third Party Software 3YR Subscription | https://www.se.com/us/en/product/QWSFTWVIGSUB3 |  |  | COOLING OPTIMZATION | Data Center Infrastructure Management (DCIM) Software | EcoStruxure IT Advisor: Cooling Optimize |  |  |  |  | 731304753858 | Call for Quote | Call for Quote | Call for Quote
| QWSFTWVIGSUB4 | Third Party Software 4YR Subscription | https://www.se.com/us/en/product/QWSFTWVIGSUB4 |  |  | COOLING OPTIMZATION | Data Center Infrastructure Management (DCIM) Software | EcoStruxure IT Advisor: Cooling Optimize |  |  |  |  | 731304773764 | Call for Quote | Call for Quote | Call for Quote
| QWSFTWVIGSUB5 | Third Party Software 5YR Subscription | https://www.se.com/us/en/product/QWSFTWVIGSUB5 |  |  | COOLING OPTIMZATION | Data Center Infrastructure Management (DCIM) Software | EcoStruxure IT Advisor: Cooling Optimize |  |  |  |  | 731304753865 | Call for Quote | Call for Quote | Call for Quote
| QWSFTWVIGSUP1 | Third Party Software 1YR Support Contract | https://www.se.com/us/en/product/QWSFTWVIGSUP1 |  |  | COOLING OPTIMZATION | Data Center Infrastructure Management (DCIM) Software | EcoStruxure IT Advisor: Cooling Optimize |  |  |  |  | 731304753810 | Call for Quote | Call for Quote | Call for Quote
| QWSFTWVIGSUP3 | Third Party Software 3YR Support Contract | https://www.se.com/us/en/product/QWSFTWVIGSUP3 |  |  | COOLING OPTIMZATION | Data Center Infrastructure Management (DCIM) Software | EcoStruxure IT Advisor: Cooling Optimize |  |  |  |  | 731304753827 | Call for Quote | Call for Quote | Call for Quote
| QWSFTWVIGSUP4 | Third Party Software 4YR Support Contract | https://www.se.com/us/en/product/QWSFTWVIGSUP4 |  |  | COOLING OPTIMZATION | Data Center Infrastructure Management (DCIM) Software | EcoStruxure IT Advisor: Cooling Optimize |  |  |  |  | 731304773740 | Call for Quote | Call for Quote | Call for Quote
| QWSFTWVIGSUP5 | Third Party Software 5YR Support Contract | https://www.se.com/us/en/product/QWSFTWVIGSUP5 |  |  | COOLING OPTIMZATION | Data Center Infrastructure Management (DCIM) Software | EcoStruxure IT Advisor: Cooling Optimize |  |  |  |  | 731304753834 | Call for Quote | Call for Quote | Call for Quote
| SFTWCAP10R-DIGI | EcoStruxure IT Advisor Capacity 10 Rack Subscription License | https://www.se.com/us/en/product/SFTWCAP10R-DIGI |  |  | DATA CENTER EXPERT | Data Center Infrastructure Management (DCIM) Software | EcoStruxureâ„¢ IT Design CFD | [5 empty] | 1275.00 | 1725.00 | 2185.00
| SFTWCAP100R-DIGI | EcoStruxure IT Advisor Capacity 100 Rack Subscription License | https://www.se.com/us/en/product/SFTWCAP100R-DIGI |  |  | DATA CENTER EXPERT | Data Center Infrastructure Management (DCIM) Software | EcoStruxureâ„¢ IT Design CFD | [5 empty] | 14700.00 | 19800.00 | 25200.00
| SFTWCFD | Subscription, 1 year, CFD software for designing and optimizing data center cooling | https://www.se.com/us/en/product/SFTWCFD |  |  | IT ADVISOR CLOUD | Data Center Infrastructure Management (DCIM) Software | EcoStruxureâ„¢ IT Advisor |  |  |  |  | 731304785743 | 11250.00 | 15000.00 | 19290.00
| SFTWCFDESSENTIAL | License, 1 month, CFD software for designing and optimizing data center cooling | https://www.se.com/us/en/product/SFTWCFDESSENTIAL |  |  | IT ADVISOR CLOUD | Data Center Infrastructure Management (DCIM) Software | EcoStruxureâ„¢ IT Advisor |  |  |  |  | 731304515432 | 4125.00 | 5500.00 | 7075.00
| SFTWCFDUNLIMITED | License, 3 months, CFD software for designing and optimizing data center cooling | https://www.se.com/us/en/product/SFTWCFDUNLIMITED |  |  | IT ADVISOR CLOUD | Data Center Infrastructure Management (DCIM) Software | EcoStruxureâ„¢ IT Advisor |  |  |  |  | 731304515449 | 5625.00 | 7500.00 | 9645.00
| SWDCO1RCAP-DIGI | EcoStruxure IT Advisor Capacity Perpetual License for 1 Rack | https://www.se.com/us/en/product/SWDCO1RCAP-DIGI |  |  | IT ADVISOR ON-PREM | Data Center Infrastructure Management (DCIM) Software | EcoStruxureâ„¢ IT Design CFD |  |  |  |  | 731304324249 | 425.00 | 599.00
| SWDCO10RCL-DIGI | EcoStruxure IT Advisor: Cooling Optimize 10 Rack License | https://www.se.com/us/en/product/SWDCO10RCL-DIGI |  |  | COOLING OPTIMZATION | Data Center Infrastructure Management (DCIM) Software | EcoStruxure IT Advisor: Cooling Optimize | [5 empty] | 3610.00 | 5075.00 | 6495.00
| SWDCOBASECL-DIGI | EcoStruxure IT Advisor: Cooling Optimize Base Control SW | https://www.se.com/us/en/product/SWDCOBASECL-DIGI |  |  | COOLING OPTIMZATION | Data Center Infrastructure Management (DCIM) Software | EcoStruxure IT Advisor: Cooling Optimize | [5 empty] | 9020.00 | 12700.00 | 16240.00
| SWPLBA10R-DIGI | IT Advisor Perpetual License Base 10 Racks | https://www.se.com/us/en/product/SWPLBA10R-DIGI |  |  | IT ADVISOR ON-PREM | Data Center Infrastructure Management (DCIM) Software | EcoStruxureâ„¢ IT Advisor |  |  |  |  | 731304746621 | 800.00 | 1125.00 | 1440.00
| SWPLBA100R-DIGI | IT Advisor Perpetual License Base 100 Racks | https://www.se.com/us/en/product/SWPLBA100R-DIGI |  |  | IT ADVISOR ON-PREM | Data Center Infrastructure Management (DCIM) Software | EcoStruxureâ„¢ IT Advisor |  |  |  |  | 731304746638 | 8000.00 | 11200.00 | 14400.00
| SWPLBA1000R-DIGI | IT Advisor Perpetual License Base 1000 Racks | https://www.se.com/us/en/product/SWPLBA1000R-DIGI |  |  | IT ADVISOR ON-PREM | Data Center Infrastructure Management (DCIM) Software | EcoStruxureâ„¢ IT Advisor |  |  |  |  | 731304746645 | 80000.00 | 112000.00 | 144000.00
| SWPLBAENT-DIGI | IT Advisor Perpetual Enterprise License Base | https://www.se.com/us/en/product/SWPLBAENT-DIGI |  |  | IT ADVISOR ON-PREM | Data Center Infrastructure Management (DCIM) Software | EcoStruxureâ„¢ IT Advisor |  |  |  |  | 731304747710 | Call for Quote | Call for Quote | Call for Quote
| SWPLCA10R-DIGI | IT Advisor Perpetual License Capacity 10 Racks | https://www.se.com/us/en/product/SWPLCA10R-DIGI |  |  | IT ADVISOR ON-PREM | Data Center Infrastructure Management (DCIM) Software | EcoStruxureâ„¢ IT Advisor |  |  |  |  | 731304746652 | 1600.00 | 2250.00 | 2880.00
| SWPLCA100R-DIGI | IT Advisor Perpetual License Capacity 100 Racks | https://www.se.com/us/en/product/SWPLCA100R-DIGI |  |  | IT ADVISOR ON-PREM | Data Center Infrastructure Management (DCIM) Software | EcoStruxureâ„¢ IT Advisor |  |  |  |  | 731304746669 | 16000.00 | 22400.00 | 28800.00
| SWPLCA1000R-DIGI | IT Advisor Perpetual License Capacity 1000 Racks | https://www.se.com/us/en/product/SWPLCA1000R-DIGI |  |  | IT ADVISOR ON-PREM | Data Center Infrastructure Management (DCIM) Software | EcoStruxureâ„¢ IT Advisor |  |  |  |  | 731304746676 | 120000.00 | 168000.00 | 216000.00
| SWPLCAENT-DIGI | IT Advisor Perpetual Enterprise License Capacity | https://www.se.com/us/en/product/SWPLCAENT-DIGI |  |  | IT ADVISOR ON-PREM | Data Center Infrastructure Management (DCIM) Software | EcoStruxureâ„¢ IT Advisor |  |  |  |  | 731304747727 | Call for Quote | Call for Quote | Call for Quote
| SWPLCH10R-DIGI | IT Advisor Perpetual License Change 10 Racks | https://www.se.com/us/en/product/SWPLCH10R-DIGI |  |  | IT ADVISOR ON-PREM | Data Center Infrastructure Management (DCIM) Software | EcoStruxureâ„¢ IT Advisor |  |  |  |  | 731304746683 | 960.00 | 1350.00 | 1730.00
| SWPLCH100R-DIGI | IT Advisor Perpetual License Change 100 Racks | https://www.se.com/us/en/product/SWPLCH100R-DIGI |  |  | IT ADVISOR ON-PREM | Data Center Infrastructure Management (DCIM) Software | EcoStruxureâ„¢ IT Advisor |  |  |  |  | 731304746690 | 9600.00 | 13500.00 | 17280.00
| SWPLCH1000R-DIGI | IT Advisor Perpetual License Change 1000 Racks | https://www.se.com/us/en/product/SWPLCH1000R-DIGI |  |  | IT ADVISOR ON-PREM | Data Center Infrastructure Management (DCIM) Software | EcoStruxureâ„¢ IT Advisor |  |  |  |  | 731304746706 | 72000.00 | 101000.00 | 129600.00
| SWPLCHENT-DIGI | IT Advisor Perpetual Enterprise License Change | https://www.se.com/us/en/product/SWPLCHENT-DIGI |  |  | IT ADVISOR ON-PREM | Data Center Infrastructure Management (DCIM) Software | EcoStruxureâ„¢ IT Advisor |  |  |  |  | 731304747734 | Call for Quote | Call for Quote | Call for Quote
| SWSABA1Y10R-DIGI | IT Advisor SaaS Subscription Base 1 Year 10 Racks | https://www.se.com/us/en/product/SWSABA1Y10R-DIGI |  |  | IT ADVISOR CLOUD | Data Center Infrastructure Management (DCIM) Software | EcoStruxureâ„¢ IT Advisor |  |  |  |  | 731304747475 | 384.00 | 539.00 | 692.00
| SWSABA1Y100R-DIGI | IT Advisor SaaS Subscription Base 1 Year 100 Racks | https://www.se.com/us/en/product/SWSABA1Y100R-DIGI |  |  | IT ADVISOR CLOUD | Data Center Infrastructure Management (DCIM) Software | EcoStruxureâ„¢ IT Advisor |  |  |  |  | 731304747482 | 3840.00 | 5400.00 | 6915.00
| SWSABA1Y1000R-DIGI | IT Advisor SaaS Subscription Base 1 Year 1000 Racks | https://www.se.com/us/en/product/SWSABA1Y1000R-DIGI |  |  | IT ADVISOR CLOUD | Data Center Infrastructure Management (DCIM) Software | EcoStruxureâ„¢ IT Advisor |  |  |  |  | 731304747499 | 38400.00 | 53800.00 | 69120.00
| SWSABA3Y10R-DIGI | IT Advisor SaaS Subscription Base 3 Years 10 Racks | https://www.se.com/us/en/product/SWSABA3Y10R-DIGI |  |  | IT ADVISOR CLOUD | Data Center Infrastructure Management (DCIM) Software | EcoStruxureâ„¢ IT Advisor |  |  |  |  | 731304747291 | 1040.00 | 1475.00 | 1870.00
| SWSABA3Y100R-DIGI | IT Advisor SaaS Subscription Base 3 Years 100 Racks | https://www.se.com/us/en/product/SWSABA3Y100R-DIGI |  |  | IT ADVISOR CLOUD | Data Center Infrastructure Management (DCIM) Software | EcoStruxureâ„¢ IT Advisor |  |  |  |  | 731304747307 | 10370.00 | 14600.00 | 18670.00
| SWSABA3Y1000R-DIGI | IT Advisor SaaS Subscription Base 3 Years 1000 Racks | https://www.se.com/us/en/product/SWSABA3Y1000R-DIGI |  |  | IT ADVISOR CLOUD | Data Center Infrastructure Management (DCIM) Software | EcoStruxureâ„¢ IT Advisor |  |  |  |  | 731304747314 | 103700.00 | 145500.00 | 186660.00
| SWSABA5Y10R-DIGI | IT Advisor SaaS Subscription Base 5 Years 10 Racks | https://www.se.com/us/en/product/SWSABA5Y10R-DIGI |  |  | IT ADVISOR CLOUD | Data Center Infrastructure Management (DCIM) Software | EcoStruxureâ„¢ IT Advisor |  |  |  |  | 731304747383 | 1540.00 | 2175.00 | 2765.00
| SWSABA5Y100R-DIGI | IT Advisor SaaS Subscription Base 5 Years 100 Racks | https://www.se.com/us/en/product/SWSABA5Y100R-DIGI |  |  | IT ADVISOR CLOUD | Data Center Infrastructure Management (DCIM) Software | EcoStruxureâ„¢ IT Advisor |  |  |  |  | 731304747390 | 15360.00 | 21600.00 | 27650.00
| SWSABA5Y1000R-DIGI | IT Advisor SaaS Subscription Base 5 Years 1000 Racks | https://www.se.com/us/en/product/SWSABA5Y1000R-DIGI |  |  | IT ADVISOR CLOUD | Data Center Infrastructure Management (DCIM) Software | EcoStruxureâ„¢ IT Advisor |  |  |  |  | 731304747406 | 153600.00 | 215500.00 | 276480.00
| SWSACA1Y10R-DIGI | IT Advisor SaaS Subscription Capacity 1 Year 10 Racks | https://www.se.com/us/en/product/SWSACA1Y10R-DIGI |  |  | IT ADVISOR CLOUD | Data Center Infrastructure Management (DCIM) Software | EcoStruxureâ„¢ IT Advisor |  |  |  |  | 731304747505 | 768.00 | 1100.00 | 1385.00
| SWSACA1Y100R-DIGI | IT Advisor SaaS Subscription Capacity 1 Year 100 Racks | https://www.se.com/us/en/product/SWSACA1Y100R-DIGI |  |  | IT ADVISOR CLOUD | Data Center Infrastructure Management (DCIM) Software | EcoStruxureâ„¢ IT Advisor |  |  |  |  | 731304747512 | 7680.00 | 10800.00 | 13825.00
| SWSACA1Y1000R-DIGI | IT Advisor SaaS Subscription Capacity 1 Year 1000 Racks | https://www.se.com/us/en/product/SWSACA1Y1000R-DIGI |  |  | IT ADVISOR CLOUD | Data Center Infrastructure Management (DCIM) Software | EcoStruxureâ„¢ IT Advisor |  |  |  |  | 731304747529 | 57600.00 | 80700.00 | 103680.00
| SWSACA3Y10R-DIGI | IT Advisor SaaS Subscription Capacity 3 Years 10 Racks | https://www.se.com/us/en/product/SWSACA3Y10R-DIGI |  |  | IT ADVISOR CLOUD | Data Center Infrastructure Management (DCIM) Software | EcoStruxureâ„¢ IT Advisor |  |  |  |  | 731304747321 | 2075.00 | 2925.00 | 3735.00
| SWSACA3Y100R-DIGI | IT Advisor SaaS Subscription Capacity 3 Years 100 Racks | https://www.se.com/us/en/product/SWSACA3Y100R-DIGI |  |  | IT ADVISOR CLOUD | Data Center Infrastructure Management (DCIM) Software | EcoStruxureâ„¢ IT Advisor |  |  |  |  | 731304747338 | 20740.00 | 29100.00 | 37335.00
| SWSACA3Y1000R-DIGI | IT Advisor SaaS Subscription Capacity 3 Years 1000 Racks | https://www.se.com/us/en/product/SWSACA3Y1000R-DIGI |  |  | IT ADVISOR CLOUD | Data Center Infrastructure Management (DCIM) Software | EcoStruxureâ„¢ IT Advisor |  |  |  |  | 731304747345 | 155550.00 | 218000.00 | 279990.00
| SWSACA5Y10R-DIGI | IT Advisor SaaS Subscription Capacity 5 Years 10 Racks | https://www.se.com/us/en/product/SWSACA5Y10R-DIGI |  |  | IT ADVISOR CLOUD | Data Center Infrastructure Management (DCIM) Software | EcoStruxureâ„¢ IT Advisor |  |  |  |  | 731304747413 | 3075.00 | 4325.00 | 5530.00
| SWSACA5Y100R-DIGI | IT Advisor SaaS Subscription Capacity 5 Years 100 Racks | https://www.se.com/us/en/product/SWSACA5Y100R-DIGI |  |  | IT ADVISOR CLOUD | Data Center Infrastructure Management (DCIM) Software | EcoStruxureâ„¢ IT Advisor |  |  |  |  | 731304747420 | 30720.00 | 43100.00 | 55300.00
| SWSACA5Y1000R-DIGI | IT Advisor SaaS Subscription Capacity 5 Years 1000 Racks | https://www.se.com/us/en/product/SWSACA5Y1000R-DIGI |  |  | IT ADVISOR CLOUD | Data Center Infrastructure Management (DCIM) Software | EcoStruxureâ„¢ IT Advisor |  |  |  |  | 731304747437 | 230400.00 | 323000.00 | 414720.00
| SWSACH1Y10R-DIGI | IT Advisor SaaS Subscription Change 1 Year 10 Racks | https://www.se.com/us/en/product/SWSACH1Y10R-DIGI |  |  | IT ADVISOR CLOUD | Data Center Infrastructure Management (DCIM) Software | EcoStruxureâ„¢ IT Advisor |  |  |  |  | 731304747536 | 461.00 | 649.00 | 830.00
| SWSACH1Y100R-DIGI | IT Advisor SaaS Subscription Change 1 Year 100 Racks | https://www.se.com/us/en/product/SWSACH1Y100R-DIGI |  |  | IT ADVISOR CLOUD | Data Center Infrastructure Management (DCIM) Software | EcoStruxureâ„¢ IT Advisor |  |  |  |  | 731304747543 | 4610.00 | 6475.00 | 8300.00
| SWSACH1Y1000R-DIGI | IT Advisor SaaS Subscription Change 1 Year 1000 Racks | https://www.se.com/us/en/product/SWSACH1Y1000R-DIGI |  |  | IT ADVISOR CLOUD | Data Center Infrastructure Management (DCIM) Software | EcoStruxureâ„¢ IT Advisor |  |  |  |  | 731304747550 | 34575.00 | 48500.00 | 62235.00
| SWSACH3Y10R-DIGI | IT Advisor SaaS Subscription Change 3 Years 10 Racks | https://www.se.com/us/en/product/SWSACH3Y10R-DIGI |  |  | IT ADVISOR CLOUD | Data Center Infrastructure Management (DCIM) Software | EcoStruxureâ„¢ IT Advisor |  |  |  |  | 731304747352 | 1245.00 | 1750.00 | 2245.00
| SWSACH3Y100R-DIGI | IT Advisor SaaS Subscription Change 3 Years 100 Racks | https://www.se.com/us/en/product/SWSACH3Y100R-DIGI |  |  | IT ADVISOR CLOUD | Data Center Infrastructure Management (DCIM) Software | EcoStruxureâ„¢ IT Advisor |  |  |  |  | 731304747369 | 12450.00 | 17500.00 | 22410.00
| SWSACH3Y1000R-DIGI | IT Advisor SaaS Subscription Change 3 Years 1000 Racks | https://www.se.com/us/en/product/SWSACH3Y1000R-DIGI |  |  | IT ADVISOR CLOUD | Data Center Infrastructure Management (DCIM) Software | EcoStruxureâ„¢ IT Advisor |  |  |  |  | 731304747376 | 93375.00 | 131000.00 | 168075.00
| SWSACH5Y10R-DIGI | IT Advisor SaaS Subscription Change 5 Years 10 Racks | https://www.se.com/us/en/product/SWSACH5Y10R-DIGI |  |  | IT ADVISOR CLOUD | Data Center Infrastructure Management (DCIM) Software | EcoStruxureâ„¢ IT Advisor |  |  |  |  | 731304747444 | 1845.00 | 2600.00 | 3320.00
| SWSACH5Y100R-DIGI | IT Advisor SaaS Subscription Change 5 Years 100 Racks | https://www.se.com/us/en/product/SWSACH5Y100R-DIGI |  |  | IT ADVISOR CLOUD | Data Center Infrastructure Management (DCIM) Software | EcoStruxureâ„¢ IT Advisor |  |  |  |  | 731304747451 | 18440.00 | 25900.00 | 33195.00
| SWSACH5Y1000R-DIGI | IT Advisor SaaS Subscription Change 5 Years 1000 Racks | https://www.se.com/us/en/product/SWSACH5Y1000R-DIGI |  |  | IT ADVISOR CLOUD | Data Center Infrastructure Management (DCIM) Software | EcoStruxureâ„¢ IT Advisor |  |  |  |  | 731304747468 | 138300.00 | 194000.00 | 248940.00
| SWSUBA1Y10R-DIGI | IT Advisor On Prem Subscription Base 1 Year 10 Racks | https://www.se.com/us/en/product/SWSUBA1Y10R-DIGI |  |  | IT ADVISOR ON-PREM | Data Center Infrastructure Management (DCIM) Software | EcoStruxureâ„¢ IT Advisor |  |  |  |  | 731304746997 | 320.00 | 449.00 | 576.00
| SWSUBA1Y100R-DIGI | IT Advisor On Prem Subscription Base 1 Year 100 Racks | https://www.se.com/us/en/product/SWSUBA1Y100R-DIGI |  |  | IT ADVISOR ON-PREM | Data Center Infrastructure Management (DCIM) Software | EcoStruxureâ„¢ IT Advisor |  |  |  |  | 731304747000 | 3200.00 | 4500.00 | 5760.00
| SWSUBA1Y1000R-DIGI | IT Advisor On Prem Subscription Base 1 Year 1000 Racks | https://www.se.com/us/en/product/SWSUBA1Y1000R-DIGI |  |  | IT ADVISOR ON-PREM | Data Center Infrastructure Management (DCIM) Software | EcoStruxureâ„¢ IT Advisor |  |  |  |  | 731304747017 | 32000.00 | 44800.00 | 57600.00
| SWSUBA3Y10R-DIGI | IT Advisor On Prem Subscription Base 3 Years 10 Racks | https://www.se.com/us/en/product/SWSUBA3Y10R-DIGI |  |  | IT ADVISOR ON-PREM | Data Center Infrastructure Management (DCIM) Software | EcoStruxureâ„¢ IT Advisor |  |  |  |  | 731304747093 | 864.00 | 1225.00 | 1560.00
| SWSUBA3Y100R-DIGI | IT Advisor On Prem Subscription Base 3 Years 100 Racks | https://www.se.com/us/en/product/SWSUBA3Y100R-DIGI |  |  | IT ADVISOR ON-PREM | Data Center Infrastructure Management (DCIM) Software | EcoStruxureâ„¢ IT Advisor |  |  |  |  | 731304747109 | 8640.00 | 12100.00 | 15555.00
| SWSUBA3Y1000R-DIGI | IT Advisor On Prem Subscription Base 3 Years 1000 Racks | https://www.se.com/us/en/product/SWSUBA3Y1000R-DIGI |  |  | IT ADVISOR ON-PREM | Data Center Infrastructure Management (DCIM) Software | EcoStruxureâ„¢ IT Advisor |  |  |  |  | 731304747116 | 86400.00 | 121000.00 | 155520.00
| SWSUBA5Y10R-DIGI | IT Advisor On Prem Subscription Base 5 Years 10 Racks | https://www.se.com/us/en/product/SWSUBA5Y10R-DIGI |  |  | IT ADVISOR ON-PREM | Data Center Infrastructure Management (DCIM) Software | EcoStruxureâ„¢ IT Advisor |  |  |  |  | 731304747192 | 1280.00 | 1800.00 | 2305.00
| SWSUBA5Y100R-DIGI | IT Advisor On Prem Subscription Base 5 Years 100 Racks | https://www.se.com/us/en/product/SWSUBA5Y100R-DIGI |  |  | IT ADVISOR ON-PREM | Data Center Infrastructure Management (DCIM) Software | EcoStruxureâ„¢ IT Advisor |  |  |  |  | 731304747208 | 12800.00 | 18000.00 | 23040.00
| SWSUBA5Y1000R-DIGI | IT Advisor On Prem Subscription Base 5 Years 1000 Racks | https://www.se.com/us/en/product/SWSUBA5Y1000R-DIGI |  |  | IT ADVISOR ON-PREM | Data Center Infrastructure Management (DCIM) Software | EcoStruxureâ„¢ IT Advisor |  |  |  |  | 731304747215 | 128000.00 | 179500.00 | 230400.00
| SWSUCA1Y10R-DIGI | IT Advisor On Prem Subscription Capacity 1 Year 10 Racks | https://www.se.com/us/en/product/SWSUCA1Y10R-DIGI |  |  | IT ADVISOR ON-PREM | Data Center Infrastructure Management (DCIM) Software | EcoStruxureâ„¢ IT Advisor |  |  |  |  | 731304747024 | 640.00 | 899.00 | 1155.00
| SWSUCA1Y100R-DIGI | IT Advisor On Prem Subscription Capacity 1 Year 100 Racks | https://www.se.com/us/en/product/SWSUCA1Y100R-DIGI |  |  | IT ADVISOR ON-PREM | Data Center Infrastructure Management (DCIM) Software | EcoStruxureâ„¢ IT Advisor |  |  |  |  | 731304747031 | 6400.00 | 8975.00 | 11520.00
| SWSUCA1Y1000R-DIGI | IT Advisor On Prem Subscription Capacity 1 Year 1000 Racks | https://www.se.com/us/en/product/SWSUCA1Y1000R-DIGI |  |  | IT ADVISOR ON-PREM | Data Center Infrastructure Management (DCIM) Software | EcoStruxureâ„¢ IT Advisor |  |  |  |  | 731304747048 | 48000.00 | 67200.00 | 86400.00
| SWSUCA3Y10R-DIGI | IT Advisor On Prem Subscription Capacity 3 Years 10 Racks | https://www.se.com/us/en/product/SWSUCA3Y10R-DIGI |  |  | IT ADVISOR ON-PREM | Data Center Infrastructure Management (DCIM) Software | EcoStruxureâ„¢ IT Advisor |  |  |  |  | 731304747123 | 1730.00 | 2425.00 | 3115.00
| SWSUCA3Y100R-DIGI | IT Advisor On Prem Subscription Capacity 3 Years 100 Racks | https://www.se.com/us/en/product/SWSUCA3Y100R-DIGI |  |  | IT ADVISOR ON-PREM | Data Center Infrastructure Management (DCIM) Software | EcoStruxureâ„¢ IT Advisor |  |  |  |  | 731304747130 | 17280.00 | 24200.00 | 31105.00
| SWSUCA3Y1000R-DIGI | IT Advisor On Prem Subscription Capacity 3 Years 1000 Racks | https://www.se.com/us/en/product/SWSUCA3Y1000R-DIGI |  |  | IT ADVISOR ON-PREM | Data Center Infrastructure Management (DCIM) Software | EcoStruxureâ„¢ IT Advisor |  |  |  |  | 731304747147 | 129600.00 | 181500.00 | 233280.00
| SWSUCA5Y10R-DIGI | IT Advisor On Prem Subscription Capacity 5 Years 10 Racks | https://www.se.com/us/en/product/SWSUCA5Y10R-DIGI |  |  | IT ADVISOR ON-PREM | Data Center Infrastructure Management (DCIM) Software | EcoStruxureâ„¢ IT Advisor |  |  |  |  | 731304747222 | 2560.00 | 3600.00 | 4610.00
| SWSUCA5Y100R-DIGI | IT Advisor On Prem Subscription Capacity 5 Years 100 Racks | https://www.se.com/us/en/product/SWSUCA5Y100R-DIGI |  |  | IT ADVISOR ON-PREM | Data Center Infrastructure Management (DCIM) Software | EcoStruxureâ„¢ IT Advisor |  |  |  |  | 731304747239 | 25600.00 | 35900.00 | 46080.00
| SWSUCA5Y1000R-DIGI | IT Advisor On Prem Subscription Capacity 5 Years 1000 Racks | https://www.se.com/us/en/product/SWSUCA5Y1000R-DIGI |  |  | IT ADVISOR ON-PREM | Data Center Infrastructure Management (DCIM) Software | EcoStruxureâ„¢ IT Advisor |  |  |  |  | 731304747246 | 192000.00 | 269000.00 | 345600.00
| SWSUCH1Y10R-DIGI | IT Advisor On Prem Subscription Change 1 Year 10 Racks | https://www.se.com/us/en/product/SWSUCH1Y10R-DIGI |  |  | IT ADVISOR ON-PREM | Data Center Infrastructure Management (DCIM) Software | EcoStruxureâ„¢ IT Advisor |  |  |  |  | 731304747055 | 384.00 | 539.00 | 692.00
| SWSUCH1Y100R-DIGI | IT Advisor On Prem Subscription Change 1 Year 100 Racks | https://www.se.com/us/en/product/SWSUCH1Y100R-DIGI |  |  | IT ADVISOR ON-PREM | Data Center Infrastructure Management (DCIM) Software | EcoStruxureâ„¢ IT Advisor |  |  |  |  | 731304747062 | 3840.00 | 5400.00 | 6915.00
| SWSUCH1Y1000R-DIGI | IT Advisor On Prem Subscription Change 1 Year 1000 Racks | https://www.se.com/us/en/product/SWSUCH1Y1000R-DIGI |  |  | IT ADVISOR ON-PREM | Data Center Infrastructure Management (DCIM) Software | EcoStruxureâ„¢ IT Advisor |  |  |  |  | 731304747079 | 28800.00 | 40400.00 | 51840.00
| SWSUCH3Y10R-DIGI | IT Advisor On Prem Subscription Change 3 Years 10 Racks | https://www.se.com/us/en/product/SWSUCH3Y10R-DIGI |  |  | IT ADVISOR ON-PREM | Data Center Infrastructure Management (DCIM) Software | EcoStruxureâ„¢ IT Advisor |  |  |  |  | 731304747154 | 1040.00 | 1475.00 | 1870.00
| SWSUCH3Y100R-DIGI | IT Advisor On Prem Subscription Change 3 Years 100 Racks | https://www.se.com/us/en/product/SWSUCH3Y100R-DIGI |  |  | IT ADVISOR ON-PREM | Data Center Infrastructure Management (DCIM) Software | EcoStruxureâ„¢ IT Advisor |  |  |  |  | 731304747161 | 10370.00 | 14600.00 | 18670.00
| SWSUCH3Y1000R-DIGI | IT Advisor On Prem Subscription Change 3 Years 1000 Racks | https://www.se.com/us/en/product/SWSUCH3Y1000R-DIGI |  |  | IT ADVISOR ON-PREM | Data Center Infrastructure Management (DCIM) Software | EcoStruxureâ„¢ IT Advisor |  |  |  |  | 731304747178 | 77775.00 | 109000.00 | 139995.00
| SWSUCH5Y10R-DIGI | IT Advisor On Prem Subscription Change 5 Years 10 Racks | https://www.se.com/us/en/product/SWSUCH5Y10R-DIGI |  |  | IT ADVISOR ON-PREM | Data Center Infrastructure Management (DCIM) Software | EcoStruxureâ„¢ IT Advisor |  |  |  |  | 731304747253 | 1540.00 | 2175.00 | 2765.00
| SWSUCH5Y100R-DIGI | IT Advisor On Prem Subscription Change 5 Years 100 Racks | https://www.se.com/us/en/product/SWSUCH5Y100R-DIGI |  |  | IT ADVISOR ON-PREM | Data Center Infrastructure Management (DCIM) Software | EcoStruxureâ„¢ IT Advisor |  |  |  |  | 731304747260 | 15360.00 | 21600.00 | 27650.00
| SWSUCH5Y1000R-DIGI | IT Advisor On Prem Subscription Change 5 Years 1000 Racks | https://www.se.com/us/en/product/SWSUCH5Y1000R-DIGI |  |  | IT ADVISOR ON-PREM | Data Center Infrastructure Management (DCIM) Software | EcoStruxureâ„¢ IT Advisor |  |  |  |  | 731304747277 | 115200.00 | 161500.00 | 207360.00
| WCL1M10R-DIGI | Data Center Operation: Cooling Optimize, 1 Month Software Support Contract, 10 Racks | https://www.se.com/us/en/product/WCL1M10R-DIGI |  |  | SW SUPPORT: ITA, P&M | Data Center Infrastructure Management (DCIM) Software | EcoStruxure IT Advisor: Cooling Optimize | [5 empty] | 43.00 | 59.99 | 78.00
| WCL1M100R-DIGI | Data Center Operation: Cooling Optimize, 1 Month Software Support Contract, 100 Racks | https://www.se.com/us/en/product/WCL1M100R-DIGI |  |  | SW SUPPORT: ITA, P&M | Data Center Infrastructure Management (DCIM) Software | EcoStruxure IT Advisor: Cooling Optimize | [5 empty] | 433.00 | 609.00 | 779.00
| WCL1YR10R-DIGI | EcoStruxure IT Advisor: Cooling Optimize, 1 Year Software Support Contract, 10 Racks | https://www.se.com/us/en/product/WCL1YR10R-DIGI |  |  | SW SUPPORT: ITA, P&M | Data Center Infrastructure Management (DCIM) Software | EcoStruxure IT Advisor: Cooling Optimize | [5 empty] | 569.00 | 799.00 | 1025.00
| WCL3YR10R-DIGI | Data Center Operation: Cooling Optimize, 3 Year Software Support Contract, 10 Racks | https://www.se.com/us/en/product/WCL3YR10R-DIGI |  |  | SW SUPPORT: ITA, P&M | Data Center Infrastructure Management (DCIM) Software | EcoStruxure IT Advisor: Cooling Optimize | [5 empty] | 1535.00 | 2150.00 | 2765.00
| WCL3YR100R-DIGI | Data Center Operation: Cooling Optimize, 3 Year Software Support Contract, 100 Racks | https://www.se.com/us/en/product/WCL3YR100R-DIGI |  |  | SW SUPPORT: ITA, P&M | Data Center Infrastructure Management (DCIM) Software | EcoStruxure IT Advisor: Cooling Optimize | [5 empty] | 10165.00 | 14300.00 | 18295.00
| WPLBA1Y10R-DIGI | IT Advisor Support Contract for Perpetual License Base 1 Year 10 Racks | https://www.se.com/us/en/product/WPLBA1Y10R-DIGI |  |  | SW SUPPORT: ITA, P&M | Data Center Infrastructure Management (DCIM) Software | EcoStruxureâ„¢ IT Advisor |  |  |  |  | 731304746720 | 160.00 | 229.99 | 288.00
| WPLBA1Y100R-DIGI | IT Advisor Support Contract for Perpetual License Base 1 Year 100 Racks | https://www.se.com/us/en/product/WPLBA1Y100R-DIGI |  |  | SW SUPPORT: ITA, P&M | Data Center Infrastructure Management (DCIM) Software | EcoStruxureâ„¢ IT Advisor |  |  |  |  | 731304746737 | 1600.00 | 2250.00 | 2880.00
| WPLBA1Y1000R-DIGI | IT Advisor Support Contract for Perpetual License Base 1 Year 1000 Racks | https://www.se.com/us/en/product/WPLBA1Y1000R-DIGI |  |  | SW SUPPORT: ITA, P&M | Data Center Infrastructure Management (DCIM) Software | EcoStruxureâ„¢ IT Advisor |  |  |  |  | 731304746744 | 16000.00 | 22400.00 | 28800.00
| WPLBA1YENT-DIGI | IT Advisor Support Contract for Enterprise License Base 1 Year | https://www.se.com/us/en/product/WPLBA1YENT-DIGI |  |  | SW SUPPORT: ITA, P&M | Data Center Infrastructure Management (DCIM) Software | EcoStruxureâ„¢ IT Advisor |  |  |  |  | 731304747598 | Call for Quote | Call for Quote | Call for Quote
| WPLBA3Y10R-DIGI | IT Advisor Support Contract for Perpetual License Base 3 Years 10 Racks | https://www.se.com/us/en/product/WPLBA3Y10R-DIGI |  |  | SW SUPPORT: ITA, P&M | Data Center Infrastructure Management (DCIM) Software | EcoStruxureâ„¢ IT Advisor |  |  |  |  | 731304746829 | 432.00 | 609.00 | 778.00
| WPLBA3Y100R-DIGI | IT Advisor Support Contract for Perpetual License Base 3 Years 100 Racks | https://www.se.com/us/en/product/WPLBA3Y100R-DIGI |  |  | SW SUPPORT: ITA, P&M | Data Center Infrastructure Management (DCIM) Software | EcoStruxureâ„¢ IT Advisor |  |  |  |  | 731304746836 | 4320.00 | 6050.00 | 7780.00
| WPLBA3Y1000R-DIGI | IT Advisor Support Contract for Perpetual License Base 3 Years 1000 Racks | https://www.se.com/us/en/product/WPLBA3Y1000R-DIGI |  |  | SW SUPPORT: ITA, P&M | Data Center Infrastructure Management (DCIM) Software | EcoStruxureâ„¢ IT Advisor |  |  |  |  | 731304746843 | 43200.00 | 60500.00 | 77760.00
| WPLBA3YENT-DIGI | IT Advisor Support Contract for Enterprise License Base 3 Years | https://www.se.com/us/en/product/WPLBA3YENT-DIGI |  |  | SW SUPPORT: ITA, P&M | Data Center Infrastructure Management (DCIM) Software | EcoStruxureâ„¢ IT Advisor |  |  |  |  | 731304747635 | Call for Quote | Call for Quote | Call for Quote
| WPLBA5Y10R-DIGI | IT Advisor Support Contract for Perpetual License Base 5 Years 10 Racks | https://www.se.com/us/en/product/WPLBA5Y10R-DIGI |  |  | SW SUPPORT: ITA, P&M | Data Center Infrastructure Management (DCIM) Software | EcoStruxureâ„¢ IT Advisor |  |  |  |  | 731304746928 | 640.00 | 899.00 | 1155.00
| WPLBA5Y100R-DIGI | IT Advisor Support Contract for Perpetual License Base 5 Years 100 Racks | https://www.se.com/us/en/product/WPLBA5Y100R-DIGI |  |  | SW SUPPORT: ITA, P&M | Data Center Infrastructure Management (DCIM) Software | EcoStruxureâ„¢ IT Advisor |  |  |  |  | 731304746935 | 6400.00 | 8975.00 | 11520.00
| WPLBA5Y1000R-DIGI | IT Advisor Support Contract for Perpetual License Base 5 Years 1000 Racks | https://www.se.com/us/en/product/WPLBA5Y1000R-DIGI |  |  | SW SUPPORT: ITA, P&M | Data Center Infrastructure Management (DCIM) Software | EcoStruxureâ„¢ IT Advisor |  |  |  |  | 731304746942 | 64000.00 | 89600.00 | 115200.00
| WPLBA5YENT-DIGI | IT Advisor Support Contract for Enterprise License Base 5 Years | https://www.se.com/us/en/product/WPLBA5YENT-DIGI |  |  | SW SUPPORT: ITA, P&M | Data Center Infrastructure Management (DCIM) Software | EcoStruxureâ„¢ IT Advisor |  |  |  |  | 731304747673 | Call for Quote | Call for Quote | Call for Quote
| WPLCA1Y10R-DIGI | IT Advisor Support Contract for Perpetual License Capacity 1 Year 10 Racks | https://www.se.com/us/en/product/WPLCA1Y10R-DIGI |  |  | SW SUPPORT: ITA, P&M | Data Center Infrastructure Management (DCIM) Software | EcoStruxureâ„¢ IT Advisor |  |  |  |  | 731304746751 | 320.00 | 449.00 | 576.00
| WPLCA1Y100R-DIGI | IT Advisor Support Contract for Perpetual License Capacity 1 Year 100 Racks | https://www.se.com/us/en/product/WPLCA1Y100R-DIGI |  |  | SW SUPPORT: ITA, P&M | Data Center Infrastructure Management (DCIM) Software | EcoStruxureâ„¢ IT Advisor |  |  |  |  | 731304746768 | 3200.00 | 4500.00 | 5760.00
| WPLCA1Y1000R-DIGI | IT Advisor Support Contract for Perpetual License Capacity 1 Year 1000 Racks | https://www.se.com/us/en/product/WPLCA1Y1000R-DIGI |  |  | SW SUPPORT: ITA, P&M | Data Center Infrastructure Management (DCIM) Software | EcoStruxureâ„¢ IT Advisor |  |  |  |  | 731304746775 | 24000.00 | 33600.00 | 43200.00
| WPLCA1YENT-DIGI | IT Advisor Support Contract for Enterprise License Capacity 1 Year | https://www.se.com/us/en/product/WPLCA1YENT-DIGI |  |  | SW SUPPORT: ITA, P&M | Data Center Infrastructure Management (DCIM) Software | EcoStruxureâ„¢ IT Advisor |  |  |  |  | 731304747604 | Call for Quote | Call for Quote | Call for Quote
| WPLCA3Y10R-DIGI | IT Advisor Support Contract for Perpetual License Capacity 3 Years 10 Racks | https://www.se.com/us/en/product/WPLCA3Y10R-DIGI |  |  | SW SUPPORT: ITA, P&M | Data Center Infrastructure Management (DCIM) Software | EcoStruxureâ„¢ IT Advisor |  |  |  |  | 731304746850 | 864.00 | 1225.00 | 1560.00
| WPLCA3Y100R-DIGI | IT Advisor Support Contract for Perpetual License Capacity 3 Years 100 Racks | https://www.se.com/us/en/product/WPLCA3Y100R-DIGI |  |  | SW SUPPORT: ITA, P&M | Data Center Infrastructure Management (DCIM) Software | EcoStruxureâ„¢ IT Advisor |  |  |  |  | 731304746867 | 8640.00 | 12100.00 | 15555.00
| WPLCA3Y1000R-DIGI | IT Advisor Support Contract for Perpetual License Capacity 3 Years 1000 Racks | https://www.se.com/us/en/product/WPLCA3Y1000R-DIGI |  |  | SW SUPPORT: ITA, P&M | Data Center Infrastructure Management (DCIM) Software | EcoStruxureâ„¢ IT Advisor |  |  |  |  | 731304746874 | 64800.00 | 90800.00 | 116640.00
| WPLCA3YENT-DIGI | IT Advisor Support Contract for Enterprise License Capacity 3 Years | https://www.se.com/us/en/product/WPLCA3YENT-DIGI |  |  | SW SUPPORT: ITA, P&M | Data Center Infrastructure Management (DCIM) Software | EcoStruxureâ„¢ IT Advisor |  |  |  |  | 731304747642 | Call for Quote | Call for Quote | Call for Quote
| WPLCA5Y10R-DIGI | IT Advisor Support Contract for Perpetual License Capacity 5 Years 10 Racks | https://www.se.com/us/en/product/WPLCA5Y10R-DIGI |  |  | SW SUPPORT: ITA, P&M | Data Center Infrastructure Management (DCIM) Software | EcoStruxureâ„¢ IT Advisor |  |  |  |  | 731304746959 | 1280.00 | 1800.00 | 2305.00
| WPLCA5Y100R-DIGI | IT Advisor Support Contract for Perpetual License Capacity 5 Years 100 Racks | https://www.se.com/us/en/product/WPLCA5Y100R-DIGI |  |  | SW SUPPORT: ITA, P&M | Data Center Infrastructure Management (DCIM) Software | EcoStruxureâ„¢ IT Advisor |  |  |  |  | 731304746966 | 12800.00 | 18000.00 | 23040.00
| WPLCA5Y1000R-DIGI | IT Advisor Support Contract for Perpetual License Capacity 5 Years 1000 Racks | https://www.se.com/us/en/product/WPLCA5Y1000R-DIGI |  |  | SW SUPPORT: ITA, P&M | Data Center Infrastructure Management (DCIM) Software | EcoStruxureâ„¢ IT Advisor |  |  |  |  | 731304746973 | 96000.00 | 134500.00 | 172800.00
| WPLCA5YENT-DIGI | IT Advisor Support Contract for Enterprise License Capacity 5 Years | https://www.se.com/us/en/product/WPLCA5YENT-DIGI |  |  | SW SUPPORT: ITA, P&M | Data Center Infrastructure Management (DCIM) Software | EcoStruxureâ„¢ IT Advisor |  |  |  |  | 731304747680 | Call for Quote | Call for Quote | Call for Quote
| WPLCH1Y10R-DIGI | IT Advisor Support Contract for Perpetual License Change 1 Year 10 Racks | https://www.se.com/us/en/product/WPLCH1Y10R-DIGI |  |  | SW SUPPORT: ITA, P&M | Data Center Infrastructure Management (DCIM) Software | EcoStruxureâ„¢ IT Advisor |  |  |  |  | 731304746782 | 192.00 | 269.99 | 346.00
| WPLCH1Y100R-DIGI | IT Advisor Support Contract for Perpetual License Change 1 Year 100 Racks | https://www.se.com/us/en/product/WPLCH1Y100R-DIGI |  |  | SW SUPPORT: ITA, P&M | Data Center Infrastructure Management (DCIM) Software | EcoStruxureâ„¢ IT Advisor |  |  |  |  | 731304746799 | 1920.00 | 2700.00 | 3460.00
| WPLCH1Y1000R-DIGI | IT Advisor Support Contract for Perpetual License Change 1 Year 1000 Racks | https://www.se.com/us/en/product/WPLCH1Y1000R-DIGI |  |  | SW SUPPORT: ITA, P&M | Data Center Infrastructure Management (DCIM) Software | EcoStruxureâ„¢ IT Advisor |  |  |  |  | 731304746805 | 14400.00 | 20200.00 | 25920.00
| WPLCH1YENT-DIGI | IT Advisor Support Contract for Enterprise License Change 1 Year | https://www.se.com/us/en/product/WPLCH1YENT-DIGI |  |  | SW SUPPORT: ITA, P&M | Data Center Infrastructure Management (DCIM) Software | EcoStruxureâ„¢ IT Advisor |  |  |  |  | 731304747611 | Call for Quote | Call for Quote | Call for Quote
| WPLCH3Y10R-DIGI | IT Advisor Support Contract for Perpetual License Change 3 Years 10 Racks | https://www.se.com/us/en/product/WPLCH3Y10R-DIGI |  |  | SW SUPPORT: ITA, P&M | Data Center Infrastructure Management (DCIM) Software | EcoStruxureâ„¢ IT Advisor |  |  |  |  | 731304746881 | 518.00 | 729.00 | 933.00
| WPLCH3Y100R-DIGI | IT Advisor Support Contract for Perpetual License Change 3 Years 100 Racks | https://www.se.com/us/en/product/WPLCH3Y100R-DIGI |  |  | SW SUPPORT: ITA, P&M | Data Center Infrastructure Management (DCIM) Software | EcoStruxureâ„¢ IT Advisor |  |  |  |  | 731304746898 | 5180.00 | 7275.00 | 9325.00
| WPLCH3Y1000R-DIGI | IT Advisor Support Contract for Perpetual License Change 3 Years 1000 Racks | https://www.se.com/us/en/product/WPLCH3Y1000R-DIGI |  |  | SW SUPPORT: ITA, P&M | Data Center Infrastructure Management (DCIM) Software | EcoStruxureâ„¢ IT Advisor |  |  |  |  | 731304746904 | 38850.00 | 54400.00 | 69930.00
| WPLCH3YENT-DIGI | IT Advisor Support Contract for Enterprise License Change 3 Years | https://www.se.com/us/en/product/WPLCH3YENT-DIGI |  |  | SW SUPPORT: ITA, P&M | Data Center Infrastructure Management (DCIM) Software | EcoStruxureâ„¢ IT Advisor |  |  |  |  | 731304747659 | Call for Quote | Call for Quote | Call for Quote
| WPLCH5Y10R-DIGI | IT Advisor Support Contract for Perpetual License Change 5 Years 10 Racks | https://www.se.com/us/en/product/WPLCH5Y10R-DIGI |  |  | SW SUPPORT: ITA, P&M | Data Center Infrastructure Management (DCIM) Software | EcoStruxureâ„¢ IT Advisor |  |  |  |  | 731304747567 | 768.00 | 1100.00 | 1385.00
| WPLCH5Y100R-DIGI | IT Advisor Support Contract for Perpetual License Change 5 Years 100 Racks | https://www.se.com/us/en/product/WPLCH5Y100R-DIGI |  |  | SW SUPPORT: ITA, P&M | Data Center Infrastructure Management (DCIM) Software | EcoStruxureâ„¢ IT Advisor |  |  |  |  | 731304747574 | 7680.00 | 10800.00 | 13825.00
| WPLCH5Y1000R-DIGI | IT Advisor Support Contract for Perpetual License Change 5 Years 1000 Racks | https://www.se.com/us/en/product/WPLCH5Y1000R-DIGI |  |  | SW SUPPORT: ITA, P&M | Data Center Infrastructure Management (DCIM) Software | EcoStruxureâ„¢ IT Advisor |  |  |  |  | 731304747581 | 57600.00 | 80700.00 | 103680.00
| WPLCH5YENT-DIGI | IT Advisor Support Contract for Enterprise License Change 5 Years | https://www.se.com/us/en/product/WPLCH5YENT-DIGI |  |  | SW SUPPORT: ITA, P&M | Data Center Infrastructure Management (DCIM) Software | EcoStruxureâ„¢ IT Advisor |  |  |  |  | 731304747697 | Call for Quote | Call for Quote | Call for Quote
Portable Power >> Portable Power Station | AP9950 | Schneider OffGrid AC adapter, NEMA, 120V | https://www.se.com/us/en/product/AP9950 |  |  | PERFORMANCE POWER | Portable Power Station | Schneider OffGrid | 0.40(kilos) 0.88(lbs) | 2.20x6.89x3.54(in) 5.60x17.50x9.00(cent) | 10 |  | 731304770046 | 33.00 | 39.99 | 56.00
| AP9951 | Schneider OffGrid Power Cord, NEMA | https://www.se.com/us/en/product/AP9951 |  |  | PERFORMANCE POWER | Portable Power Station | Schneider OffGrid | 0.20(kilos) 0.44(lbs) | 2.20x6.89x3.54(in) 5.60x17.50x9.00(cent) | 10 |  | 731304770053 | 18.25 | 21.99 | 31.00
| AP9955 | Schneider OffGrid car charging cable | https://www.se.com/us/en/product/AP9955 |  |  | PERFORMANCE POWER | Portable Power Station | Schneider OffGrid | 0.20(kilos) 0.44(lbs) | 2.20x6.89x3.54(in) 5.60x17.50x9.00(cent) | 10 |  | 731304770039 | 18.25 | 21.99 | 31.00
| PPS330 | Schneider OffGrid Portable Power Station 330, 120V, 332Wh Lithium-ion, 2 NEMA, Sinewave | https://www.se.com/us/en/product/PPS330 |  |  | PERFORMANCE POWER | Portable Power Station | Schneider OffGrid | 6.30(kilos) 13.89(lbs) | 11.02x11.81x9.37(in) 28.00x30.00x23.80(cent) |  |  | 731304736745 | 284.00 | 339.99 | 486.00
| PPS500 | Schneider OffGrid Portable Power Station 500, 120V, 516.6Wh Lithium-ion, 3 NEMA, Sinewave | https://www.se.com/us/en/product/PPS500 |  |  | PERFORMANCE POWER | Portable Power Station | Schneider OffGrid | 7.10(kilos) 15.66(lbs) | 12.87x12.68x11.54(in) 32.70x32.20x29.30(cent) |  |  | 731304736752 | 458.00 | 549.00 | 785.00
| PPS730 | Schneider OffGrid Portable Power Station 730, 120V, 738Wh Lithium-ion, 3 NEMA, Sinewave | https://www.se.com/us/en/product/PPS730 |  |  | PERFORMANCE POWER | Portable Power Station | Schneider OffGrid | 8.20(kilos) 18.08(lbs) | 12.87x12.68x11.54(in) 32.70x32.20x29.30(cent) |  |  | 731304736769 | 624.00 | 749.00 | 1070.00
| PSP100 | Schneider OffGrid Portable Solar Panel, 100W | https://www.se.com/us/en/product/PSP100 |  |  | PERFORMANCE POWER | Portable Power Station | Schneider OffGrid | 4.70(kilos) 10.36(lbs) | 3.74x17.13x19.09(in) 9.50x43.50x48.50(cent) |  |  | 731304736813 | 266.00 | 319.99 | 455.00
| PSP200 | Schneider OffGrid Portable Solar Panel, 200W | https://www.se.com/us/en/product/PSP200 |  |  | PERFORMANCE POWER | Portable Power Station | Schneider OffGrid | 8.10(kilos) 17.86(lbs) | 3.74x23.23x24.61(in) 9.50x59.00x62.50(cent) |  |  | 731304736820 | 444.00 | 529.00 | 761.00
Power Modules >> Prefabricated Data Center Modules | PFMIEQ | Custom Single IT Module – Easy range | https://www.se.com/us/en/product/PFMIEQ |  |  | IT MODULES | Prefabricated Data Center Modules | Power Module |  |  |  |  | 731304625018 | Call for Quote | Call for Quote | Call for Quote
| QPFMP | 3rd party production Power Module/Skid | https://www.se.com/us/en/product/QPFMP |  |  | IT MODULES | Prefabricated Data Center Modules | Power Module | 0.01(kilos) 0.02(lbs) | 0.00x0.00x0.00(in) 0.01x0.01x0.01(cent) |  |  |  | Call for Quote | Call for Quote | Call for Quote
Product Based Services >> Services | WFULLDAYSTNDBYNBH | Full Day Service Standby Labor Only during Normal Business Hours | https://www.se.com/us/en/product/WFULLDAYSTNDBYNBH |  |  | PROACTIVE SRV & INSP | Services | On Site Service | [5 empty] | 3410.00 | 3425.00 | 5640.00
| WFULLDAYSTNDBYONBH | Full Day Service Standby Labor Only Outside Normal Business Hours | https://www.se.com/us/en/product/WFULLDAYSTNDBYONBH |  |  | PROACTIVE SRV & INSP | Services | On Site Service | [5 empty] | 5115.00 | 5125.00 | 8460.00
| WHALFDAYSTNDBYNBH | Half Day Service Standby Labor Only during Normal Business Hours | https://www.se.com/us/en/product/WHALFDAYSTNDBYNBH |  |  | PROACTIVE SRV & INSP | Services | On Site Service | [5 empty] | 2170.00 | 2175.00 | 3595.00
| WHALFDAYSTNDBYONBH | Half Day Service Standby Labor Only Outside Normal Business Hours | https://www.se.com/us/en/product/WHALFDAYSTNDBYONBH |  |  | PROACTIVE SRV & INSP | Services | On Site Service | [5 empty] | 3255.00 | 3275.00 | 5385.00
| WMODFANRPL-MP-11 | SYPX Fan Replace Service for (11) fan kit for SYPM10KF/H type modules ONLY (not High Eff) | https://www.se.com/us/en/product/WMODFANRPL-MP-11 |  |  | PROACTIVE SRV & INSP | Services | Preventative Maintenance Visit | 0.01(kilos) 0.02(lbs) |  |  |  |  | 5465.00 | 7750.00 | 9595.00
| WMODFANRPL-MP-12 | SYPX Fan Replace Service for (12) fan kit for SYPM10KF/H type modules ONLY (not High Eff) | https://www.se.com/us/en/product/WMODFANRPL-MP-12 |  |  | PROACTIVE SRV & INSP | Services | Preventative Maintenance Visit | 0.01(kilos) 0.02(lbs) |  |  |  |  | 5810.00 | 8225.00 | 10200.00
| WMWFANRPL-MP-100 | Fan Replacement Service for (1) Symmetra SYMF1000K | https://www.se.com/us/en/product/WMWFANRPL-MP-100 |  |  | PROACTIVE SRV & INSP | Services | Preventative Maintenance Visit | 0.01(kilos) 0.02(lbs) |  |  |  |  | 12440.00 | 17600.00 | 21840.00
| WMWFANRPL-MP-120 | Fan Replacement Service for (1) Symmetra SYMF1200K | https://www.se.com/us/en/product/WMWFANRPL-MP-120 |  |  | PROACTIVE SRV & INSP | Services | Preventative Maintenance Visit | 0.01(kilos) 0.02(lbs) |  |  |  |  | 17020.00 | 24100.00 | 29890.00
| WMWFANRPL-MP-140 | Fan Replacement Service for (1) Symmetra SYMF1400K | https://www.se.com/us/en/product/WMWFANRPL-MP-140 |  |  | PROACTIVE SRV & INSP | Services | Preventative Maintenance Visit | 0.01(kilos) 0.02(lbs) |  |  |  |  | 18205.00 | 25800.00 | 31970.00
| WMWFANRPL-MP-160 | Fan Replacement Service for (1) Symmetra SYMF1600K | https://www.se.com/us/en/product/WMWFANRPL-MP-160 |  |  | PROACTIVE SRV & INSP | Services | Preventative Maintenance Visit | 0.01(kilos) 0.02(lbs) |  |  |  |  | 19390.00 | 27500.00 | 34050.00
| WMWFANRPL-MP-400 | Fan Replacement Service for (1) Symmetra SYMF400K | https://www.se.com/us/en/product/WMWFANRPL-MP-400 |  |  | PROACTIVE SRV & INSP | Services | Preventative Maintenance Visit | 0.01(kilos) 0.02(lbs) |  |  |  |  | 8180.00 | 11600.00 | 14360.00
| WMWFANRPL-MP-600 | Fan Replacement Service for (1) Symmetra SYMF600K | https://www.se.com/us/en/product/WMWFANRPL-MP-600 |  |  | PROACTIVE SRV & INSP | Services | Preventative Maintenance Visit | 0.01(kilos) 0.02(lbs) |  |  |  |  | 9365.00 | 13300.00 | 16445.00
| WMWFANRPL-MP-800 | Fan Replacement Service for (1) Symmetra SYMF800K | https://www.se.com/us/en/product/WMWFANRPL-MP-800 |  |  | PROACTIVE SRV & INSP | Services | Preventative Maintenance Visit | 0.01(kilos) 0.02(lbs) |  |  |  |  | 11250.00 | 16000.00 | 19755.00
| WQCBR | Battery Maintenance/Replacement Service Contract | https://www.se.com/us/en/product/WQCBR |  |  | 3PH&BATT ADV SER PLAN | Services | On Site Service |  |  |  |  | 731304779889 | Call for Quote | Call for Quote | Call for Quote
| WQPMV5X8-UF-45 | 1 Year Quarterly PM 5X8 for 1 DX Unisplit Ceiling or Wall Mount Unit - Model 0341 | https://www.se.com/us/en/product/WQPMV5X8-UF-45 |  |  | SP COOL ADV SER PLAN | Services | Preventative Maintenance Visit | [5 empty] | 5190.00 | 7175.00 | 8895.00
| WQPMV5X8-UF-47 | 1 Year Quarterly PM 5X8 for 1 DX Unisplit Ceiling or Wall Mount Unit - Model 0481 | https://www.se.com/us/en/product/WQPMV5X8-UF-47 |  |  | SP COOL ADV SER PLAN | Services | Preventative Maintenance Visit | [5 empty] | 5645.00 | 7800.00 | 9675.00
| WQSC | Custom quoted service contract | https://www.se.com/us/en/product/WQSC |  |  | Unknown | Services | On Site Service | [5 empty] | Call for Quote | Call for Quote | Call for Quote
| WSPMV5X8-UF-45 | 1 Year Semi-annual PM 5X8 for 1 DX Unisplit Ceiling or Wall Mount Unit - Model 0341 | https://www.se.com/us/en/product/WSPMV5X8-UF-45 |  |  | SP COOL ADV SER PLAN | Services | Preventative Maintenance Visit | [5 empty] | 3055.00 | 4225.00 | 5235.00
| WSPMV5X8-UF-47 | 1 Year Semi-annual PM 5X8 for 1 DX Unisplit Ceiling or Wall Mount Unit - Model 0481 | https://www.se.com/us/en/product/WSPMV5X8-UF-47 |  |  | SP COOL ADV SER PLAN | Services | Preventative Maintenance Visit | [5 empty] | 3360.00 | 4650.00 | 5755.00
Professional Services >> Services | ANC | CUSTOM THIRD PARTY SOLUTION | https://www.se.com/us/en/product/ANC |  |  | FAMILY OTHER FOR SP3PH | Services | Third Party Hardware Procurement | 0.01(kilos) 0.02(lbs) | 0.00x0.00x0.00(in) 0.01x0.01x0.01(cent) |  |  |  | Call for Quote | Call for Quote | Call for Quote
| ANS | CUSTOM THIRD PARTY SERVICE | https://www.se.com/us/en/product/ANS |  |  | THIRD PARTY PROCUREMEN | Services | Third Party Hardware Procurement | 0.01(kilos) 0.02(lbs) | 0.00x0.00x0.00(in) 0.01x0.01x0.01(cent) |  |  |  | Call for Quote | Call for Quote | Call for Quote
| CES | CUSTOM ENCLOSURE SOLUTION | https://www.se.com/us/en/product/CES |  |  | FAMILY OTHER FOR SP3PH | Services | Third Party Hardware Procurement | 0.01(kilos) 0.02(lbs) | 0.00x0.00x0.00(in) 0.01x0.01x0.01(cent) |  |  |  | Call for Quote | Call for Quote | Call for Quote
| CMS | CUSTOM MANUFACTURED SOLUTION | https://www.se.com/us/en/product/CMS |  |  | FAMILY OTHER FOR SP3PH | Services | Third Party Hardware Procurement | 0.01(kilos) 0.02(lbs) | 0.00x0.00x0.00(in) 0.01x0.01x0.01(cent) |  |  |  | Call for Quote | Call for Quote | Call for Quote
| QBATE6T | Batteries, and associated Parts Used with a EPS 6000 | https://www.se.com/us/en/product/QBATE6T |  |  | THIRD PARTY PROCUREMEN | Services | Third Party Hardware Procurement | [5 empty] | Call for Quote | Call for Quote | Call for Quote
| QBATE7T | Batteries, and Associated Parts Used with a EPS 7000 | https://www.se.com/us/en/product/QBATE7T |  |  | THIRD PARTY PROCUREMEN | Services | Third Party Hardware Procurement | [5 empty] | Call for Quote | Call for Quote | Call for Quote
| QBATE8T | Batteries, and Associated Parts Used with a EPS 8000 | https://www.se.com/us/en/product/QBATE8T |  |  | THIRD PARTY PROCUREMEN | Services | Third Party Hardware Procurement | [5 empty] | Call for Quote | Call for Quote | Call for Quote
| QBATGUPXC | Batteries, and Associated Parts Used with a Gutor PXC | https://www.se.com/us/en/product/QBATGUPXC |  |  | THIRD PARTY PROCUREMEN | Services | Third Party Hardware Procurement | 0.01(kilos) 0.02(lbs) | 0.00x0.00x0.00(in) 0.01x0.01x0.01(cent) |  |  |  | Call for Quote | Call for Quote | Call for Quote
| QBATGVX | Batteries, and Associated Parts Used with a Galaxy VX | https://www.se.com/us/en/product/QBATGVX |  |  | GALAXY VX 3PH UPS | Services | Third Party Hardware Procurement | 0.01(kilos) 0.02(lbs) | 0.00x0.00x0.00(in) 0.01x0.01x0.01(cent) |  |  |  | Call for Quote | Call for Quote | Call for Quote
| QBATGW | Batteries and Associated Parts Used with a Galaxy PW | https://www.se.com/us/en/product/QBATGW |  |  | THIRD PARTY PROCUREMEN | Services | Third Party Hardware Procurement | 0.01(kilos) 0.02(lbs) | 0.00x0.00x0.00(in) 0.01x0.01x0.01(cent) |  |  |  | Call for Quote | Call for Quote | Call for Quote
| QBATT | Batteries, and associated parts | https://www.se.com/us/en/product/QBATT |  |  | THIRD PARTY PROCUREMEN | Services | Third Party Hardware Procurement | 0.01(kilos) 0.02(lbs) | 0.00x0.00x0.00(in) 0.01x0.01x0.01(cent) |  |  |  | Call for Quote | Call for Quote | Call for Quote
| QBATTRACK | Battery Rack for UPS | https://www.se.com/us/en/product/QBATTRACK |  |  | THIRD PARTY PROCUREMEN | Services | Third Party Hardware Procurement | [5 empty] | Call for Quote | Call for Quote | Call for Quote
| QCBL | Cables, and associated parts | https://www.se.com/us/en/product/QCBL |  |  | THIRD PARTY PROCUREMEN | Services | Third Party Hardware Procurement | 0.01(kilos) 0.02(lbs) | 0.00x0.00x0.00(in) 0.01x0.01x0.01(cent) |  |  |  | Call for Quote | Call for Quote | Call for Quote
| QCHNG | Third Party Change Order | https://www.se.com/us/en/product/QCHNG |  |  | THIRD PARTY PROCUREMEN | Services | Third Party Hardware Procurement | 0.01(kilos) 0.02(lbs) | 0.00x0.00x0.00(in) 0.01x0.01x0.01(cent) |  |  |  | Call for Quote | Call for Quote | Call for Quote
| QCRAC | Air handlers and associated parts | https://www.se.com/us/en/product/QCRAC |  |  | INROW COOLING | Services | Third Party Hardware Procurement | 0.01(kilos) 0.02(lbs) | 0.00x0.00x0.00(in) 0.01x0.01x0.01(cent) |  |  |  | Call for Quote | Call for Quote | Call for Quote
| QFLOORSTAND | Floorstand and accesory parts | https://www.se.com/us/en/product/QFLOORSTAND |  |  | THIRD PARTY PROCUREMEN | Services | Third Party Hardware Procurement | 0.01(kilos) 0.02(lbs) | 0.00x0.00x0.00(in) 0.01x0.01x0.01(cent) |  |  |  | Call for Quote | Call for Quote | Call for Quote
| QGEN | Generators and associated parts | https://www.se.com/us/en/product/QGEN |  |  | THIRD PARTY PROCUREMEN | Services | Third Party Hardware Procurement | 0.01(kilos) 0.02(lbs) | 0.00x0.00x0.00(in) 0.01x0.01x0.01(cent) |  |  |  | Call for Quote | Call for Quote | Call for Quote
| QLIBATGVM | Lithium Ion Battery Cabinet and associated parts used with a Galaxy VM | https://www.se.com/us/en/product/QLIBATGVM |  |  | THIRD PARTY PROCUREMEN | Services | Third Party Hardware Procurement |  |  |  |  | 731304758082 | Call for Quote | Call for Quote | Call for Quote
| QPDU | Power Distribution Units, and associated parts | https://www.se.com/us/en/product/QPDU |  |  | THIRD PARTY PROCUREMEN | Services | Third Party Hardware Procurement | 0.01(kilos) 0.02(lbs) | 0.00x0.00x0.00(in) 0.01x0.01x0.01(cent) |  |  |  | Call for Quote | Call for Quote | Call for Quote
| QSBP | Service Bypass Panels, and associated parts | https://www.se.com/us/en/product/QSBP |  |  | THIRD PARTY PROCUREMEN | Services | Third Party Hardware Procurement | 0.01(kilos) 0.02(lbs) | 0.00x0.00x0.00(in) 0.01x0.01x0.01(cent) |  |  |  | Call for Quote | Call for Quote | Call for Quote
| QSBPGVM | Service Bypass Panels and Associated Parts Used with a Galaxy VM | https://www.se.com/us/en/product/QSBPGVM |  |  | THIRD PARTY PROCUREMEN | Services | Third Party Hardware Procurement | 0.01(kilos) 0.02(lbs) | 0.00x0.00x0.00(in) 0.01x0.01x0.01(cent) |  |  |  | Call for Quote | Call for Quote | Call for Quote
| QSBPGVX | Service Bypass Panels and Associated Parts Used with a Galaxy VX | https://www.se.com/us/en/product/QSBPGVX |  |  | GALAXY VX 3PH UPS | Services | Third Party Hardware Procurement | 0.01(kilos) 0.02(lbs) | 0.00x0.00x0.00(in) 0.01x0.01x0.01(cent) |  |  |  | Call for Quote | Call for Quote | Call for Quote
| QSBPPX | Service Bypass Panels and Associated Parts Used with a Symmetra PX | https://www.se.com/us/en/product/QSBPPX |  |  | THIRD PARTY PROCUREMEN | Services | Third Party Hardware Procurement | 0.01(kilos) 0.02(lbs) | 0.00x0.00x0.00(in) 0.01x0.01x0.01(cent) |  |  |  | Call for Quote | Call for Quote | Call for Quote
| QSG | Switchgear, and associated parts | https://www.se.com/us/en/product/QSG |  |  | THIRD PARTY PROCUREMEN | Services | Third Party Hardware Procurement | 0.01(kilos) 0.02(lbs) | 0.00x0.00x0.00(in) 0.01x0.01x0.01(cent) |  |  |  | Call for Quote | Call for Quote | Call for Quote
| QSGG9T | Switchgear and Associated Parts Used with a Galaxy 9000 | https://www.se.com/us/en/product/QSGG9T |  |  | THIRD PARTY PROCUREMEN | Services | Third Party Hardware Procurement | 0.01(kilos) 0.02(lbs) |  |  |  |  | Call for Quote | Call for Quote | Call for Quote
| QSGGVX | Switchgear, and associated parts used with a Galaxy VX | https://www.se.com/us/en/product/QSGGVX |  |  | GALAXY VX 3PH UPS | Services | Third Party Hardware Procurement | 0.01(kilos) 0.02(lbs) | 0.00x0.00x0.00(in) 0.01x0.01x0.01(cent) |  |  |  | Call for Quote | Call for Quote | Call for Quote
| QSGPX | Switchgear and Associated Parts Used with a Symmetra PX | https://www.se.com/us/en/product/QSGPX |  |  | THIRD PARTY PROCUREMEN | Services | Third Party Hardware Procurement | 0.01(kilos) 0.02(lbs) | 0.00x0.00x0.00(in) 0.01x0.01x0.01(cent) |  |  |  | Call for Quote | Call for Quote | Call for Quote
| QTS | Transfer Switches, Static, Automatic, and assoc. parts | https://www.se.com/us/en/product/QTS |  |  | THIRD PARTY PROCUREMEN | Services | Third Party Hardware Procurement | [5 empty] | Call for Quote | Call for Quote | Call for Quote
| QUPS | Custom Configured UPS and associated parts | https://www.se.com/us/en/product/QUPS |  |  | THIRD PARTY PROCUREMEN | Services | Third Party Hardware Procurement | [5 empty] | Call for Quote | Call for Quote | Call for Quote
| QXFMR | Transformers, and associated parts | https://www.se.com/us/en/product/QXFMR |  |  | THIRD PARTY PROCUREMEN | Services | Third Party Hardware Procurement | [5 empty] | Call for Quote | Call for Quote | Call for Quote
| QXFMRE6T | Transformers and Associated Parts Used with a EPS6000 | https://www.se.com/us/en/product/QXFMRE6T |  |  | THIRD PARTY PROCUREMEN | Services | Third Party Hardware Procurement |  |  |  |  | 731304758112 | Call for Quote | Call for Quote | Call for Quote
| QXFMRG3H | Transformers and Associated Parts Used with a Galaxy 300 | https://www.se.com/us/en/product/QXFMRG3H |  |  | THIRD PARTY PROCUREMEN | Services | Third Party Hardware Procurement |  |  |  |  | 731304758129 | Call for Quote | Call for Quote | Call for Quote
| QXFMRG5T | Transformers and Associated Parts Used with a Galaxy 5000 | https://www.se.com/us/en/product/QXFMRG5T |  |  | THIRD PARTY PROCUREMEN | Services | Third Party Hardware Procurement | 0.01(kilos) 0.02(lbs) | 0.00x0.00x0.00(in) 0.01x0.01x0.01(cent) |  |  |  | Call for Quote | Call for Quote | Call for Quote
| QXFMRG7T | Transformers and Associated Parts Used with a Galaxy 7000 | https://www.se.com/us/en/product/QXFMRG7T |  |  | THIRD PARTY PROCUREMEN | Services | Third Party Hardware Procurement | 0.01(kilos) 0.02(lbs) |  |  |  |  | Call for Quote | Call for Quote | Call for Quote
| QXFMRG9T | Transformers and Associated Parts Used with a Galaxy 9000 | https://www.se.com/us/en/product/QXFMRG9T |  |  | THIRD PARTY PROCUREMEN | Services | Third Party Hardware Procurement | 0.01(kilos) 0.02(lbs) |  |  |  |  | Call for Quote | Call for Quote | Call for Quote
| QXFMRGVM | Transformers and Associated Parts Used with a Galaxy VM | https://www.se.com/us/en/product/QXFMRGVM |  |  | THIRD PARTY PROCUREMEN | Services | Third Party Hardware Procurement | 0.01(kilos) 0.02(lbs) | 0.00x0.00x0.00(in) 0.01x0.01x0.01(cent) |  |  |  | Call for Quote | Call for Quote | Call for Quote
| QXFMRGVX | Transformer Cabinets and associated parts used with a Galaxy VX | https://www.se.com/us/en/product/QXFMRGVX |  |  | GALAXY VX 3PH UPS | Services | Third Party Hardware Procurement | 0.01(kilos) 0.02(lbs) | 0.00x0.00x0.00(in) 0.01x0.01x0.01(cent) |  |  |  | Call for Quote | Call for Quote | Call for Quote
| QXFMRMW | Transformers and Associated Parts Used with a Symmetra MW | https://www.se.com/us/en/product/QXFMRMW |  |  | THIRD PARTY PROCUREMEN | Services | Third Party Hardware Procurement | 0.01(kilos) 0.02(lbs) |  |  |  |  | Call for Quote | Call for Quote | Call for Quote
| QXFMRPX | Transformers and Associated Parts Used with a Symmetra PX | https://www.se.com/us/en/product/QXFMRPX |  |  | THIRD PARTY PROCUREMEN | Services | Third Party Hardware Procurement | 0.01(kilos) 0.02(lbs) | 0.00x0.00x0.00(in) 0.01x0.01x0.01(cent) |  |  |  | Call for Quote | Call for Quote | Call for Quote
Rack and Enclosure Accessories >> Racks and Accessories | AP9513 | MEASURE-UPS SWITCH KIT | https://www.se.com/us/en/product/AP9513 |  |  | NETBOTZ SW ACCESSORIES | Racks and Accessories | APC NetShelter Enclosure Components | 0.55(kilos) 1.21(lbs) | 2.01x9.49x6.50(in) 5.10x24.10x16.50(cent) |  |  | 731304002741 | 96.00 | 129.99 | 164.00
| AR7000A | NetShelter SX 42U 600mm Wide Perforated Curved Door Black | https://www.se.com/us/en/product/AR7000A |  |  | RACKS AND ENCLOSURES | Racks and Accessories | APC NetShelter Enclosure Components | 15.60(kilos) 34.40(lbs) | 4.76x26.77x78.50(in) 12.10x68.00x199.40(cent) |  |  | 731304274469 | 438.00 | 559.00 | 772.00
| AR7000B2 | NetShelter SX Gen2 42U 600mm Wide Perforated Curved Door Black | https://www.se.com/us/en/product/AR7000B2 |  |  | RACKS AND ENCLOSURES | Racks and Accessories | APC NetShelter Enclosure Components | 15.50(kilos) 34.18(lbs) | 3.94x78.15x27.17(in) 10.00x198.50x69.00(cent) |  |  | 731304773030 | 451.00 | 579.00 | 795.00
| AR7003 | NetShelter SX Colocation 20U 600mm Wide Perforated Curved Door Black | https://www.se.com/us/en/product/AR7003 |  |  | RACKS AND ENCLOSURES | Racks and Accessories | APC NetShelter Enclosure Components | 8.82(kilos) 19.45(lbs) | 5.39x43.07x27.87(in) 13.70x109.40x70.80(cent) |  |  | 731304284147 | 451.00 | 579.00 | 795.00
| AR7050A | NetShelter SX 42U 750mm Wide Perforated Curved Door Black | https://www.se.com/us/en/product/AR7050A |  |  | RACKS AND ENCLOSURES | Racks and Accessories | APC NetShelter Enclosure Components | 18.00(kilos) 39.69(lbs) | 4.49x32.99x78.50(in) 11.40x83.80x199.40(cent) |  |  | 731304274506 | 491.00 | 629.00 | 867.00
| AR7050B2 | NetShelter SX Gen2 42U 750mm Wide Perforated Curved Door Black | https://www.se.com/us/en/product/AR7050B2 |  |  | RACKS AND ENCLOSURES | Racks and Accessories | APC NetShelter Enclosure Components | 18.00(kilos) 39.69(lbs) | 3.94x78.15x33.07(in) 10.00x198.50x84.00(cent) |  |  | 731304773047 | 506.00 | 649.00 | 893.00
| AR7055 | NetShelter SX 45U 750mm Wide Perforated Curved Door Black | https://www.se.com/us/en/product/AR7055 |  |  | RACKS AND ENCLOSURES | Racks and Accessories | APC NetShelter Enclosure Components | 18.00(kilos) 39.69(lbs) | 84.25x33.27x4.72(in) 214.00x84.50x12.00(cent) |  |  | 731304290247 | 541.00 | 689.00 | 954.00
| AR7057A | NetShelter SX 48U 750mm Wide Perforated Curved Door Black | https://www.se.com/us/en/product/AR7057A |  |  | RACKS AND ENCLOSURES | Racks and Accessories | APC NetShelter Enclosure Components | 20.00(kilos) 44.10(lbs) | 4.49x32.99x89.02(in) 11.40x83.80x226.10(cent) |  |  | 731304274483 | 554.00 | 709.00 | 978.00
| AR7057B2 | NetShelter SX Gen2 48U 750mm Wide Perforated Curved Door Black | https://www.se.com/us/en/product/AR7057B2 |  |  | RACKS AND ENCLOSURES | Racks and Accessories | APC NetShelter Enclosure Components | 20.05(kilos) 44.21(lbs) | 3.94x88.58x33.07(in) 10.00x225.00x84.00(cent) |  |  | 731304773054 | 599.00 | 769.00 | 1060.00
| AR7060 | NetShelter SX 12U 600mm Wide Perforated Curved Door Black | https://www.se.com/us/en/product/AR7060 |  |  | RACKS AND ENCLOSURES | Racks and Accessories | APC NetShelter Enclosure Components | 7.50(kilos) 16.54(lbs) | 5.91x28.74x29.72(in) 15.00x73.00x75.50(cent) |  |  | 731304347729 | 318.00 | 409.00 | 561.00
| AR7061 | NetShelter SX 18U 600mm Wide Perforated Curved Door Black | https://www.se.com/us/en/product/AR7061 |  |  | RACKS AND ENCLOSURES | Racks and Accessories | APC NetShelter Enclosure Components | 9.00(kilos) 19.85(lbs) | 5.91x28.74x43.31(in) 15.00x73.00x110.00(cent) |  |  | 731304348016 | 355.00 | 459.00 | 625.00
| AR7100 | NetShelter SX 42U 600mm Wide Perforated Split Doors Black | https://www.se.com/us/en/product/AR7100 |  |  | RACKS AND ENCLOSURES | Racks and Accessories | APC NetShelter Enclosure Components | 16.00(kilos) 35.28(lbs) | 7.99x15.00x78.50(in) 20.30x38.10x199.40(cent) |  |  | 731304226437 | 434.00 | 559.00 | 765.00
| AR7100B2 | NetShelter SX Gen2 42U 600mm Wide Perforated Split Doors Black | https://www.se.com/us/en/product/AR7100B2 |  |  | RACKS AND ENCLOSURES | Racks and Accessories | APC NetShelter Enclosure Components | 20.00(kilos) 44.10(lbs) | 7.28x79.13x16.14(in) 18.50x201.00x41.00(cent) |  |  | 731304773061 | 536.00 | 689.00 | 946.00
| AR7103 | NetShelter SX Colocation 20U 600mm Wide Perforated Split Doors Black | https://www.se.com/us/en/product/AR7103 |  |  | UNIFLAIR ROOM COOLING | Racks and Accessories | APC NetShelter Enclosure Components | 8.42(kilos) 18.57(lbs) | 8.07x40.83x14.29(in) 20.50x103.70x36.30(cent) |  |  | 731304284154 | 300.00 | 439.00 | 539.00
| AR7105 | NetShelter SX 45U 600mm Wide Perforated Split Doors Black | https://www.se.com/us/en/product/AR7105 |  |  | RACKS AND ENCLOSURES | Racks and Accessories | APC NetShelter Enclosure Components | 15.30(kilos) 33.74(lbs) | 84.25x15.35x7.87(in) 214.00x39.00x20.00(cent) |  |  | 731304290254 | 469.00 | 599.00 | 827.00
| AR7107 | NetShelter SX 48U 600mm Wide Perforated Split Doors Black | https://www.se.com/us/en/product/AR7107 |  |  | RACKS AND ENCLOSURES | Racks and Accessories | APC NetShelter Enclosure Components | 18.00(kilos) 39.69(lbs) | 7.99x15.00x89.02(in) 20.30x38.10x226.10(cent) |  |  | 731304226475 | 525.00 | 669.00 | 925.00
| AR7150 | NetShelter SX 42U 750mm Wide Perforated Split Doors Black | https://www.se.com/us/en/product/AR7150 |  |  | RACKS AND ENCLOSURES | Racks and Accessories | APC NetShelter Enclosure Components | 17.00(kilos) 37.49(lbs) | 7.99x17.99x78.50(in) 20.30x45.70x199.40(cent) |  |  | 731304235262 | 562.00 | 719.00 | 991.00
| AR7150B2 | NetShelter SX Gen2 42U 750mm Wide Perforated Split Doors Black | https://www.se.com/us/en/product/AR7150B2 |  |  | RACKS AND ENCLOSURES | Racks and Accessories | APC NetShelter Enclosure Components | 21.00(kilos) 46.31(lbs) | 7.28x79.13x19.09(in) 18.50x201.00x48.50(cent) |  |  | 731304773078 | 578.00 | 739.00 | 1020.00
| AR7155 | NetShelter SX 45U 750mm Wide Perforated Split Doors Black | https://www.se.com/us/en/product/AR7155 |  |  | RACKS AND ENCLOSURES | Racks and Accessories | APC NetShelter Enclosure Components | 19.00(kilos) 41.90(lbs) | 84.25x18.11x7.87(in) 214.00x46.00x20.00(cent) |  |  | 731304290261 | 647.00 | 829.00 | 1145.00
| AR7157 | NetShelter SX 48U 750mm Wide Perforated Split Doors Black | https://www.se.com/us/en/product/AR7157 |  |  | RACKS AND ENCLOSURES | Racks and Accessories | APC NetShelter Enclosure Components | 18.00(kilos) 39.69(lbs) | 7.99x17.99x89.02(in) 20.30x45.70x226.10(cent) |  |  | 731304235286 | 683.00 | 879.00 | 1205.00
| AR7157B2 | NetShelter SX Gen2 48U 750mm Wide Perforated Split Doors Black | https://www.se.com/us/en/product/AR7157B2 |  |  | RACKS AND ENCLOSURES | Racks and Accessories | APC NetShelter Enclosure Components | 22.64(kilos) 49.92(lbs) | 7.28x89.57x19.09(in) 18.50x227.50x48.50(cent) |  |  | 731304773085 | 639.00 | 819.00 | 1130.00
| AR7160 | NetShelter SX 12U 600mm Wide Perforated Split Doors Black | https://www.se.com/us/en/product/AR7160 |  |  | RACKS AND ENCLOSURES | Racks and Accessories | APC NetShelter Enclosure Components | 7.50(kilos) 16.54(lbs) | 8.27x26.38x16.14(in) 21.00x67.00x41.00(cent) |  |  | 731304348023 | 355.00 | 459.00 | 625.00
| AR7161 | NetShelter SX 18U 600mm Wide Perforated Split Doors Black | https://www.se.com/us/en/product/AR7161 |  |  | RACKS AND ENCLOSURES | Racks and Accessories | APC NetShelter Enclosure Components | 8.00(kilos) 17.64(lbs) | 8.27x40.94x15.35(in) 21.00x104.00x39.00(cent) |  |  | 731304348030 | 373.00 | 479.00 | 657.00
| AR7201 | NetShelter SX 600mm Wide x 1070mm Deep Standard Roof Black | https://www.se.com/us/en/product/AR7201 |  |  | RACKS AND ENCLOSURES | Racks and Accessories | APC NetShelter Enclosure Components | 6.36(kilos) 14.02(lbs) | 4.02x25.98x40.00(in) 10.20x66.00x101.60(cent) |  |  | 731304226499 | 193.00 | 249.99 | 340.00
| AR7201A | NetShelter SX 600mm Wide x 1070mm Deep Performance Roof Black | https://www.se.com/us/en/product/AR7201A |  |  | RACKS AND ENCLOSURES | Racks and Accessories | APC NetShelter Enclosure Components | 6.36(kilos) 14.02(lbs) | 4.02x25.98x40.00(in) 10.20x66.00x101.60(cent) |  |  | 731304328049 | 193.00 | 249.99 | 340.00
| AR7203 | Roof Match Kit for SX to VX, 600mm | https://www.se.com/us/en/product/AR7203 |  |  | RACKS AND ENCLOSURES | Racks and Accessories | APC NetShelter Enclosure Components | 11.40(kilos) 25.14(lbs) | 7.99x27.99x47.76(in) 20.30x71.10x121.30(cent) |  |  | 731304234609 | 376.00 | 489.00 | 664.00
| AR7209 | NetShelter SX Trough and Partition Roof Bridge | https://www.se.com/us/en/product/AR7209 |  |  | RACKS AND ENCLOSURES | Racks and Accessories | APC NetShelter Cable Management | 2.05(kilos) 4.52(lbs) | 4.02x6.50x40.00(in) 10.20x16.50x101.60(cent) |  |  | 731304234654 | 108.00 | 139.99 | 190.00
| AR7211 | NetShelter SX 600mm Wide x 1200mm Deep Roof | https://www.se.com/us/en/product/AR7211 |  |  | RACKS AND ENCLOSURES | Racks and Accessories | APC NetShelter Enclosure Components | 6.36(kilos) 14.02(lbs) | 4.02x25.98x40.00(in) 10.20x66.00x101.60(cent) |  |  | 731304249269 | 354.00 | 459.00 | 625.00
| AR7211A | NetShelter SX 600mm Wide x 1200mm Deep Performance Roof Black | https://www.se.com/us/en/product/AR7211A |  |  | RACKS AND ENCLOSURES | Racks and Accessories | APC NetShelter Enclosure Components | 6.36(kilos) 14.02(lbs) | 4.02x25.98x40.00(in) 10.20x66.00x101.60(cent) |  |  | 731304328070 | 463.00 | 599.00 | 818.00
| AR7212 | NetShelter SX 750mm Wide x 1200mm Deep Roof | https://www.se.com/us/en/product/AR7212 |  |  | RACKS AND ENCLOSURES | Racks and Accessories | APC NetShelter Enclosure Components | 9.00(kilos) 19.85(lbs) | 4.02x32.68x44.37(in) 10.20x83.00x112.70(cent) |  |  | 731304255482 | 375.00 | 479.00 | 661.00
| AR7212A | NetShelter SX 750mm Wide x 1200mm Deep Performance Roof Black | https://www.se.com/us/en/product/AR7212A |  |  | RACKS AND ENCLOSURES | Racks and Accessories | APC NetShelter Enclosure Components | 9.00(kilos) 19.85(lbs) | 4.02x32.68x44.37(in) 10.20x83.00x112.70(cent) |  |  | 731304328100 | 375.00 | 479.00 | 661.00
| AR7251 | NetShelter SX 750mm Wide x 1070mm Deep Standard Roof Black | https://www.se.com/us/en/product/AR7251 |  |  | RACKS AND ENCLOSURES | Racks and Accessories | APC NetShelter Enclosure Components | 9.00(kilos) 19.85(lbs) | 39.49x4.02x32.01(in) 100.30x10.20x81.30(cent) |  |  | 731304235255 | 367.00 | 469.00 | 648.00
| AR7251A | NetShelter SX 750mm Wide x 1070mm Deep Performance Roof Black | https://www.se.com/us/en/product/AR7251A |  |  | RACKS AND ENCLOSURES | Racks and Accessories | APC NetShelter Enclosure Components | 9.00(kilos) 19.85(lbs) | 39.49x4.02x32.01(in) 100.30x10.20x81.30(cent) |  |  | 731304328124 | 367.00 | 469.00 | 648.00
| AR7252 | NetShelter SX 750mm Wide x 1070mm Deep Networking Roof | https://www.se.com/us/en/product/AR7252 |  |  | RACKS AND ENCLOSURES | Racks and Accessories | APC NetShelter Enclosure Components | 9.55(kilos) 21.06(lbs) | 39.49x32.01x4.25(in) 100.30x81.30x10.80(cent) |  |  | 731304275404 | 436.00 | 559.00 | 769.00
| AR7252W | NetShelter SX 750mm Wide x 1070mm Deep Networking Roof SE White | https://www.se.com/us/en/product/AR7252W |  |  | RACKS AND ENCLOSURES | Racks and Accessories | APC NetShelter Enclosure Components | 9.53(kilos) 21.01(lbs) | 39.49x32.01x4.25(in) 100.30x81.30x10.80(cent) |  |  | 731304318736 | 637.00 | 819.00 | 1125.00
| AR7260 | NetShelter SX 12U/18U Roof 900mm Deep Black | https://www.se.com/us/en/product/AR7260 |  |  | RACKS AND ENCLOSURES | Racks and Accessories | APC NetShelter Enclosure Components | 7.50(kilos) 16.54(lbs) | 4.72x32.68x26.38(in) 12.00x83.00x67.00(cent) |  |  | 731304348047 | 291.00 | 379.99 | 513.00
| AR7261 | NetShelter SX 12U/18U Roof 1070mm Deep Black | https://www.se.com/us/en/product/AR7261 |  |  | RACKS AND ENCLOSURES | Racks and Accessories | APC NetShelter Enclosure Components | 9.00(kilos) 19.85(lbs) | 4.72x39.76x26.38(in) 12.00x101.00x67.00(cent) |  |  | 731304348054 | 300.00 | 389.99 | 529.00
| AR7301 | NetShelter SX 42U 1070mm Deep Split Side Panels Black Qty 2 | https://www.se.com/us/en/product/AR7301 |  |  | RACKS AND ENCLOSURES | Racks and Accessories | APC NetShelter Enclosure Components | 20.91(kilos) 46.11(lbs) | 37.24x41.61x7.13(in) 94.60x105.70x18.10(cent) |  |  | 731304226512 | 401.00 | 519.00 | 706.00
| AR7303 | NetShelter SX 42U 1200mm Deep Split Side Panels Qty. (2) | https://www.se.com/us/en/product/AR7303 |  |  | RACKS AND ENCLOSURES | Racks and Accessories | APC NetShelter Enclosure Components | 25.45(kilos) 56.12(lbs) | 37.24x46.89x7.24(in) 94.60x119.10x18.40(cent) |  |  | 731304249276 | 739.00 | 949.00 | 1305.00
| AR7303W | NetShelter SX 42U 1200mm Deep Split Side Panels Qty. (2), SE White | https://www.se.com/us/en/product/AR7303W |  |  | RACKS AND ENCLOSURES | Racks and Accessories | APC NetShelter Enclosure Components | 25.45(kilos) 56.12(lbs) | 37.24x46.89x7.24(in) 94.60x119.10x18.40(cent) |  |  | 731304304548 | 739.00 | 949.00 | 1305.00
| AR7304 | NetShelter SX 48U 1200mm Deep Split Side Panels Qty. (2) | https://www.se.com/us/en/product/AR7304 |  |  | RACKS AND ENCLOSURES | Racks and Accessories | APC NetShelter Enclosure Components | 28.41(kilos) 62.64(lbs) | 42.99x47.01x7.24(in) 109.20x119.40x18.40(cent) |  |  | 731304255499 | 786.00 | 1025.00 | 1390.00
| AR7304W | NetShelter SX 48U 1200mm Deep Split Side Panels Qty. (2), SE White | https://www.se.com/us/en/product/AR7304W |  |  | RACKS AND ENCLOSURES | Racks and Accessories | APC NetShelter Enclosure Components | 28.41(kilos) 62.64(lbs) | 42.99x47.01x7.24(in) 109.20x119.40x18.40(cent) |  |  | 731304304555 | 786.00 | 1025.00 | 1390.00
| AR7305A | NetShelter SX 42U 1070 Split Feed Through Side Panels Black Qty 2 | https://www.se.com/us/en/product/AR7305A |  |  | RACKS AND ENCLOSURES | Racks and Accessories | APC NetShelter Enclosure Components | 21.00(kilos) 46.31(lbs) | 35.98x41.26x6.77(in) 91.40x104.80x17.20(cent) |  |  | 731304287957 | 908.00 | 1175.00 | 1605.00
| AR7307 | NetShelter SX 45U 1070mm Deep Split Side Panels Black Qty 2 | https://www.se.com/us/en/product/AR7307 |  |  | RACKS AND ENCLOSURES | Racks and Accessories | APC NetShelter Enclosure Components | 22.00(kilos) 48.51(lbs) | 41.73x39.76x7.28(in) 106.00x101.00x18.50(cent) |  |  | 731304290278 | 508.00 | 649.00 | 895.00
| AR7308 | NetShelter SX 45U 1200mm Deep Split Side Panels Black Qty 2 | https://www.se.com/us/en/product/AR7308 |  |  | RACKS AND ENCLOSURES | Racks and Accessories | APC NetShelter Enclosure Components | 26.30(kilos) 57.99(lbs) | 46.46x39.76x7.28(in) 118.00x101.00x18.50(cent) |  |  | 731304290285 | 769.00 | 989.00 | 1360.00
| AR7313 | NetShelter SX 42U 1200 Split Feed Through Side Panels Black Qty 2 | https://www.se.com/us/en/product/AR7313 |  |  | RACKS AND ENCLOSURES | Racks and Accessories | APC NetShelter Enclosure Components | 25.00(kilos) 55.13(lbs) | 35.98x46.38x6.77(in) 91.40x117.80x17.20(cent) |  |  | 731304287964 | 891.00 | 1150.00 | 1575.00
| AR7314 | NetShelter SX 48U 1200 Split Feed Through Side Panels Black Qty 2 | https://www.se.com/us/en/product/AR7314 |  |  | RACKS AND ENCLOSURES | Racks and Accessories | APC NetShelter Enclosure Components | 29.00(kilos) 63.95(lbs) | 41.26x46.38x6.77(in) 104.80x117.80x17.20(cent) |  |  | 731304287971 | 988.00 | 1275.00 | 1745.00
| AR7315 | NetShelter SX 45U 1070 Split Feed Through Side Panels Black Qty 2 | https://www.se.com/us/en/product/AR7315 |  |  | RACKS AND ENCLOSURES | Racks and Accessories | APC NetShelter Enclosure Components | 23.30(kilos) 51.38(lbs) | 41.73x39.76x7.28(in) 106.00x101.00x18.50(cent) |  |  | 731304290292 | 669.00 | 859.00 | 1185.00
| AR7316 | NetShelter SX 45U 1200 Split Feed Through Side Panels Black Qty 2 | https://www.se.com/us/en/product/AR7316 |  |  | RACKS AND ENCLOSURES | Racks and Accessories | APC NetShelter Enclosure Components | 26.50(kilos) 58.43(lbs) | 46.46x39.76x7.28(in) 118.00x101.00x18.50(cent) |  |  | 731304290308 | 830.00 | 1075.00 | 1465.00
| AR7360 | NetShelter SX 12U 900mm Deep Side Panel (Qty 1) | https://www.se.com/us/en/product/AR7360 |  |  | RACKS AND ENCLOSURES | Racks and Accessories | APC NetShelter Enclosure Components | 7.00(kilos) 15.44(lbs) | 4.72x41.93x21.65(in) 12.00x106.50x55.00(cent) |  |  | 731304348061 | 391.00 | 499.00 | 689.00
| AR7361 | NetShelter SX 18U 900mm Deep Side Panel (Qty 1) | https://www.se.com/us/en/product/AR7361 |  |  | RACKS AND ENCLOSURES | Racks and Accessories | APC NetShelter Enclosure Components | 9.50(kilos) 20.95(lbs) | 4.72x41.93x31.89(in) 12.00x106.50x81.00(cent) |  |  | 731304348078 | 500.00 | 639.00 | 882.00
| AR7362 | NetShelter SX 12U 1070mm Deep Side Panel (Qty 1) | https://www.se.com/us/en/product/AR7362 |  |  | RACKS AND ENCLOSURES | Racks and Accessories | APC NetShelter Enclosure Components | 7.50(kilos) 16.54(lbs) | 4.72x41.93x21.46(in) 12.00x106.50x54.50(cent) |  |  | 731304348085 | 409.00 | 529.00 | 721.00
| AR7363 | NetShelter SX 18U 1070mm Deep Side Panel (Qty 1) | https://www.se.com/us/en/product/AR7363 |  |  | RACKS AND ENCLOSURES | Racks and Accessories | APC NetShelter Enclosure Components | 11.50(kilos) 25.36(lbs) | 4.72x41.93x31.89(in) 12.00x106.50x81.00(cent) |  |  | 731304348092 | 518.00 | 669.00 | 914.00
| AR7371 | NetShelter SX 48U 1070mm Deep Split Side Panels Black Qty 2 | https://www.se.com/us/en/product/AR7371 |  |  | RACKS AND ENCLOSURES | Racks and Accessories | APC NetShelter Enclosure Components | 23.60(kilos) 52.04(lbs) | 41.50x7.01x42.13(in) 105.40x17.80x107.00(cent) |  |  | 731304226567 | 413.00 | 529.00 | 729.00
| AR7375 | NetShelter SX 48U 1070 Split Feed Through Side Panels Black Qty 2 | https://www.se.com/us/en/product/AR7375 |  |  | RACKS AND ENCLOSURES | Racks and Accessories | APC NetShelter Enclosure Components | 25.00(kilos) 55.13(lbs) | 41.26x41.26x6.77(in) 104.80x104.80x17.20(cent) |  |  | 731304287988 | 941.00 | 1200.00 | 1665.00
| AR7502 | Vertical Cable Organizer, NetShelter SX, 42U (Qty. 2) | https://www.se.com/us/en/product/AR7502 |  |  | RACKS AND ENCLOSURES | Racks and Accessories | APC NetShelter Cable Management | 7.57(kilos) 16.69(lbs) | 87.99x8.50x5.51(in) 223.50x21.60x14.00(cent) |  |  | 731304234579 | 161.00 | 209.99 | 284.00
| AR7503 | NetShelter SX 42U 600mm Wide Recessed Rail Kit | https://www.se.com/us/en/product/AR7503 |  |  | RACKS AND ENCLOSURES | Racks and Accessories | APC NetShelter Shelving & Mounting Accessories | 5.68(kilos) 12.52(lbs) | 45.51x5.00x4.02(in) 115.60x12.70x10.20(cent) |  |  | 731304234616 | 182.00 | 239.99 | 321.00
| AR7504 | NetShelter SX 48U 600mm Wide Recessed Rail Kit | https://www.se.com/us/en/product/AR7504 |  |  | RACKS AND ENCLOSURES | Racks and Accessories | APC NetShelter Shelving & Mounting Accessories | 5.68(kilos) 12.52(lbs) | 45.51x5.00x4.02(in) 115.60x12.70x10.20(cent) |  |  | 731304234647 | 199.00 | 259.99 | 350.00
| AR7505 | Vertical Cable Organizer, Center Rear Mount, NetShelter SX | https://www.se.com/us/en/product/AR7505 |  |  | RACKS AND ENCLOSURES | Racks and Accessories | APC NetShelter Cable Management | 3.90(kilos) 8.60(lbs) | 43.50x7.99x12.01(in) 110.50x20.30x30.50(cent) |  |  | 731304234623 | 221.00 | 289.99 | 389.00
| AR7508 | NetShelter SX 42U 750mm Wide Recessed Rail Kit | https://www.se.com/us/en/product/AR7508 |  |  | RACKS AND ENCLOSURES | Racks and Accessories | APC NetShelter Shelving & Mounting Accessories | 13.00(kilos) 28.67(lbs) | 45.98x5.24x7.99(in) 116.80x13.30x20.30(cent) |  |  | 731304235620 | 245.00 | 319.99 | 432.00
| AR7510 | "NetShelter SX 42U, 23" EIA Mounting Rails for 750-mm Wide Enclosures, Square Holes Qty 4" | https://www.se.com/us/en/product/AR7510 |  |  | RACKS AND ENCLOSURES | Racks and Accessories | APC NetShelter Shelving & Mounting Accessories | 21.82(kilos) 48.11(lbs) | 80.98x12.52x6.50(in) 205.70x31.80x16.50(cent) |  |  | 731304253754 | 1230.00 | 1575.00 | 2165.00
| AR7511 | Narrow Vertical Cable Organizer, NetShelter SX, 42U | https://www.se.com/us/en/product/AR7511 |  |  | RACKS AND ENCLOSURES | Racks and Accessories | APC NetShelter Cable Management | 3.63(kilos) 8.01(lbs) | 80.98x5.00x6.26(in) 205.70x12.70x15.90(cent) |  |  | 731304257479 | 141.00 | 179.99 | 249.00
| AR7540 | Toolless Cable Management Rings (Qty 10) | https://www.se.com/us/en/product/AR7540 |  |  | RACKS AND ENCLOSURES | Racks and Accessories | APC NetShelter Cable Management | 0.41(kilos) 0.90(lbs) | 2.52x10.31x7.28(in) 6.40x26.20x18.50(cent) |  |  | 731304300830 | 39.00 | 49.99 | 69.00
| AR7552 | Vertical Cable Organizer, NetShelter SX, 45U | https://www.se.com/us/en/product/AR7552 |  |  | RACKS AND ENCLOSURES | Racks and Accessories | APC NetShelter Cable Management | 13.00(kilos) 28.67(lbs) | 88.19x8.66x5.91(in) 224.00x22.00x15.00(cent) |  |  | 731304290315 | 159.00 | 209.99 | 279.00
| AR7572 | Vertical Cable Organizer, NetShelter SX, 48U | https://www.se.com/us/en/product/AR7572 |  |  | RACKS AND ENCLOSURES | Racks and Accessories | APC NetShelter Cable Management | 7.89(kilos) 17.40(lbs) | 87.99x8.50x5.51(in) 223.50x21.60x14.00(cent) |  |  | 731304234562 | 160.00 | 209.99 | 282.00
| AR7578 | NetShelter SX 48U 750mm Wide Recessed Rail Kit | https://www.se.com/us/en/product/AR7578 |  |  | RACKS AND ENCLOSURES | Racks and Accessories | APC NetShelter Shelving & Mounting Accessories | 12.18(kilos) 26.86(lbs) | 45.98x5.24x7.99(in) 116.80x13.30x20.30(cent) |  |  | 731304235293 | 245.00 | 319.99 | 432.00
| AR7580A | Vertical Cable Manager for NetShelter SX 750mm Wide 42U | https://www.se.com/us/en/product/AR7580A |  |  | RACKS AND ENCLOSURES | Racks and Accessories | APC NetShelter Cable Management | 4.91(kilos) 10.83(lbs) | 7.99x5.87x42.13(in) 20.30x14.90x107.00(cent) |  |  | 731304300816 | 402.00 | 519.00 | 710.00
| AR7581A | Hinged Covers for NetShelter SX 750mm Wide 42U Vertical Cable Manager (Qty 2) | https://www.se.com/us/en/product/AR7581A |  |  | RACKS AND ENCLOSURES | Racks and Accessories | APC NetShelter Cable Management | 1.78(kilos) 3.92(lbs) | 2.52x6.38x38.39(in) 6.40x16.20x97.50(cent) |  |  | 731304300960 | 152.00 | 199.99 | 269.00
| AR7582A | Cable Retainer for NetShelter SX 750mm Wide Vertical Cable Managers (Qty 6) | https://www.se.com/us/en/product/AR7582A |  |  | RACKS AND ENCLOSURES | Racks and Accessories | APC NetShelter Cable Management | 0.16(kilos) 0.35(lbs) | 7.28x4.41x3.50(in) 18.50x11.20x8.90(cent) |  |  | 731304300977 | 60.00 | 79.99 | 105.00
| AR7585 | Vertical Cable Manager for NetShelter SX 750mm Wide 45U (Qty 2) | https://www.se.com/us/en/product/AR7585 |  |  | RACKS AND ENCLOSURES | Racks and Accessories | APC NetShelter Cable Management | 5.40(kilos) 11.91(lbs) | 8.07x39.37x6.30(in) 20.50x100.00x16.00(cent) | 8 |  | 731304300984 | 443.00 | 569.00 | 782.00
| AR7586 | Hinged Covers for NetShelter SX 750mm Wide 45U Vertical Cable Manager (Qty 2) | https://www.se.com/us/en/product/AR7586 |  |  | RACKS AND ENCLOSURES | Racks and Accessories | APC NetShelter Cable Management | 1.88(kilos) 4.14(lbs) | 2.52x6.34x43.74(in) 6.40x16.10x111.10(cent) |  |  | 731304300991 | 173.00 | 219.99 | 304.00
| AR7588 | Vertical Cable Manager for NetShelter SX 750mm Wide 48U | https://www.se.com/us/en/product/AR7588 |  |  | RACKS AND ENCLOSURES | Racks and Accessories | APC NetShelter Cable Management | 5.73(kilos) 12.63(lbs) | 7.99x6.50x42.99(in) 20.30x16.50x109.20(cent) |  |  | 731304301004 | 463.00 | 599.00 | 818.00
| AR7589 | Hinged Covers for NetShelter SX 750mm Wide 48U Vertical Cable Manager (Qty 2) | https://www.se.com/us/en/product/AR7589 |  |  | RACKS AND ENCLOSURES | Racks and Accessories | APC NetShelter Cable Management | 1.97(kilos) 4.34(lbs) | 2.52x6.38x43.74(in) 6.40x16.20x111.10(cent) |  |  | 731304301011 | 193.00 | 249.99 | 340.00
| AR7600 | NetShelter SX 42U/48U Baying Trim Kit Black | https://www.se.com/us/en/product/AR7600 |  |  | RACKS AND ENCLOSURES | Racks and Accessories | APC NetShelter Shelving & Mounting Accessories | 0.45(kilos) 0.99(lbs) | 3.50x3.50x20.24(in) 8.90x8.90x51.40(cent) |  |  | 731304226505 | 39.00 | 49.99 | 69.00
| AR7605 | Rack Leveling Pads and Spacers | https://www.se.com/us/en/product/AR7605 |  |  | RACKS AND ENCLOSURES | Racks and Accessories | APC NetShelter Shelving & Mounting Accessories | 3.14(kilos) 6.92(lbs) | 4.49x10.24x6.73(in) 11.40x26.00x17.10(cent) |  |  | 731304320296 | 193.00 | 249.99 | 340.00
| AR7700 | NetShelter SX 600mm/750mm Stabilizer Plate | https://www.se.com/us/en/product/AR7700 |  |  | RACKS AND ENCLOSURES | Racks and Accessories | APC NetShelter Shelving & Mounting Accessories | 4.90(kilos) 10.80(lbs) | 3.50x15.24x8.50(in) 8.90x38.70x21.60(cent) |  |  | 731304226536 | 108.00 | 139.99 | 190.00
| AR7701 | NetShelter SX Bolt-Down Kit | https://www.se.com/us/en/product/AR7701 |  |  | RACKS AND ENCLOSURES | Racks and Accessories | APC NetShelter Shelving & Mounting Accessories | 0.92(kilos) 2.03(lbs) | 2.01x9.02x6.50(in) 5.10x22.90x16.50(cent) |  |  | 731304234555 | 101.00 | 129.99 | 177.00
| AR7701A-S | NETSHELTER SX HIGH SEISMIC REGION & OSHPD BOLT-DOWN KIT | https://www.se.com/us/en/product/AR7701A-S |  |  | RACKS AND ENCLOSURES | Racks and Accessories | APC NetShelter Shelving & Mounting Accessories | 4.08(kilos) 9.00(lbs) | 4.49x15.00x10.51(in) 11.40x38.10x26.70(cent) |  |  | 731304335429 | 97.00 | 129.99 | 170.00
| AR7706 | Mounting Rail Brush Strips, NetShelter SX, 750mm Wide | https://www.se.com/us/en/product/AR7706 |  |  | RACKS AND ENCLOSURES | Racks and Accessories | APC NetShelter Cable Management | 1.06(kilos) 2.34(lbs) | 2.01x6.50x9.49(in) 5.10x16.50x24.10(cent) |  |  | 731304235279 | 251.00 | 319.99 | 442.00
| AR7707 | Cable Management Rings, 8 Inch Deep, NetShelter SX, 750mm Wide (Qty. 8) | https://www.se.com/us/en/product/AR7707 |  |  | RACKS AND ENCLOSURES | Racks and Accessories | APC NetShelter Cable Management | 1.28(kilos) 2.82(lbs) | 17.52x5.51x1.73(in) 44.50x14.00x4.40(cent) |  |  | 731304235217 | 101.00 | 129.99 | 177.00
| AR7708 | NetShelter SX Air Recirculation Prevention Kit | https://www.se.com/us/en/product/AR7708 |  |  | RACKS AND ENCLOSURES | Racks and Accessories | APC NetShelter Airflow Management | 0.58(kilos) 1.28(lbs) | 4.25x9.65x20.75(in) 10.80x24.50x52.70(cent) |  |  | 731304235231 | 130.00 | 169.99 | 229.00
| AR7710 | Cable Containment Brackets with PDU Mounting Capability for NetShelter SX | https://www.se.com/us/en/product/AR7710 |  |  | RACKS AND ENCLOSURES | Racks and Accessories | APC NetShelter Cable Management | 2.27(kilos) 5.01(lbs) | 15.51x4.49x7.01(in) 39.40x11.40x17.80(cent) |  |  | 731304253600 | 156.00 | 199.99 | 275.00
| AR7711 | NetShelter Zero U Accessory Mounting Bracket | https://www.se.com/us/en/product/AR7711 |  |  | RACKS AND ENCLOSURES | Racks and Accessories | APC NetShelter Shelving & Mounting Accessories | 0.45(kilos) 0.99(lbs) | 4.49x6.50x7.52(in) 11.40x16.50x19.10(cent) |  |  | 731304255864 | 113.00 | 149.99 | 200.00
| AR7714 | NetShelter SX Roof Brush Strip | https://www.se.com/us/en/product/AR7714 |  |  | RACKS AND ENCLOSURES | Racks and Accessories | APC NetShelter Enclosure Components | 0.25(kilos) 0.55(lbs) | 2.01x9.25x6.50(in) 5.10x23.50x16.50(cent) |  |  | 731304256533 | 106.00 | 139.99 | 187.00
| AR7716 | NetShelter SX 750mm Wide x 1200mm Deep Networking Roof | https://www.se.com/us/en/product/AR7716 |  |  | RACKS AND ENCLOSURES | Racks and Accessories | APC NetShelter Enclosure Components | 12.73(kilos) 28.07(lbs) | 4.02x32.68x44.37(in) 10.20x83.00x112.70(cent) |  |  | 731304279204 | 467.00 | 599.00 | 824.00
| AR7716W | NetShelter SX 750mm Wide x 1200mm Deep Networking Roof SE White | https://www.se.com/us/en/product/AR7716W |  |  | RACKS AND ENCLOSURES | Racks and Accessories | APC NetShelter Enclosure Components | 12.70(kilos) 28.00(lbs) | 4.02x32.68x44.37(in) 10.20x83.00x112.70(cent) |  |  | 731304318750 | 467.00 | 599.00 | 824.00
| AR7717A | Vertical Cable Manager for NetShelter SX 42U Networking Enclosure (Qty 4) | https://www.se.com/us/en/product/AR7717A |  |  | RACKS AND ENCLOSURES | Racks and Accessories | APC NetShelter Cable Management | 5.14(kilos) 11.33(lbs) | 5.12x7.40x35.98(in) 13.00x18.80x91.40(cent) |  |  | 731304301028 | 382.00 | 489.00 | 674.00
| AR7719 | NetShelter ValueLine Swivel Caster Kit (Qty = 4) | https://www.se.com/us/en/product/AR7719 |  |  | RACKS AND ENCLOSURES | Racks and Accessories | APC NetShelter Enclosure Components | 2.50(kilos) 5.51(lbs) | 3.54x6.10x8.66(in) 9.00x15.50x22.00(cent) |  |  | 731304268468 | 102.00 | 129.99 | 180.00
| AR7720 | KoldLok Integral Raised Floor Grommet | https://www.se.com/us/en/product/AR7720 |  |  | RACKS AND ENCLOSURES | Racks and Accessories | APC NetShelter Airflow Management | 7.73(kilos) 17.04(lbs) | 13.27x8.50x17.01(in) 33.70x21.60x43.20(cent) |  |  | 731304259985 | 1475.00 | 1900.00 | 2600.00
| AR7721 | Vertical Cable Manager for NetShelter SX 600mm Wide 42U (Qty 2) | https://www.se.com/us/en/product/AR7721 |  |  | RACKS AND ENCLOSURES | Racks and Accessories | APC NetShelter Cable Management | 2.59(kilos) 5.71(lbs) | 6.42x2.52x33.39(in) 16.30x6.40x84.80(cent) |  |  | 731304301035 | 262.00 | 339.99 | 461.00
| AR7722 | Vertical Cable Manager for NetShelter SX 600mm Wide 45U (Qty 2) | https://www.se.com/us/en/product/AR7722 |  |  | RACKS AND ENCLOSURES | Racks and Accessories | APC NetShelter Cable Management | 2.73(kilos) 6.02(lbs) | 6.42x2.52x43.82(in) 16.30x6.40x111.30(cent) |  |  | 731304301653 | 282.00 | 359.99 | 497.00
| AR7723 | Vertical Cable Manager for NetShelter SX 600mm Wide 48U (Qty 2) | https://www.se.com/us/en/product/AR7723 |  |  | RACKS AND ENCLOSURES | Racks and Accessories | APC NetShelter Cable Management | 2.95(kilos) 6.50(lbs) | 6.42x2.52x43.82(in) 16.30x6.40x111.30(cent) |  |  | 731304301042 | 302.00 | 389.99 | 533.00
| AR7727 | Vertical Cable Manager for NetShelter SX 45U Networking Enclosure (Qty 4) | https://www.se.com/us/en/product/AR7727 |  |  | RACKS AND ENCLOSURES | Racks and Accessories | APC NetShelter Cable Management | 6.82(kilos) 15.04(lbs) | 7.01x5.98x42.91(in) 17.80x15.20x109.00(cent) |  |  | 731304301059 | 382.00 | 489.00 | 674.00
| AR7730 | KoldLok Surface Mount Raised Floor Grommet | https://www.se.com/us/en/product/AR7730 |  |  | RACKS AND ENCLOSURES | Racks and Accessories | APC NetShelter Airflow Management | 9.55(kilos) 21.06(lbs) | 9.25x14.49x20.98(in) 23.50x36.80x53.30(cent) |  |  | 731304259992 | 2240.00 | 2875.00 | 3950.00
| AR7731 | NetShelter SX External Air Sealing Kit | https://www.se.com/us/en/product/AR7731 |  |  | RACKS AND ENCLOSURES | Racks and Accessories | APC NetShelter Airflow Management | 10.17(kilos) 22.42(lbs) | 4.76x5.75x26.26(in) 12.10x14.60x66.70(cent) |  |  | 731304311614 | 807.00 | 1050.00 | 1425.00
| AR7737 | Vertical Cable Manager for NetShelter SX 48U Networking Enclosure (Qty 4) | https://www.se.com/us/en/product/AR7737 |  |  | RACKS AND ENCLOSURES | Racks and Accessories | APC NetShelter Cable Management | 7.27(kilos) 16.03(lbs) | 7.01x5.98x42.91(in) 17.80x15.20x109.00(cent) |  |  | 731304301219 | 382.00 | 489.00 | 674.00
| AR8005 | 10-32 Hardware Kit | https://www.se.com/us/en/product/AR8005 |  |  | RACKS AND ENCLOSURES | Racks and Accessories | APC NetShelter Shelving & Mounting Accessories | 0.23(kilos) 0.51(lbs) | 1.73x6.50x9.25(in) 4.40x16.50x23.50(cent) |  |  | 731304098942 | 60.00 | 79.99 | 105.00
| AR8006A | Equipment Support Rails for 600mm Wide Enclosure | https://www.se.com/us/en/product/AR8006A |  |  | RACKS AND ENCLOSURES | Racks and Accessories | APC NetShelter Shelving & Mounting Accessories | 2.96(kilos) 6.53(lbs) | 25.98x3.27x3.39(in) 66.00x8.30x8.60(cent) |  |  | 731304234685 | 93.00 | 119.99 | 164.00
| AR8008BLK | Horizontal Cable Organizer Side Channel 18 to 30 inch adjustment | https://www.se.com/us/en/product/AR8008BLK |  |  | RACKS AND ENCLOSURES | Racks and Accessories | APC NetShelter Cable Management | 1.41(kilos) 3.11(lbs) | 3.50x3.50x20.75(in) 8.90x8.90x52.70(cent) |  |  | 731304199588 | 89.00 | 119.99 | 157.00
| AR8100 | M6 Hardware for 600mm Wide Enclosures | https://www.se.com/us/en/product/AR8100 |  |  | RACKS AND ENCLOSURES | Racks and Accessories | APC NetShelter Shelving & Mounting Accessories | 0.45(kilos) 0.99(lbs) | 2.52x9.49x6.50(in) 6.40x24.10x16.50(cent) |  |  | 731304002710 | 54.00 | 69.99 | 95.00
| AR8101BLK | "Blanking Panel Kit 19" Black (1U, 2U, 4U, 8U)" | https://www.se.com/us/en/product/AR8101BLK |  |  | RACKS AND ENCLOSURES | Racks and Accessories | APC NetShelter Airflow Management | 3.42(kilos) 7.54(lbs) | 1.50x23.50x14.49(in) 3.80x59.70x36.80(cent) |  |  | 731304107873 | 130.00 | 169.99 | 229.00
| AR8105BLK | Fixed Shelf - 50lbs/23kg, Black | https://www.se.com/us/en/product/AR8105BLK |  |  | RACKS AND ENCLOSURES | Racks and Accessories | APC NetShelter Shelving & Mounting Accessories | 4.26(kilos) 9.39(lbs) | 4.02x17.52x22.52(in) 10.20x44.50x57.20(cent) |  |  | 731304107859 | 93.00 | 119.99 | 164.00
| AR8108BLK | "1U Blanking Panel Kit 19" Black" | https://www.se.com/us/en/product/AR8108BLK |  |  | RACKS AND ENCLOSURES | Racks and Accessories | APC NetShelter Airflow Management | 0.74(kilos) 1.63(lbs) | 3.90x23.39x1.50(in) 9.90x59.40x3.80(cent) |  |  | 731304123385 | 43.00 | 59.99 | 76.00
| AR8112BLK | Bolt-down Bracket Kit, Black | https://www.se.com/us/en/product/AR8112BLK |  |  | RACKS AND ENCLOSURES | Racks and Accessories | APC NetShelter Shelving & Mounting Accessories | 1.59(kilos) 3.50(lbs) | 3.50x5.00x6.50(in) 8.90x12.70x16.50(cent) |  |  | 731304124177 | 76.00 | 99.99 | 135.00
| AR8113A | Cable Management Rings (Qty. 5 Large and 5 Small Rings) | https://www.se.com/us/en/product/AR8113A |  |  | RACKS AND ENCLOSURES | Racks and Accessories | APC NetShelter Cable Management | 0.91(kilos) 2.00(lbs) | 2.01x6.50x9.49(in) 5.10x16.50x24.10(cent) |  |  | 731304111320 | 86.00 | 109.99 | 151.00
| AR8122BLK | Fixed Shelf - 250lbs/114kg, Black | https://www.se.com/us/en/product/AR8122BLK |  |  | RACKS AND ENCLOSURES | Racks and Accessories | APC NetShelter Shelving & Mounting Accessories | 10.44(kilos) 23.02(lbs) | 30.51x3.50x22.68(in) 77.50x8.90x57.60(cent) |  |  | 731304107842 | 143.00 | 189.99 | 252.00
| AR8123BLK | Sliding Shelf - 100lbs/45kg Black | https://www.se.com/us/en/product/AR8123BLK |  |  | RACKS AND ENCLOSURES | Racks and Accessories | APC NetShelter Shelving & Mounting Accessories | 17.69(kilos) 39.01(lbs) | 32.01x3.50x32.99(in) 81.30x8.90x83.80(cent) |  |  | 731304107866 | 317.00 | 409.00 | 559.00
| AR8125 | "Shelf, Adjustable 18"-25" 250 lb Black" | https://www.se.com/us/en/product/AR8125 |  |  | RACKS AND ENCLOSURES | Racks and Accessories | APC NetShelter Shelving & Mounting Accessories | 7.27(kilos) 16.03(lbs) | 25.24x25.24x2.99(in) 64.10x64.10x7.60(cent) |  |  | 731304282402 | 176.00 | 229.99 | 311.00
| AR8126ABLK | "17" Keyboard Drawer Black" | https://www.se.com/us/en/product/AR8126ABLK |  |  | RACKS AND ENCLOSURES | Racks and Accessories | APC NetShelter Shelving & Mounting Accessories | 5.56(kilos) 12.26(lbs) | 3.50x22.52x21.50(in) 8.90x57.20x54.60(cent) |  |  | 731304120308 | 351.00 | 449.00 | 618.00
| AR8127BLK | "19" Rotating Keyboard Drawer Black" | https://www.se.com/us/en/product/AR8127BLK |  |  | RACKS AND ENCLOSURES | Racks and Accessories | APC NetShelter Shelving & Mounting Accessories | 16.59(kilos) 36.58(lbs) | 8.50x25.51x36.50(in) 21.60x64.80x92.70(cent) |  |  | 731304015932 | 567.00 | 729.00 | 1005.00
| AR8128BLK | Sliding Shelf - 200lbs/91kg Black | https://www.se.com/us/en/product/AR8128BLK |  |  | RACKS AND ENCLOSURES | Racks and Accessories | APC NetShelter Shelving & Mounting Accessories | 21.32(kilos) 47.00(lbs) | 8.50x25.51x36.50(in) 21.60x64.80x92.70(cent) |  |  | 731304015925 | 612.00 | 779.00 | 1080.00
| AR8129 | Cable Management Arm | https://www.se.com/us/en/product/AR8129 |  |  | RACKS AND ENCLOSURES | Racks and Accessories | APC NetShelter Cable Management | 0.55(kilos) 1.21(lbs) | 2.01x2.52x19.02(in) 5.10x6.40x48.30(cent) |  |  | 731304003557 | 145.00 | 189.99 | 255.00
| AR8132A | Combination Lock Handles (Qty 2) | https://www.se.com/us/en/product/AR8132A |  |  | RACKS AND ENCLOSURES | Racks and Accessories | APC NetShelter Enclosure Components | 0.34(kilos) 0.75(lbs) | 2.01x4.02x7.99(in) 5.10x10.20x20.30(cent) |  |  | 731304232568 | 275.00 | 349.99 | 484.00
| AR8136BLK | "APC 1U 19" Black Modular Toolless Blanking Panel - Qty 10" | https://www.se.com/us/en/product/AR8136BLK |  |  | RACKS AND ENCLOSURES | Racks and Accessories | APC NetShelter Airflow Management | 1.64(kilos) 3.62(lbs) | 4.13x9.80x20.71(in) 10.50x24.90x52.60(cent) |  |  | 731304219200 | 74.00 | 99.99 | 130.00
| AR8136BLK200 | "APC 1U 19" Black Modular Toolless Blanking Panel - Qty 200" | https://www.se.com/us/en/product/AR8136BLK200 |  |  | RACKS AND ENCLOSURES | Racks and Accessories | APC NetShelter Airflow Management | 25.86(kilos) 57.01(lbs) | 17.52x20.75x19.72(in) 44.50x52.70x50.10(cent) |  |  | 731304231301 | 785.00 | 1000.00 | 1385.00
| AR8136WHT | "APC 1U 19" White Modular Toolless Blanking Panel - Qty 10" | https://www.se.com/us/en/product/AR8136WHT |  |  | RACKS AND ENCLOSURES | Racks and Accessories | APC NetShelter Airflow Management | 1.64(kilos) 3.62(lbs) | 4.13x20.71x9.80(in) 10.50x52.60x24.90(cent) |  |  | 731304320982 | 74.00 | 99.99 | 130.00
| AR8136WHT200 | "APC 1U 19" White Modular Toolless Blanking Panel - Qty 200" | https://www.se.com/us/en/product/AR8136WHT200 |  |  | RACKS AND ENCLOSURES | Racks and Accessories | APC NetShelter Airflow Management | 25.91(kilos) 57.13(lbs) | 20.00x20.51x17.52(in) 50.80x52.10x44.50(cent) |  |  | 731304320999 | 785.00 | 1000.00 | 1385.00
| AR8150BLK | "Adapter Kit 23" to 19", Black" | https://www.se.com/us/en/product/AR8150BLK |  |  | RACKS AND ENCLOSURES | Racks and Accessories | APC NetShelter Shelving & Mounting Accessories | 0.40(kilos) 0.88(lbs) | 1.73x6.50x9.25(in) 4.40x16.50x23.50(cent) |  |  | 731304199571 | 60.00 | 79.99 | 105.00
| AR8162ABLK | Data Cable Partition, NetShelter, 600mm Wide | https://www.se.com/us/en/product/AR8162ABLK |  |  | RACKS AND ENCLOSURES | Racks and Accessories | APC NetShelter Cable Management | 2.73(kilos) 6.02(lbs) | 7.99x24.02x7.01(in) 20.30x61.00x17.80(cent) |  |  | 731304194842 | 76.00 | 99.99 | 134.00
| AR8163ABLK | Data Cable Partition, NetShelter, 600mm Wide, pass-through | https://www.se.com/us/en/product/AR8163ABLK |  |  | RACKS AND ENCLOSURES | Racks and Accessories | APC NetShelter Cable Management | 2.73(kilos) 6.02(lbs) | 7.99x24.02x7.01(in) 20.30x61.00x17.80(cent) |  |  | 731304194859 | 76.00 | 99.99 | 134.00
| AR8164ABLK | "Cable Ladder 6" (15cm) Wide w/Ladder Attachment Kit (AR8166ABLK)" | https://www.se.com/us/en/product/AR8164ABLK |  |  | RACKS AND ENCLOSURES | Racks and Accessories | APC NetShelter Cable Management | 10.46(kilos) 23.06(lbs) | 119.49x12.99x2.99(in) 303.50x33.00x7.60(cent) |  |  | 731304198963 | 313.00 | 399.99 | 553.00
| AR8164AKIT | "Cable Ladder 6" (15cm) Wide (Qty 1)" | https://www.se.com/us/en/product/AR8164AKIT |  |  | RACKS AND ENCLOSURES | Racks and Accessories | APC NetShelter Cable Management | 10.45(kilos) 23.04(lbs) | 119.49x12.99x2.99(in) 303.50x33.00x7.60(cent) |  |  | 731304202882 | 244.00 | 319.99 | 430.00
| AR8165ABLK | "Cable Ladder 12" (30cm) Wide w/Ladder Attachment Kit (AR8166ABLK)" | https://www.se.com/us/en/product/AR8165ABLK |  |  | RACKS AND ENCLOSURES | Racks and Accessories | APC NetShelter Cable Management | 11.59(kilos) 25.56(lbs) | 119.49x12.99x2.99(in) 303.50x33.00x7.60(cent) |  |  | 731304198956 | 330.00 | 429.00 | 582.00
| AR8165AKIT | "Cable Ladder 12" (30cm) Wide (Qty 1)" | https://www.se.com/us/en/product/AR8165AKIT |  |  | RACKS AND ENCLOSURES | Racks and Accessories | APC NetShelter Cable Management | 11.60(kilos) 25.58(lbs) | 119.49x12.99x2.99(in) 303.50x33.00x7.60(cent) |  |  | 731304202875 | 254.00 | 329.99 | 448.00
| AR8166ABLK | Cable Ladder Attachment Kit, Power Cable Troughs | https://www.se.com/us/en/product/AR8166ABLK |  |  | RACKS AND ENCLOSURES | Racks and Accessories | APC NetShelter Cable Management | 1.82(kilos) 4.01(lbs) | 3.50x20.75x3.50(in) 8.90x52.70x8.90(cent) |  |  | 731304203032 | 104.00 | 139.99 | 184.00
| AR8172BLK | Data Cable Partition, NetShelter, 750mm Wide | https://www.se.com/us/en/product/AR8172BLK |  |  | RACKS AND ENCLOSURES | Racks and Accessories | APC NetShelter Cable Management | 3.64(kilos) 8.03(lbs) | 8.31x29.29x6.50(in) 21.10x74.40x16.50(cent) |  |  | 731304199182 | 121.00 | 159.99 | 213.00
| AR8173BLK | Data Cable Partition, NetShelter, 750mm Wide, pass-through | https://www.se.com/us/en/product/AR8173BLK |  |  | RACKS AND ENCLOSURES | Racks and Accessories | APC NetShelter Cable Management | 3.64(kilos) 8.03(lbs) | 8.31x29.29x6.50(in) 21.10x74.40x16.50(cent) |  |  | 731304199175 | 121.00 | 159.99 | 213.00
| AR8177BLK | Cable Ladder Attachment Kit, 750mm Wide, Data Cable Partitions | https://www.se.com/us/en/product/AR8177BLK |  |  | RACKS AND ENCLOSURES | Racks and Accessories | APC NetShelter Cable Management | 0.40(kilos) 0.88(lbs) | 1.73x9.25x6.50(in) 4.40x23.50x16.50(cent) |  |  | 731304206026 | 126.00 | 169.99 | 223.00
| AR8184 | Cable Partition, 300mm | https://www.se.com/us/en/product/AR8184 |  |  | RACKS AND ENCLOSURES | Racks and Accessories | APC NetShelter Cable Management | 1.80(kilos) 3.97(lbs) | 8.19x13.15x6.50(in) 20.80x33.40x16.50(cent) |  |  | 731304261674 | 71.00 | 89.99 | 125.00
| AR8186 | Bracket Kit, Cable Ladder Elevation | https://www.se.com/us/en/product/AR8186 |  |  | RACKS AND ENCLOSURES | Racks and Accessories | APC NetShelter Cable Management | 0.75(kilos) 1.65(lbs) | 3.74x7.32x4.88(in) 9.50x18.60x12.40(cent) |  |  | 731304266396 | 76.00 | 99.99 | 135.00
| AR8190BLK | Third Party Rack Trough and Partition Adapter | https://www.se.com/us/en/product/AR8190BLK |  |  | RACKS AND ENCLOSURES | Racks and Accessories | APC NetShelter Cable Management | 6.36(kilos) 14.02(lbs) | 4.02x16.50x32.52(in) 10.20x41.90x82.60(cent) |  |  | 731304191056 | 347.00 | 449.00 | 612.00
| AR8355 | NetShelter WX Vented Gland Plates | https://www.se.com/us/en/product/AR8355 |  |  | RACKS AND ENCLOSURES | Racks and Accessories | APC NetShelter Airflow Management | 0.98(kilos) 2.16(lbs) | 2.28x12.60x9.21(in) 5.80x32.00x23.40(cent) |  |  | 731304120162 | 46.00 | 59.99 | 81.00
| AR8356 | NETSHELTER 13U GLASS DOOR | https://www.se.com/us/en/product/AR8356 |  |  | RACKS AND ENCLOSURES | Racks and Accessories | APC NetShelter Enclosure Components | 6.14(kilos) 13.54(lbs) | 27.99x25.98x7.99(in) 71.10x66.00x20.30(cent) |  |  | 731304120179 | 212.00 | 279.99 | 374.00
| AR8358 | NESHELTER 13U REAR DOOR | https://www.se.com/us/en/product/AR8358 |  |  | RACKS AND ENCLOSURES | Racks and Accessories | APC NetShelter Enclosure Components | 14.32(kilos) 31.58(lbs) | 27.99x25.98x7.99(in) 71.10x66.00x20.30(cent) |  |  | 731304120193 | 160.00 | 209.99 | 282.00
| AR8359 | NetShelter WX Caster Kit | https://www.se.com/us/en/product/AR8359 |  |  | RACKS AND ENCLOSURES | Racks and Accessories | APC NetShelter Enclosure Components | 5.00(kilos) 11.03(lbs) | 3.50x22.76x21.50(in) 8.90x57.80x54.60(cent) |  |  | 731304195252 | 173.00 | 219.99 | 304.00
| AR8395 | 20U Copper Busbar Kit for NetShelter AV Enclosures | https://www.se.com/us/en/product/AR8395 |  |  | RACKS AND ENCLOSURES | Racks and Accessories | APC NetShelter Shelving & Mounting Accessories | 1.36(kilos) 3.00(lbs) | 38.27x3.27x2.52(in) 97.20x8.30x6.40(cent) |  |  | 731304282419 | 213.00 | 279.99 | 376.00
| AR8400 | 12-24 Hardware Kit | https://www.se.com/us/en/product/AR8400 |  |  | RACKS AND ENCLOSURES | Racks and Accessories | APC NetShelter Shelving & Mounting Accessories | 0.45(kilos) 0.99(lbs) | 6.61x6.61x1.73(in) 16.80x16.80x4.40(cent) |  |  | 731304015994 | 32.00 | 44.99 | 56.00
| AR8422 | Fixed Shelf - 250lbs | https://www.se.com/us/en/product/AR8422 |  |  | RACKS AND ENCLOSURES | Racks and Accessories | APC NetShelter Shelving & Mounting Accessories | 5.44(kilos) 11.99(lbs) | 10.98x21.50x11.50(in) 27.90x54.60x29.20(cent) |  |  | 731304199540 | 128.00 | 169.99 | 226.00
| AR8425A | Horizontal Cable Organizer 1U | https://www.se.com/us/en/product/AR8425A |  |  | RACKS AND ENCLOSURES | Racks and Accessories | APC NetShelter Cable Management | 0.86(kilos) 1.90(lbs) | 4.02x21.38x5.39(in) 10.20x54.30x13.70(cent) |  |  | 731304191940 | 67.00 | 89.99 | 118.00
| AR8426A | Horizontal Cable Organizer 2U | https://www.se.com/us/en/product/AR8426A |  |  | RACKS AND ENCLOSURES | Racks and Accessories | APC NetShelter Cable Management | 1.14(kilos) 2.51(lbs) | 4.02x21.38x5.39(in) 10.20x54.30x13.70(cent) |  |  | 731304191933 | 73.00 | 99.99 | 128.00
| AR8428 | Horizontal Cable Organizer 2U w/pass through holes | https://www.se.com/us/en/product/AR8428 |  |  | RACKS AND ENCLOSURES | Racks and Accessories | APC NetShelter Cable Management | 1.14(kilos) 2.51(lbs) | 4.02x21.34x5.39(in) 10.20x54.20x13.70(cent) |  |  | 731304207757 | 65.00 | 89.99 | 115.00
| AR8429 | Horizontal Cable Organizer 1U w/brush strip | https://www.se.com/us/en/product/AR8429 |  |  | RACKS AND ENCLOSURES | Racks and Accessories | APC NetShelter Cable Management | 0.38(kilos) 0.84(lbs) | 3.90x1.50x23.39(in) 9.90x3.80x59.40(cent) |  |  | 731304208174 | 54.00 | 69.99 | 95.00
| AR8442 | Vertical Cable Organizer, 8 Cable Rings, Zero U | https://www.se.com/us/en/product/AR8442 |  |  | RACKS AND ENCLOSURES | Racks and Accessories | APC NetShelter Cable Management | 2.06(kilos) 4.55(lbs) | 2.56x30.91x5.51(in) 6.50x78.50x14.00(cent) | 16 |  | 731304222590 | 191.00 | 249.99 | 337.00
| AR8443A | Vertical Fiber Organizer | https://www.se.com/us/en/product/AR8443A |  |  | RACKS AND ENCLOSURES | Racks and Accessories | APC NetShelter Cable Management | 2.09(kilos) 4.61(lbs) | 31.26x5.00x5.51(in) 79.40x12.70x14.00(cent) |  |  | 731304258889 | 210.00 | 269.99 | 370.00
| AR8444 | Spools for Vertical Fiber Organizer Qty. (4) | https://www.se.com/us/en/product/AR8444 |  |  | RACKS AND ENCLOSURES | Racks and Accessories | APC NetShelter Cable Management | 0.60(kilos) 1.32(lbs) | 10.24x5.98x7.24(in) 26.00x15.20x18.40(cent) |  |  | 731304256335 | 97.00 | 129.99 | 170.00
| AR8451 | APC Data Distribution 1U Panel, Holds 4 each Data Distribution Cables for a Total of 24 Ports | https://www.se.com/us/en/product/AR8451 |  |  | RACKS AND ENCLOSURES | Racks and Accessories | Network Connectivity | 0.64(kilos) 1.41(lbs) | 20.98x4.29x3.31(in) 53.30x10.90x8.40(cent) |  |  | 731304230632 | 39.00 | 49.99 | 69.00
| AR8462 | Cable Ladder Angle Clamp Kit | https://www.se.com/us/en/product/AR8462 |  |  | RACKS AND ENCLOSURES | Racks and Accessories | APC NetShelter Cable Management | 0.92(kilos) 2.03(lbs) | 6.50x7.24x5.51(in) 16.50x18.40x14.00(cent) |  |  | 731304233954 | 136.00 | 179.99 | 239.00
| AR8465 | Cable Ladder Wall Termination Kit | https://www.se.com/us/en/product/AR8465 |  |  | RACKS AND ENCLOSURES | Racks and Accessories | APC NetShelter Cable Management | 1.64(kilos) 3.62(lbs) | 5.00x15.00x3.27(in) 12.70x38.10x8.30(cent) |  |  | 731304233961 | 65.00 | 89.99 | 115.00
| AR8470 | AR106V Server Support Bracket | https://www.se.com/us/en/product/AR8470 |  |  | RACKS AND ENCLOSURES | Racks and Accessories | APC NetShelter Enclosure Components | 4.30(kilos) 9.48(lbs) | 7.99x5.51x48.62(in) 20.30x14.00x123.50(cent) |  |  | 731304407133 | 306.00 | 389.99 | 539.00
| AR8471 | AR106V Caster Kit. | https://www.se.com/us/en/product/AR8471 |  |  | RACKS AND ENCLOSURES | Racks and Accessories | APC NetShelter Enclosure Components | 2.27(kilos) 5.01(lbs) | 3.39x5.98x8.58(in) 8.60x15.20x21.80(cent) |  |  | 731304407140 | 109.00 | 139.99 | 193.00
| AR8472 | AR106V Filter. | https://www.se.com/us/en/product/AR8472 |  |  | RACKS AND ENCLOSURES | Racks and Accessories | APC NetShelter Enclosure Components | 1.36(kilos) 3.00(lbs) | 20.47x10.98x2.99(in) 52.00x27.90x7.60(cent) |  |  | 731304407157 | 109.00 | 139.99 | 193.00
| AR8560 | Cable Trough, Open Bottom, 600mm | https://www.se.com/us/en/product/AR8560 |  |  | RACKS AND ENCLOSURES | Racks and Accessories | APC NetShelter Cable Management | 7.35(kilos) 16.21(lbs) | 12.40x27.95x17.32(in) 31.50x71.00x44.00(cent) |  |  | 731304259664 | 169.00 | 219.99 | 298.00
| AR8561 | Cable Trough, 600mm | https://www.se.com/us/en/product/AR8561 |  |  | RACKS AND ENCLOSURES | Racks and Accessories | APC NetShelter Cable Management | 8.19(kilos) 18.06(lbs) | 12.40x27.95x17.32(in) 31.50x71.00x44.00(cent) |  |  | 731304253945 | 163.00 | 209.99 | 288.00
| AR8567 | Trough End Cap | https://www.se.com/us/en/product/AR8567 |  |  | RACKS AND ENCLOSURES | Racks and Accessories | APC NetShelter Cable Management | 1.52(kilos) 3.35(lbs) | 1.46x16.93x12.05(in) 3.70x43.00x30.60(cent) |  |  | 731304261605 | 58.00 | 79.99 | 102.00
| AR8571 | Cable Trough, 750mm | https://www.se.com/us/en/product/AR8571 |  |  | RACKS AND ENCLOSURES | Racks and Accessories | APC NetShelter Cable Management | 9.88(kilos) 21.79(lbs) | 12.40x33.86x17.32(in) 31.50x86.00x44.00(cent) |  |  | 731304253952 | 191.00 | 249.99 | 336.00
| AR8574 | Perforated Cover, Cable Trough, 600mm | https://www.se.com/us/en/product/AR8574 |  |  | RACKS AND ENCLOSURES | Racks and Accessories | APC NetShelter Cable Management | 2.69(kilos) 5.93(lbs) | 1.46x29.09x16.85(in) 3.70x73.90x42.80(cent) |  |  | 731304261667 | 101.00 | 129.99 | 177.00
| AR8575 | Perforated Cover, Cable Trough, 750mm | https://www.se.com/us/en/product/AR8575 |  |  | RACKS AND ENCLOSURES | Racks and Accessories | APC NetShelter Cable Management | 3.39(kilos) 7.47(lbs) | 1.46x32.99x16.85(in) 3.70x83.80x42.80(cent) |  |  | 731304261681 | 101.00 | 129.99 | 177.00
| AR8576 | Ladder Hanger Kit, Cable Trough | https://www.se.com/us/en/product/AR8576 |  |  | RACKS AND ENCLOSURES | Racks and Accessories | APC NetShelter Cable Management | 0.30(kilos) 0.66(lbs) | 1.97x9.13x6.50(in) 5.00x23.20x16.50(cent) |  |  | 731304259671 | 80.00 | 109.99 | 141.00
| AR8580 | Cable Trough, Open Bottom, 300mm | https://www.se.com/us/en/product/AR8580 |  |  | RACKS AND ENCLOSURES | Racks and Accessories | APC NetShelter Cable Management | 4.65(kilos) 10.25(lbs) | 12.40x17.32x16.14(in) 31.50x44.00x41.00(cent) |  |  | 731304259374 | 141.00 | 179.99 | 249.00
| AR8600A | "Horizontal Cable Manager, 2U x 4" Deep, Single-Sided with Cover" | https://www.se.com/us/en/product/AR8600A |  |  | RACKS AND ENCLOSURES | Racks and Accessories | APC NetShelter Cable Management | 1.36(kilos) 3.00(lbs) | 5.51x6.18x20.71(in) 14.00x15.70x52.60(cent) |  |  | 731304301097 | 136.00 | 179.99 | 239.00
| AR8602A | "Horizontal Cable Manager, 1U x 4" Deep, Single-Sided with Cover" | https://www.se.com/us/en/product/AR8602A |  |  | RACKS AND ENCLOSURES | Racks and Accessories | APC NetShelter Cable Management | 1.09(kilos) 2.40(lbs) | 3.70x6.18x20.71(in) 9.40x15.70x52.60(cent) |  |  | 731304301103 | 101.00 | 129.99 | 177.00
| AR8603A | "2U Horizontal Cable Manager, 6" Fingers Top, Bottom Tie Down" | https://www.se.com/us/en/product/AR8603A |  |  | RACKS AND ENCLOSURES | Racks and Accessories | APC NetShelter Cable Management | 1.50(kilos) 3.31(lbs) | 6.00x20.50x7.87(in) 15.24x52.07x20.00(cent) |  |  | 731304291527 | 178.00 | 229.99 | 314.00
| AR8605 | "3U Horizontal Cable Manager, 6" Fingers top and bottom" | https://www.se.com/us/en/product/AR8605 |  |  | RACKS AND ENCLOSURES | Racks and Accessories | APC NetShelter Cable Management | 1.65(kilos) 3.64(lbs) | 9.00x20.50x7.87(in) 22.86x52.07x20.00(cent) |  |  | 731304291534 | 191.00 | 249.99 | 337.00
| AR8606 | "2U Horizontal Cable Manager, 6" Fingers top and bottom" | https://www.se.com/us/en/product/AR8606 |  |  | RACKS AND ENCLOSURES | Racks and Accessories | APC NetShelter Cable Management | 1.25(kilos) 2.76(lbs) | 6.00x20.50x7.87(in) 15.24x52.07x20.00(cent) |  |  | 731304291541 | 126.00 | 169.99 | 223.00
| AR8612 | "1U Horizontal Cable Manager, 6" deep, Single-Sided" | https://www.se.com/us/en/product/AR8612 |  |  | RACKS AND ENCLOSURES | Racks and Accessories | APC NetShelter Cable Management | 1.05(kilos) 2.32(lbs) | 3.00x20.50x7.87(in) 7.62x52.07x20.00(cent) |  |  | 731304291558 | 113.00 | 149.99 | 200.00
| AR8615 | "CDX,Vertical Cable Manager, 84"x6"Wide, Single-Sided" | https://www.se.com/us/en/product/AR8615 |  |  | RACKS AND ENCLOSURES | Racks and Accessories | APC NetShelter Cable Management | 33.10(kilos) 72.99(lbs) | 9.80x21.26x89.76(in) 24.90x54.00x228.00(cent) |  |  | 731304291565 | 889.00 | 1150.00 | 1570.00
| AR8621 | Toolless Hook and Loop Cable Managers (Qty 10) | https://www.se.com/us/en/product/AR8621 |  |  | RACKS AND ENCLOSURES | Racks and Accessories | APC NetShelter Cable Management | 0.16(kilos) 0.35(lbs) | 3.22x7.07x4.66(in) 8.18x17.95x11.84(cent) |  |  | 731304258650 | 56.00 | 79.99 | 99.00
| AR8625 | "CDX, Vertical Cable Manager, 84"x6" wide, Double-Sided" | https://www.se.com/us/en/product/AR8625 |  |  | RACKS AND ENCLOSURES | Racks and Accessories | APC NetShelter Cable Management | 39.00(kilos) 86.00(lbs) | 11.97x32.52x90.04(in) 30.40x82.60x228.70(cent) |  |  | 731304291572 | 1505.00 | 1925.00 | 2650.00
| AR8635 | "CDX, Vertical Cable Manager, 84"x10" wide, Single-Sided" | https://www.se.com/us/en/product/AR8635 |  |  | RACKS AND ENCLOSURES | Racks and Accessories | APC NetShelter Cable Management | 35.40(kilos) 78.06(lbs) | 13.82x21.26x89.76(in) 35.10x54.00x228.00(cent) |  |  | 731304291589 | 1310.00 | 1675.00 | 2315.00
| AR8645 | "CDX, Vertical Cable Manager, 84"x10" wide Double-Sided" | https://www.se.com/us/en/product/AR8645 |  |  | RACKS AND ENCLOSURES | Racks and Accessories | APC NetShelter Cable Management | 43.10(kilos) 95.04(lbs) | 15.98x32.52x90.04(in) 40.60x82.60x228.70(cent) |  |  | 731304291596 | 1710.00 | 2175.00 | 3010.00
| AR8654 | Cable Fall for NetShelter Racks and Enclosures (Qty 2) | https://www.se.com/us/en/product/AR8654 |  |  | RACKS AND ENCLOSURES | Racks and Accessories | APC NetShelter Cable Management | 0.36(kilos) 0.79(lbs) | 3.50x4.41x7.28(in) 8.90x11.20x18.50(cent) |  |  | 731304301110 | 139.00 | 179.99 | 246.00
| AR8665 | "CDX, Vertical Cable Management, 84"x12" wide, Single-Sided" | https://www.se.com/us/en/product/AR8665 |  |  | RACKS AND ENCLOSURES | Racks and Accessories | APC NetShelter Cable Management | 36.30(kilos) 80.04(lbs) | 15.83x21.26x89.76(in) 40.20x54.00x228.00(cent) |  |  | 731304291602 | 1240.00 | 1600.00 | 2185.00
| AR8675 | "CDX, Vertical Cable Manager, 84"x12" wide, Double-Sided" | https://www.se.com/us/en/product/AR8675 |  |  | RACKS AND ENCLOSURES | Racks and Accessories | APC NetShelter Cable Management | 45.40(kilos) 100.11(lbs) | 17.95x32.52x90.04(in) 45.60x82.60x228.70(cent) |  |  | 731304291619 | 1855.00 | 2375.00 | 3275.00
| AR8678 | "CDX Side Cover, for Single Sided 84" Manager" | https://www.se.com/us/en/product/AR8678 |  |  | RACKS AND ENCLOSURES | Racks and Accessories | APC NetShelter Cable Management | 6.36(kilos) 14.02(lbs) | 1.85x16.26x48.50(in) 4.70x41.30x123.20(cent) |  |  | 731304291985 | 441.00 | 569.00 | 778.00
| AR8679 | "CDX,Side Cover, for Double Sided 84" Manager" | https://www.se.com/us/en/product/AR8679 |  |  | RACKS AND ENCLOSURES | Racks and Accessories | APC NetShelter Cable Management | 11.91(kilos) 26.26(lbs) | 2.64x25.00x50.51(in) 6.70x63.50x128.30(cent) |  |  | 731304291992 | 480.00 | 619.00 | 847.00
| AR8682 | "CDX, Connector Accessory Bracket, 10" (2 per kit)" | https://www.se.com/us/en/product/AR8682 |  |  | RACKS AND ENCLOSURES | Racks and Accessories | APC NetShelter Cable Management | 1.50(kilos) 3.31(lbs) | 3.63x9.50x15.00(in) 9.22x24.13x38.10(cent) |  |  | 731304291640 | 93.00 | 119.99 | 164.00
| AR8683 | "CDX, Connector Accessory Bracket, 12" (2 per kit)" | https://www.se.com/us/en/product/AR8683 |  |  | RACKS AND ENCLOSURES | Racks and Accessories | APC NetShelter Cable Management | 1.70(kilos) 3.75(lbs) | 3.63x9.50x15.00(in) 9.22x24.13x38.10(cent) |  |  | 731304291657 | 97.00 | 129.99 | 170.00
| AR8715 | "Valueline, Vertical Cable Manager for 2 & 4 Post Racks, 84"H X 6"W, Single-Sided with Door" | https://www.se.com/us/en/product/AR8715 |  |  | RACKS AND ENCLOSURES | Racks and Accessories | APC NetShelter Cable Management | 10.00(kilos) 22.05(lbs) | 9.29x12.99x45.98(in) 23.60x33.00x116.80(cent) |  |  | 731304300854 | 384.00 | 489.00 | 677.00
| AR8725 | "Valueline, Vertical Cable Manager for 2 & 4 Post Racks, 84"H X 6"W, Double-Sided with Doors" | https://www.se.com/us/en/product/AR8725 |  |  | RACKS AND ENCLOSURES | Racks and Accessories | APC NetShelter Cable Management | 17.05(kilos) 37.60(lbs) | 12.28x12.99x45.98(in) 31.20x33.00x116.80(cent) |  |  | 731304300861 | 490.00 | 629.00 | 864.00
| AR8765 | "Valueline, Vertical Cable Manager for 2 & 4 Post Racks, 84"H X 12"W, Single-Sided with Door" | https://www.se.com/us/en/product/AR8765 |  |  | RACKS AND ENCLOSURES | Racks and Accessories | APC NetShelter Cable Management | 11.82(kilos) 26.06(lbs) | 10.71x12.99x45.98(in) 27.20x33.00x116.80(cent) |  |  | 731304300908 | 576.00 | 739.00 | 1020.00
| AR8775 | "Valueline, Vertical Cable Manager for 2 & 4 Post Racks, 84"H X 12"W, Double-Sided with Doors" | https://www.se.com/us/en/product/AR8775 |  |  | RACKS AND ENCLOSURES | Racks and Accessories | APC NetShelter Cable Management | 22.05(kilos) 48.62(lbs) | 17.28x12.99x45.98(in) 43.90x33.00x116.80(cent) |  |  | 731304300922 | 673.00 | 859.00 | 1190.00
| AR9000RAMP | Ramp for SX3K Enclosure Removal from Shock Pallet | https://www.se.com/us/en/product/AR9000RAMP |  |  | RACKS AND ENCLOSURES | Racks and Accessories | APC NetShelter Shelving & Mounting Accessories | 71.67(kilos) 158.03(lbs) | 16.30x17.17x67.95(in) 41.40x43.60x172.60(cent) |  |  | 731304338833 | 2265.00 | 2900.00 | 3995.00
| AR9000RAMPX886 | Ramp for NetShelter SX Advanced Rack Removal from Shock Pallet | https://www.se.com/us/en/product/AR9000RAMPX886 |  |  | RACKS AND ENCLOSURES | Racks and Accessories | APC NetShelter Shelving & Mounting Accessories | 75.67(kilos) 166.85(lbs) | 16.30x17.17x69.13(in) 41.40x43.60x175.60(cent) |  |  | 731304775867 | 2655.00 | 3400.00 | 4680.00
| AR702480 | NetShelter SV 42U 800mm Wide Perforated Flat Door Black | https://www.se.com/us/en/product/AR702480 |  |  | MEDIUM RACKS AND ENCL | Racks and Accessories | APC NetShelter Enclosure Components | 26.20(kilos) 57.77(lbs) | 78.31x35.98x4.69(in) 198.90x91.40x11.90(cent) |  |  | 731304302278 | 360.00 | 459.00 | 635.00
| AR712107 | NetShelter SV 48U 600mm Wide Perforated Split Rear Doors Black | https://www.se.com/us/en/product/AR712107 |  |  | MEDIUM RACKS AND ENCL | Racks and Accessories | APC NetShelter Enclosure Components | 24.27(kilos) 53.52(lbs) | 88.82x17.09x5.87(in) 225.60x43.40x14.90(cent) |  |  | 731304302292 | 375.00 | 479.00 | 662.00
| AR712400 | NetShelter SV 42U 600mm Wide Perforated Split Rear Doors | https://www.se.com/us/en/product/AR712400 |  |  | MEDIUM RACKS AND ENCL | Racks and Accessories | APC NetShelter Enclosure Components | 21.77(kilos) 48.00(lbs) | 78.31x17.09x5.87(in) 198.90x43.40x14.90(cent) |  |  | 731304302315 | 356.00 | 459.00 | 628.00
| AR712480 | NetShelter SV 42U 800mm Wide Perforated Split Rear Doors | https://www.se.com/us/en/product/AR712480 |  |  | MEDIUM RACKS AND ENCL | Racks and Accessories | APC NetShelter Enclosure Components | 26.57(kilos) 58.59(lbs) | 78.31x21.02x5.87(in) 198.90x53.40x14.90(cent) |  |  | 731304302322 | 414.00 | 529.00 | 731.00
| AR824002 | Accessory Bracket (Qty 2), NetShelter SV | https://www.se.com/us/en/product/AR824002 |  |  | MEDIUM RACKS AND ENCL | Racks and Accessories | APC NetShelter Cable Management | 1.41(kilos) 3.11(lbs) | 8.54x5.20x6.38(in) 21.70x13.20x16.20(cent) |  |  | 731304302445 | 59.00 | 79.99 | 104.00
| AR7540100 | Toolless Cable Management Rings (Qty 100) | https://www.se.com/us/en/product/AR7540100 |  |  | RACKS AND ENCLOSURES | Racks and Accessories | APC NetShelter Cable Management | 3.41(kilos) 7.52(lbs) | 9.80x22.80x10.98(in) 24.90x57.90x27.90(cent) |  |  | 731304300953 | 382.00 | 489.00 | 674.00
| DDCC6-015 | APC Data Distribution Cable, CAT6 UTP CMR 6XRJ-45 Black, 15FT (4.5M) | https://www.se.com/us/en/product/DDCC6-015 |  |  | RACKS AND ENCLOSURES | Racks and Accessories | Network Connectivity | 2.20(kilos) 4.85(lbs) | 3.50x13.50x13.50(in) 8.90x34.30x34.30(cent) |  |  | 731304252467 | 243.00 | 309.99 | 429.00
| DDCC6-019 | APC Data Distribution Cable, CAT6 UTP CMR 6XRJ-45 Black, 19FT (5.7M) | https://www.se.com/us/en/product/DDCC6-019 |  |  | RACKS AND ENCLOSURES | Racks and Accessories | Network Connectivity | 2.60(kilos) 5.73(lbs) | 3.50x13.50x13.50(in) 8.90x34.30x34.30(cent) |  |  | 731304252443 | 262.00 | 339.99 | 461.00
| DDCC6-045 | APC Data Distribution Cable, CAT6 UTP CMR 6XRJ-45 Black, 45FT (13.7M) | https://www.se.com/us/en/product/DDCC6-045 |  |  | RACKS AND ENCLOSURES | Racks and Accessories | Network Connectivity | 5.20(kilos) 11.47(lbs) | 4.49x13.50x13.50(in) 11.40x34.30x34.30(cent) |  |  | 731304252511 | 382.00 | 489.00 | 673.00
| DDCC6-050 | APC Data Distribution Cable, CAT6 UTP CMR 6XRJ-45 Black, 50FT (15.2M) | https://www.se.com/us/en/product/DDCC6-050 |  |  | RACKS AND ENCLOSURES | Racks and Accessories | Network Connectivity | 5.71(kilos) 12.59(lbs) | 5.98x13.50x13.50(in) 15.20x34.30x34.30(cent) |  |  | 731304252504 | 421.00 | 539.00 | 742.00
| DDCC6-060 | APC Data Distribution Cable, CAT6 UTP CMR 6XRJ-45 Black, 60FT (18.2M) | https://www.se.com/us/en/product/DDCC6-060 |  |  | RACKS AND ENCLOSURES | Racks and Accessories | Network Connectivity | 6.71(kilos) 14.80(lbs) | 5.98x13.50x13.50(in) 15.20x34.30x34.30(cent) |  |  | 731304252580 | 469.00 | 599.00 | 827.00
| QHYPERPOD | HyperPod ETO & Associated Parts | https://www.se.com/us/en/product/QHYPERPOD |  |  | RACKS AND ENCLOSURES | Racks and Accessories | APC NetShelter Airflow Management | [5 empty] | Call for Quote | Call for Quote | Call for Quote
Rack Power Distribution >> Power Distribution | AP9626 | APC Step-Down Transformer RM 2U 208V IN 120V OUT w/5-20 Receptacles | https://www.se.com/us/en/product/AP9626 | 208 | 120 | SMART-UPS OVER 1.5 KVA | Power Distribution | Step-Down Transformer | 50.00(kilos) 110.25(lbs) | 10.00x24.49x37.52(in) 25.40x62.20x95.30(cent) |  |  | 731304249139 | 793.00 | 989.00 | 1360.00
| AP9627 | APC Step-Down Transformer RM 2U 208V IN 120V OUT w/L5-20 Receptacles | https://www.se.com/us/en/product/AP9627 | 208 | 120 | SMART-UPS OVER 1.5 KVA | Power Distribution | Step-Down Transformer | 50.00(kilos) 110.25(lbs) | 10.00x24.49x37.52(in) 25.40x62.20x95.30(cent) |  |  | 731304249146 | 788.00 | 979.00 | 1355.00
| AP9628 | APC Step-Down Transformer RM 2U 208V IN 120V OUT w/Hardwire Input/Output | https://www.se.com/us/en/product/AP9628 | 208 |  | SMART-UPS OVER 1.5 KVA | Power Distribution | Step-Down Transformer | 50.00(kilos) 110.25(lbs) | 10.00x24.49x37.52(in) 25.40x62.20x95.30(cent) |  |  | 731304249153 | 901.00 | 1125.00 | 1545.00
| APTF10KT01 | APC 208V/120V 10KVA Step down Transformer | https://www.se.com/us/en/product/APTF10KT01 | 208 | 120 ,240 | SMART-UPS ON-LINE | Power Distribution | Step-Down Transformer | 125.00(kilos) 275.63(lbs) | 15.98x23.62x39.37(in) 40.60x60.00x100.00(cent) |  |  | 731304242215 | 2755.00 | 3425.00 | 4720.00
| APTF10KW01 | APC WW 10KVA Isolation Transformer | https://www.se.com/us/en/product/APTF10KW01 | 208 ,240 | 120 ,208 ,230 ,240 | SMART-UPS ON-LINE | Power Distribution | Step-Down Transformer | 124.74(kilos) 275.05(lbs) | 15.98x39.37x23.62(in) 40.60x100.00x60.00(cent) | 6 |  | 731304242208 | 2535.00 | 3150.00 | 4340.00
| APTF20KW01 | APC WW 20KVA Isolation Transformer | https://www.se.com/us/en/product/APTF20KW01 | 100 ,120 ,200 ,208 ,230 ,400 3 PH | 100 ,120 ,200 ,208 ,230 | SYMMETRA (1PHASE) | Power Distribution | Step-Down Transformer | 143.18(kilos) 315.71(lbs) | 19.02x23.62x39.37(in) 48.30x60.00x100.00(cent) |  |  | 731304242222 | 3405.00 | 4400.00 | 5840.00
| SURT003 | APC Smart-UPS RT Tower Isolation/Step-Down Transformer 5000VA 208/120V | https://www.se.com/us/en/product/SURT003 | 208 20 | 120 12 | SMART-UPS ON-LINE | Power Distribution | Step-Down Transformer | 63.64(kilos) 140.33(lbs) | 13.66x23.74x38.58(in) 34.70x60.30x98.00(cent) |  |  | 731304217800 | 1135.00 | 1425.00 | 1940.00
| SURT004 | APC Smart-UPS RT Tower Isolation/Step-Down Transformer | https://www.se.com/us/en/product/SURT004 | 200 | 100 10 | SMART-UPS ON-LINE | Power Distribution | Step-Down Transformer | 63.64(kilos) 140.33(lbs) | 13.66x23.74x38.58(in) 34.70x60.30x98.00(cent) |  |  | 731304217817 | 1185.00 | 1475.00 | 2030.00
| SYTF2J | APC Symmetra RM 200 to 100V Step-Down Transformer, (12) 5-20R | https://www.se.com/us/en/product/SYTF2J | 200 |  | SYMMETRA (1PHASE) | Power Distribution | Step-Down Transformer | 50.00(kilos) 110.25(lbs) | 10.00x24.49x37.52(in) 25.40x62.20x95.30(cent) |  |  | 731304104346 | 971.00 | 1250.00 | 1665.00
Racks and Enclosures >> Racks and Accessories | 0H-1853 | KIT-DOOR SWITCH | https://www.se.com/us/en/product/0H-1853 |  |  | RACKS AND ENCLOSURES | Racks and Accessories | EcoStruxure Micro Data Centers | 0.23(kilos) 0.50(lbs) | 3.00x1.00x1.00(in) 7.62x2.54x2.54(cent) |  |  | 731304578215 | Call for Quote | Call for Quote | Call for Quote
| AR100 | NetShelter WX 13U w/Threaded Hole Vertical Mounting Rail Glass Front Door Black | https://www.se.com/us/en/product/AR100 |  |  | RACKS AND ENCLOSURES | Racks and Accessories | APC NetShelter Wall-mount Enclosures | 52.16(kilos) 115.01(lbs) | 32.99x30.51x27.01(in) 83.80x77.50x68.60(cent) |  |  | 731304111429 | 863.00 | 1100.00 | 1525.00
| AR100HD | NetShelter WX 13U w/Threaded Hole Vertical Mounting Rail Vented Front Door Black | https://www.se.com/us/en/product/AR100HD |  |  | RACKS AND ENCLOSURES | Racks and Accessories | APC NetShelter Wall-mount Enclosures | 52.17(kilos) 115.03(lbs) | 32.99x30.51x27.01(in) 83.80x77.50x68.60(cent) |  |  | 731304111467 | 863.00 | 1100.00 | 1525.00
| AR106 | NetShelter WX 6U Wall Mount Cabinet | https://www.se.com/us/en/product/AR106 |  |  | RACKS AND ENCLOSURES | Racks and Accessories | APC NetShelter Wall-mount Enclosures | 14.56(kilos) 32.10(lbs) | 11.54x27.09x19.09(in) 29.30x68.80x48.50(cent) |  |  | 731304317265 | 254.00 | 329.99 | 447.00
| AR106SH4 | APC NetShelter WX 6U Single Hinged Wall-mount Enclosure 400mm Deep | https://www.se.com/us/en/product/AR106SH4 |  |  | RACKS AND ENCLOSURES | Racks and Accessories | APC NetShelter Wall-mount Enclosures | 13.56(kilos) 29.90(lbs) | 17.13x26.97x19.09(in) 43.50x68.50x48.50(cent) |  |  | 731304402671 | 313.00 | 399.99 | 552.00
| AR106SH6 | APC NetShelter WX 6U Single Hinged Wall-mount Enclosure 600mm Deep | https://www.se.com/us/en/product/AR106SH6 |  |  | RACKS AND ENCLOSURES | Racks and Accessories | APC NetShelter Wall-mount Enclosures | 19.66(kilos) 43.35(lbs) | 15.75x27.56x27.56(in) 40.00x70.00x70.00(cent) | 6 |  | 731304402688 | 443.00 | 569.00 | 782.00
| AR106V | NetShelter WX 6U Low-Profile Wallmount Enclosure 120V Fans | https://www.se.com/us/en/product/AR106V | 100 10 |  | RACKS AND ENCLOSURES | Racks and Accessories | APC NetShelter Wall-mount Enclosures | 44.91(kilos) 99.03(lbs) | 16.81x41.89x28.90(in) 42.70x106.40x73.40(cent) |  |  | 731304402022 | 1065.00 | 1375.00 | 1875.00
| AR106VI | NetShelter WX 6U Low-Profile Wallmount Enclosure 230V Fans | https://www.se.com/us/en/product/AR106VI | 230 |  | RACKS AND ENCLOSURES | Racks and Accessories | APC NetShelter Wall-mount Enclosures | 44.91(kilos) 99.03(lbs) | 16.81x41.89x28.90(in) 42.70x106.40x73.40(cent) |  |  | 731304402015 | 1065.00 | 1375.00 | 1875.00
| AR106VIXCASTERS | AR106VI with casters installed, HPE | https://www.se.com/us/en/product/AR106VIXCASTERS | 230 |  | RACKS AND ENCLOSURES | Racks and Accessories | APC NetShelter Wall-mount Enclosures | 44.91(kilos) 99.02(lbs) | 16.93x41.73x30.31(in) 43.00x106.00x77.00(cent) |  |  | 731304414797 | 1360.00 | 1750.00 | 2395.00
| AR109 | NetShelter WX 9U Wall Mount Cabinet | https://www.se.com/us/en/product/AR109 |  |  | RACKS AND ENCLOSURES | Racks and Accessories | APC NetShelter Wall-mount Enclosures | 16.01(kilos) 35.30(lbs) | 11.54x27.09x19.09(in) 29.30x68.80x48.50(cent) |  |  | 731304317272 | 326.00 | 419.00 | 576.00
| AR109SH4 | APC NetShelter WX 9U Single Hinged Wall-mount Enclosure 400mm Deep | https://www.se.com/us/en/product/AR109SH4 |  |  | RACKS AND ENCLOSURES | Racks and Accessories | APC NetShelter Wall-mount Enclosures | 13.56(kilos) 29.90(lbs) | 22.24x26.97x19.09(in) 56.50x68.50x48.50(cent) |  |  | 731304790303 | 404.00 | 519.00 | 712.00
| AR109SH6 | APC NetShelter WX 9U Single Hinged Wall-mount Enclosure 600mm Deep | https://www.se.com/us/en/product/AR109SH6 |  |  | RACKS AND ENCLOSURES | Racks and Accessories | APC NetShelter Wall-mount Enclosures | 20.50(kilos) 45.20(lbs) | 22.24x26.97x26.97(in) 56.50x68.50x68.50(cent) |  |  | 731304402718 | 505.00 | 649.00 | 891.00
| AR112 | NetShelter WX 12U Wall Mount Cabinet | https://www.se.com/us/en/product/AR112 |  |  | RACKS AND ENCLOSURES | Racks and Accessories | APC NetShelter Wall-mount Enclosures | 23.13(kilos) 51.00(lbs) | 11.54x27.09x26.89(in) 29.30x68.80x68.30(cent) |  |  | 731304317289 | 441.00 | 569.00 | 778.00
| AR112SH4 | APC NetShelter WX 12U Single Hinged Wall-mount Enclosure 400mm Deep | https://www.se.com/us/en/product/AR112SH4 |  |  | RACKS AND ENCLOSURES | Racks and Accessories | APC NetShelter Wall-mount Enclosures | 18.01(kilos) 39.71(lbs) | 27.56x26.97x19.09(in) 70.00x68.50x48.50(cent) |  |  | 731304402695 | 518.00 | 669.00 | 914.00
| AR112SH6 | APC NetShelter WX 12U Single Hinged Wall-mount Enclosure 600mm Deep | https://www.se.com/us/en/product/AR112SH6 |  |  | RACKS AND ENCLOSURES | Racks and Accessories | APC NetShelter Wall-mount Enclosures | 23.18(kilos) 51.11(lbs) | 27.56x26.97x26.97(in) 70.00x68.50x68.50(cent) |  |  | 731304402725 | 551.00 | 709.00 | 971.00
| AR112SM | APC NetShelter 12U Wallmount Rack Enclosure Cabinet Side Mount UPS Depth | https://www.se.com/us/en/product/AR112SM |  |  | RACKS AND ENCLOSURES | Racks and Accessories | APC NetShelter Wall-mount Enclosures | 93.00(kilos) 205.07(lbs) | 31.50x33.46x51.97(in) 80.00x85.00x132.00(cent) |  |  | 731304632641 | 889.00 | 1150.00 | 1570.00
| AR118SM | APC NetShelter 18U Wallmount Rack Enclosure Cabinet Side Mount UPS Depth | https://www.se.com/us/en/product/AR118SM |  |  | RACKS AND ENCLOSURES | Racks and Accessories | APC NetShelter Wall-mount Enclosures | 104.00(kilos) 229.32(lbs) | 42.13x33.46x51.97(in) 107.00x85.00x132.00(cent) |  |  | 731304632658 | 1185.00 | 1525.00 | 2095.00
| AR124SM | APC NetShelter 24U Wallmount Rack Enclosure Cabinet Side Mount UPS Depth | https://www.se.com/us/en/product/AR124SM |  |  | RACKS AND ENCLOSURES | Racks and Accessories | APC NetShelter Wall-mount Enclosures | 112.00(kilos) 246.96(lbs) | 52.36x33.46x51.97(in) 133.00x85.00x132.00(cent) |  |  | 731304632665 | 1335.00 | 1700.00 | 2355.00
| AR201 | NetShelter 2 Post Rack 45U #12-24 Threaded Holes Black | https://www.se.com/us/en/product/AR201 |  |  | RACKS AND ENCLOSURES | Racks and Accessories | APC NetShelter Open Frame Racks | 14.00(kilos) 30.87(lbs) | 3.94x6.30x86.61(in) 10.00x16.00x220.00(cent) |  |  | 731304015574 | 214.00 | 279.99 | 378.00
| AR203A | NetShelter 4 Post Open Frame Rack 44U Square Holes | https://www.se.com/us/en/product/AR203A |  |  | RACKS AND ENCLOSURES | Racks and Accessories | APC NetShelter Open Frame Racks | 40.82(kilos) 90.01(lbs) | 82.01x10.00x4.45(in) 208.30x25.40x11.30(cent) |  |  | 731304260233 | 725.00 | 929.00 | 1280.00
| AR204A | NetShelter 4 Post Open Frame Rack 44U #12-24 Threaded Holes | https://www.se.com/us/en/product/AR204A |  |  | RACKS AND ENCLOSURES | Racks and Accessories | APC NetShelter Open Frame Racks | 46.36(kilos) 102.22(lbs) | 82.01x10.00x7.40(in) 208.30x25.40x18.80(cent) |  |  | 731304260264 | 725.00 | 929.00 | 1280.00
| AR2144BLK | NetShelter VX Seismic 42U Enclosure w/sides Black | https://www.se.com/us/en/product/AR2144BLK |  |  | RACKS AND ENCLOSURES | Racks and Accessories | APC NetShelter Specialty Enclosures | 252.73(kilos) 557.27(lbs) | 87.01x29.49x47.52(in) 221.00x74.90x120.70(cent) |  |  | 731304205227 | 3850.00 | 4925.00 | 6795.00
| AR2145BLK | NetShelter VX Seismic 42U Enclosure w/o sides Black | https://www.se.com/us/en/product/AR2145BLK |  |  | RACKS AND ENCLOSURES | Racks and Accessories | APC NetShelter Specialty Enclosures | 213.64(kilos) 471.08(lbs) | 87.01x29.49x47.52(in) 221.00x74.90x120.70(cent) |  |  | 731304205203 | 3535.00 | 4525.00 | 6235.00
| AR2400 | NetShelter SV 42U 600mm Wide x 1060mm Deep Enclosure with Sides Black | https://www.se.com/us/en/product/AR2400 |  |  | MEDIUM RACKS AND ENCL | Racks and Accessories | APC NetShelter SV Enclosures | 131.50(kilos) 289.96(lbs) | 85.87x29.13x45.67(in) 218.10x74.00x116.00(cent) |  |  | 731304302032 | 1130.00 | 1450.00 | 1995.00
| AR2400FP1 | NetShelter SV 42U 600mm Wide x 1060mm Deep Enclosure with Sides, Black, Single Rack Unassembled | https://www.se.com/us/en/product/AR2400FP1 |  |  | MEDIUM RACKS AND ENCL | Racks and Accessories | APC NetShelter SV Enclosures | 220.66(kilos) 486.55(lbs) | 31.89x87.80x26.89(in) 81.00x223.00x68.30(cent) |  |  | 731304302049 | 945.00 | 1225.00 | 1670.00
| AR2401 | NetShelter SV 42U 600mm Wide x 1060mm Deep Enclosure without Sides Black | https://www.se.com/us/en/product/AR2401 |  |  | MEDIUM RACKS AND ENCL | Racks and Accessories | APC NetShelter SV Enclosures | 102.30(kilos) 225.57(lbs) | 85.87x27.56x45.67(in) 218.10x70.00x116.00(cent) |  |  | 731304302056 | 988.00 | 1275.00 | 1745.00
| AR2407 | NetShelter SV 48U 600mm Wide x 1060mm Deep Enclosure with Sides Black | https://www.se.com/us/en/product/AR2407 |  |  | MEDIUM RACKS AND ENCL | Racks and Accessories | APC NetShelter SV Enclosures | 140.48(kilos) 309.75(lbs) | 96.38x45.67x27.56(in) 244.80x116.00x70.00(cent) |  |  | 731304302063 | 1300.00 | 1675.00 | 2295.00
| AR2480 | NetShelter SV 42U 800mm Wide x 1060mm Deep Enclosure with Sides Black | https://www.se.com/us/en/product/AR2480 |  |  | MEDIUM RACKS AND ENCL | Racks and Accessories | APC NetShelter SV Enclosures | 149.89(kilos) 330.50(lbs) | 85.87x45.67x37.01(in) 218.10x116.00x94.00(cent) |  |  | 731304302070 | 1370.00 | 1750.00 | 2415.00
| AR2487 | NetShelter SV 48U 800mm Wide x 1060mm Deep Enclosure with Sides Black | https://www.se.com/us/en/product/AR2487 |  |  | MEDIUM RACKS AND ENCL | Racks and Accessories | APC NetShelter SV Enclosures | 164.85(kilos) 363.50(lbs) | 96.38x45.67x35.43(in) 244.80x116.00x90.00(cent) |  |  | 731304302087 | 1625.00 | 2075.00 | 2865.00
| AR2500 | NetShelter SV 42U 600mm Wide x 1200mm Deep Enclosure with Sides Black | https://www.se.com/us/en/product/AR2500 |  |  | MEDIUM RACKS AND ENCL | Racks and Accessories | APC NetShelter SV Enclosures | 139.71(kilos) 308.05(lbs) | 85.87x51.18x27.56(in) 218.10x130.00x70.00(cent) |  |  | 731304302094 | 1415.00 | 1800.00 | 2490.00
| AR2507 | NetShelter SV 48U 600mm Wide x 1200mm Deep Enclosure with Sides Black | https://www.se.com/us/en/product/AR2507 |  |  | MEDIUM RACKS AND ENCL | Racks and Accessories | APC NetShelter SV Enclosures | 151.38(kilos) 333.80(lbs) | 96.38x51.18x27.56(in) 244.80x130.00x70.00(cent) |  |  | 731304302100 | 1655.00 | 2125.00 | 2915.00
| AR2580 | NetShelter SV 42U 800mm Wide x 1200mm Deep Enclosure with Sides Black | https://www.se.com/us/en/product/AR2580 |  |  | MEDIUM RACKS AND ENCL | Racks and Accessories | APC NetShelter SV Enclosures | 160.06(kilos) 352.94(lbs) | 85.87x51.18x37.01(in) 218.10x130.00x94.00(cent) |  |  | 731304302117 | 1765.00 | 2250.00 | 3115.00
| AR2587 | NetShelter SV 48U 800mm Wide x 1200mm Deep Enclosure with Sides Black | https://www.se.com/us/en/product/AR2587 |  |  | MEDIUM RACKS AND ENCL | Racks and Accessories | APC NetShelter SV Enclosures | 174.93(kilos) 385.73(lbs) | 96.38x51.18x35.43(in) 244.80x130.00x90.00(cent) |  |  | 731304302124 | 2050.00 | 2625.00 | 3615.00
| AR3000 | NETSHELTER SX ASSEMBLE TO ORDER ENCLOSURE | https://www.se.com/us/en/product/AR3000 |  |  | RACKS AND ENCLOSURES | Racks and Accessories | Custom Racks | [5 empty] | Call for Quote | Call for Quote | Call for Quote
| AR3003 | APC NetShelter SX 12U Server Rack Enclosure 600mm x 900mm w/ Sides Black | https://www.se.com/us/en/product/AR3003 |  |  | RACKS AND ENCLOSURES | Racks and Accessories | APC NetShelter SX Enclosures | 75.00(kilos) 165.38(lbs) | 31.30x29.53x39.17(in) 79.50x75.00x99.50(cent) |  |  | 731304347507 | 1030.00 | 1325.00 | 1820.00
| AR3003SP | APC NetShelter SX 12U Server Rack Enclosure 600mm x 900mm w/ Sides Black Shock Packaging | https://www.se.com/us/en/product/AR3003SP |  |  | RACKS AND ENCLOSURES | Racks and Accessories | APC NetShelter SX Enclosures | 108.00(kilos) 238.14(lbs) | 37.80x29.53x42.13(in) 96.00x75.00x107.00(cent) |  |  | 731304347644 | 1505.00 | 1925.00 | 2655.00
| AR3006 | APC NetShelter SX 18U Server Rack Enclosure 600mm x 900mm w/ Sides Black | https://www.se.com/us/en/product/AR3006 |  |  | RACKS AND ENCLOSURES | Racks and Accessories | APC NetShelter SX Enclosures | 86.00(kilos) 189.63(lbs) | 41.73x29.53x39.17(in) 106.00x75.00x99.50(cent) |  |  | 731304347651 | 1280.00 | 1650.00 | 2255.00
| AR3006SP | APC NetShelter SX 18U Server Rack Enclosure 600mm x 900mm w/ Sides Black Shock Packaging | https://www.se.com/us/en/product/AR3006SP |  |  | RACKS AND ENCLOSURES | Racks and Accessories | APC NetShelter SX Enclosures | 120.00(kilos) 264.60(lbs) | 48.03x29.53x42.13(in) 122.00x75.00x107.00(cent) |  |  | 731304347668 | 1750.00 | 2250.00 | 3085.00
| AR3100 | APC NetShelter SX 42U Server Rack Enclosure 600mm x 1070mm w/ Sides Black | https://www.se.com/us/en/product/AR3100 |  |  | RACKS AND ENCLOSURES | Racks and Accessories | APC NetShelter SX Enclosures | 144.55(kilos) 318.73(lbs) | 29.61x83.39x45.51(in) 75.20x211.80x115.60(cent) |  |  | 731304226390 | 1985.00 | 2550.00 | 3505.00
| AR3100B2 | APC NetShelter SX Gen 2, 42U Server Rack Enclosure 600mm x 1070mm w/ Sides Black | https://www.se.com/us/en/product/AR3100B2 |  |  | RACKS AND ENCLOSURES | Racks and Accessories | APC NetShelter SX Enclosures | 144.55(kilos) 318.73(lbs) | 83.78x45.59x29.45(in) 212.80x115.80x74.80(cent) |  |  | 731304642176 | 1985.00 | 2550.00 | 3505.00
| AR3100B2X609 | APC NetShelter SX Server Rack Gen 2, 42U, 1991H x 600W x 1070D mm, without Sides, Black | https://www.se.com/us/en/product/AR3100B2X609 |  |  | RACKS AND ENCLOSURES | Racks and Accessories | APC NetShelter SX Enclosures | 127.95(kilos) 282.13(lbs) | 83.78x45.59x29.45(in) 212.80x115.80x74.80(cent) |  |  | 731304753131 | 1790.00 | 2300.00 | 3160.00
| AR3100B2X610 | APC NetShelter SX Server Rack Gen 2, 42U, 1991H x 600W x 1070D mm, without Doors, Black | https://www.se.com/us/en/product/AR3100B2X610 |  |  | RACKS AND ENCLOSURES | Racks and Accessories | APC NetShelter SX Enclosures | 144.15(kilos) 317.85(lbs) | 83.78x45.59x29.45(in) 212.80x115.80x74.80(cent) |  |  | 731304753148 | 1650.00 | 2100.00 | 2910.00
| AR3100B2X617 | APC NetShelter SX Server Rack Gen 2, 42U, 1991H x 600W x 1070D mm, without Sides and Doors, Black | https://www.se.com/us/en/product/AR3100B2X617 |  |  | RACKS AND ENCLOSURES | Racks and Accessories | APC NetShelter SX Enclosures | 112.75(kilos) 248.61(lbs) | 83.78x45.59x29.45(in) 212.80x115.80x74.80(cent) |  |  | 731304753155 | 1330.00 | 1700.00 | 2345.00
| AR3100HACS | NetShelter SX 42U 600mm Wide x 1070mm Deep Enclosure without rear doors | https://www.se.com/us/en/product/AR3100HACS |  |  | RACKS AND ENCLOSURES | Racks and Accessories | APC NetShelter SX Enclosures | 144.55(kilos) 318.73(lbs) | 83.39x35.39x47.99(in) 211.80x89.90x121.90(cent) |  |  | 731304241553 | 1985.00 | 2550.00 | 3505.00
| AR3100SP | NetShelter SX 42U 600mm Wide x 1070mm Deep Enclosure with Sides Black -2000 lbs. Shock Packaging | https://www.se.com/us/en/product/AR3100SP |  |  | RACKS AND ENCLOSURES | Racks and Accessories | APC NetShelter SX Enclosures | 242.22(kilos) 534.10(lbs) | 85.79x43.50x52.01(in) 217.90x110.50x132.10(cent) |  |  | 731304309857 | 2860.00 | 3650.00 | 5045.00
| AR3100TAA | NetShelter SX 42U 600mm Wide x 1070mm Deep Enclosure with Sides Black TAA Compliant | https://www.se.com/us/en/product/AR3100TAA |  |  | RACKS AND ENCLOSURES | Racks and Accessories | APC NetShelter SX Enclosures | 144.55(kilos) 318.73(lbs) | 83.39x29.61x47.99(in) 211.80x75.20x121.90(cent) |  |  | 731304317296 | 2665.00 | 3400.00 | 4705.00
| AR3100W | NetShelter SX 42U 600mm Wide x 1070mm Deep Enclosure with Sides White | https://www.se.com/us/en/product/AR3100W |  |  | RACKS AND ENCLOSURES | Racks and Accessories | APC NetShelter SX Enclosures | 144.55(kilos) 318.73(lbs) | 83.39x29.61x47.99(in) 211.80x75.20x121.90(cent) |  |  | 731304306597 | 1985.00 | 2550.00 | 3505.00
| AR3100W2 | APC NetShelter SX Server Rack Gen 2, 42U, 1991H x 600W x 1070D mm, with Sides, White | https://www.se.com/us/en/product/AR3100W2 |  |  | RACKS AND ENCLOSURES | Racks and Accessories | APC NetShelter SX Enclosures | 159.35(kilos) 351.37(lbs) | 83.78x45.59x29.45(in) 212.80x115.80x74.80(cent) |  |  | 731304753124 | 2045.00 | 2625.00 | 3610.00
| AR3100X609 | NetShelter SX 42U 600mm Wide x 1070mm Deep Enclosure Without Sides Black | https://www.se.com/us/en/product/AR3100X609 |  |  | RACKS AND ENCLOSURES | Racks and Accessories | APC NetShelter SX Enclosures | 112.00(kilos) 246.96(lbs) | 83.39x29.61x47.99(in) 211.80x75.20x121.90(cent) |  |  | 731304294269 | 1820.00 | 2325.00 | 3210.00
| AR3100X610 | NetShelter SX 42U 600mm Wide x 1070mm Deep Enclosure Without Doors Black | https://www.se.com/us/en/product/AR3100X610 |  |  | RACKS AND ENCLOSURES | Racks and Accessories | APC NetShelter SX Enclosures | 125.00(kilos) 275.63(lbs) | 83.39x35.39x47.99(in) 211.80x89.90x121.90(cent) |  |  | 731304294177 | 1675.00 | 2150.00 | 2955.00
| AR3100X617 | NetShelter SX 42U 600mm Wide x 1070mm Deep Enclosure Without Sides Without Doors Black | https://www.se.com/us/en/product/AR3100X617 |  |  | RACKS AND ENCLOSURES | Racks and Accessories | APC NetShelter SX Enclosures | 95.91(kilos) 211.48(lbs) | 83.39x35.39x47.99(in) 211.80x89.90x121.90(cent) |  |  | 731304294184 | 1350.00 | 1725.00 | 2380.00
| AR3103 | APC NetShelter SX 12U Server Rack Enclosure 600mm x 1070mm w/ Sides Black | https://www.se.com/us/en/product/AR3103 |  |  | RACKS AND ENCLOSURES | Racks and Accessories | APC NetShelter SX Enclosures | 81.00(kilos) 178.61(lbs) | 31.30x29.53x45.67(in) 79.50x75.00x116.00(cent) |  |  | 731304347675 | 1185.00 | 1525.00 | 2085.00
| AR3103SP | APC NetShelter SX 12U Server Rack Enclosure 600mm x 1070mm w/ Sides Black Shock Packaging | https://www.se.com/us/en/product/AR3103SP |  |  | RACKS AND ENCLOSURES | Racks and Accessories | APC NetShelter SX Enclosures | 115.00(kilos) 253.58(lbs) | 37.80x29.53x48.82(in) 96.00x75.00x124.00(cent) |  |  | 731304347682 | 1655.00 | 2125.00 | 2920.00
| AR3104 | NetShelter SX 24U 600mm x 1070mm Deep Enclosure | https://www.se.com/us/en/product/AR3104 |  |  | RACKS AND ENCLOSURES | Racks and Accessories | APC NetShelter SX Enclosures | 106.82(kilos) 235.54(lbs) | 52.05x45.51x29.37(in) 132.20x115.60x74.60(cent) |  |  | 731304261889 | 1725.00 | 2200.00 | 3045.00
| AR3104SP1 | NetShelter SX 24U 600mm Wide x 1070mm Deep Enclosure - 1250 lbs. Shock Packaging | https://www.se.com/us/en/product/AR3104SP1 |  |  | RACKS AND ENCLOSURES | Racks and Accessories | APC NetShelter SX Enclosures | 106.82(kilos) 235.54(lbs) | 53.15x35.39x47.99(in) 135.00x89.90x121.90(cent) |  |  | 731304262275 | 2230.00 | 2850.00 | 3935.00
| AR3105 | NetShelter SX 45U 600mm Wide x 1070mm Deep Enclosure with Sides Black | https://www.se.com/us/en/product/AR3105 |  |  | RACKS AND ENCLOSURES | Racks and Accessories | APC NetShelter SX Enclosures | 153.70(kilos) 338.91(lbs) | 88.19x29.37x45.51(in) 224.00x74.60x115.60(cent) |  | 1 | 731304290193 | 2225.00 | 2850.00 | 3925.00
| AR3105B2 | APC NetShelter SX Gen 2, 45U Server Rack Enclosure 600mm x 1070mm w/ Sides Black | https://www.se.com/us/en/product/AR3105B2 |  |  | RACKS AND ENCLOSURES | Racks and Accessories | APC NetShelter SX Enclosures | 153.70(kilos) 338.91(lbs) | 89.06x45.59x29.45(in) 226.20x115.80x74.80(cent) |  |  | 731304642237 | 2225.00 | 2850.00 | 3925.00
| AR3105SP | NetShelter SX 45U 600mm Wide x 1070mm Deep Enclosure with Sides Black -2000 lbs. Shock Packaging | https://www.se.com/us/en/product/AR3105SP |  |  | RACKS AND ENCLOSURES | Racks and Accessories | APC NetShelter SX Enclosures | 247.66(kilos) 546.09(lbs) | 91.10x43.50x52.01(in) 231.40x110.50x132.10(cent) |  | 1 | 731304309864 | 3560.00 | 4550.00 | 6280.00
| AR3105TAA | NetShelter SX 45U 600mm Wide x 1070mm Deep Enclosure with Sides Black TAA Compliant | https://www.se.com/us/en/product/AR3105TAA |  |  | RACKS AND ENCLOSURES | Racks and Accessories | APC NetShelter SX Enclosures | 153.70(kilos) 338.91(lbs) | 88.19x29.37x48.03(in) 224.00x74.60x122.00(cent) |  | 1 | 731304318163 | 3110.00 | 3975.00 | 5485.00
| AR3105W | NetShelter SX 45U 600mm Wide x 1070mm Deep Enclosure with Sides White | https://www.se.com/us/en/product/AR3105W |  |  | RACKS AND ENCLOSURES | Racks and Accessories | APC NetShelter SX Enclosures | 153.70(kilos) 338.91(lbs) | 88.19x29.37x48.03(in) 224.00x74.60x122.00(cent) |  | 1 | 731304322450 | 2225.00 | 2850.00 | 3925.00
| AR3105W2 | APC NetShelter SX Server Rack Gen 2, 45U, 2124H x 600W x 1070D mm, with Sides, White | https://www.se.com/us/en/product/AR3105W2 |  |  | RACKS AND ENCLOSURES | Racks and Accessories | APC NetShelter SX Enclosures | 167.07(kilos) 368.39(lbs) | 89.06x45.59x29.45(in) 226.20x115.80x74.80(cent) |  |  | 731304753162 | 2335.00 | 2975.00 | 4120.00
| AR3106 | APC NetShelter SX 18U Server Rack Enclosure 600mm x 1070mm w/ Sides Black | https://www.se.com/us/en/product/AR3106 |  |  | RACKS AND ENCLOSURES | Racks and Accessories | APC NetShelter SX Enclosures | 93.00(kilos) 205.07(lbs) | 41.73x29.53x45.67(in) 106.00x75.00x116.00(cent) |  |  | 731304347699 | 1420.00 | 1825.00 | 2505.00
| AR3106SP | APC NetShelter SX 18U Server Rack Enclosure 600mm x 1070mm w/ Sides Black Shock Packaging | https://www.se.com/us/en/product/AR3106SP |  |  | RACKS AND ENCLOSURES | Racks and Accessories | APC NetShelter SX Enclosures | 127.00(kilos) 280.04(lbs) | 48.03x29.53x48.82(in) 122.00x75.00x124.00(cent) |  |  | 731304347705 | 1790.00 | 2300.00 | 3155.00
| AR3107 | NetShelter SX 48U 600mm Wide x 1070mm Deep Enclosure with Sides Black | https://www.se.com/us/en/product/AR3107 |  |  | RACKS AND ENCLOSURES | Racks and Accessories | APC NetShelter SX Enclosures | 157.68(kilos) 347.68(lbs) | 93.90x45.51x29.61(in) 238.50x115.60x75.20(cent) |  |  | 731304226383 | 2425.00 | 3100.00 | 4275.00
| AR3107B2 | APC NetShelter SX Gen 2, 48U Server Rack Enclosure 600mm x 1070mm w/ Sides Black | https://www.se.com/us/en/product/AR3107B2 |  |  | RACKS AND ENCLOSURES | Racks and Accessories | APC NetShelter SX Enclosures | 157.68(kilos) 347.68(lbs) | 94.29x45.59x29.45(in) 239.50x115.80x74.80(cent) |  |  | 731304642275 | 2425.00 | 3100.00 | 4275.00
| AR3107B2X609 | APC NetShelter SX Server Rack Gen 2, 48U, 2258H x 600W x 1070D mm, without Sides, Black | https://www.se.com/us/en/product/AR3107B2X609 |  |  | RACKS AND ENCLOSURES | Racks and Accessories | APC NetShelter SX Enclosures | 121.57(kilos) 268.06(lbs) | 94.29x45.59x29.45(in) 239.50x115.80x74.80(cent) |  |  | 731304753179 | 2090.00 | 2675.00 | 3685.00
| AR3107B2X610 | APC NetShelter SX Server Rack Gen 2, 48U, 2258H x 600W x 1070D mm, without Doors, Black | https://www.se.com/us/en/product/AR3107B2X610 |  |  | RACKS AND ENCLOSURES | Racks and Accessories | APC NetShelter SX Enclosures | 148.57(kilos) 327.60(lbs) | 94.29x45.59x29.45(in) 239.50x115.80x74.80(cent) |  |  | 731304753186 | 1885.00 | 2400.00 | 3325.00
| AR3107B2X617 | APC NetShelter SX Server Rack Gen 2, 48U, 2258H x 600W x 1070D mm, without Sides and Doors, Black | https://www.se.com/us/en/product/AR3107B2X617 |  |  | RACKS AND ENCLOSURES | Racks and Accessories | APC NetShelter SX Enclosures | 112.46(kilos) 247.97(lbs) | 94.29x45.59x29.45(in) 239.50x115.80x74.80(cent) |  |  | 731304753193 | 1490.00 | 1900.00 | 2625.00
| AR3107SP | NetShelter SX 48U 600mm Wide x 1070mm Deep Enclosure with Sides Black -2000 lbs. Shock Packaging | https://www.se.com/us/en/product/AR3107SP |  |  | RACKS AND ENCLOSURES | Racks and Accessories | APC NetShelter SX Enclosures | 240.86(kilos) 531.10(lbs) | 96.50x43.50x52.01(in) 245.10x110.50x132.10(cent) |  |  | 731304309871 | 3755.00 | 4800.00 | 6625.00
| AR3107TAA | NetShelter SX 48U 600mm Wide x 1070mm Deep Enclosure with Sides Black TAA Compliant | https://www.se.com/us/en/product/AR3107TAA |  |  | RACKS AND ENCLOSURES | Racks and Accessories | APC NetShelter SX Enclosures | 157.68(kilos) 347.68(lbs) | 93.90x29.61x47.99(in) 238.50x75.20x121.90(cent) |  | 1 | 731304318170 | 3065.00 | 3925.00 | 5405.00
| AR3107X609 | NetShelter SX 48U 600mm Wide x 1070mm Deep Enclosure Without Sides Black | https://www.se.com/us/en/product/AR3107X609 |  |  | RACKS AND ENCLOSURES | Racks and Accessories | APC NetShelter SX Enclosures | 125.14(kilos) 275.93(lbs) | 93.90x35.39x47.99(in) 238.50x89.90x121.90(cent) |  |  | 731304293729 | 2120.00 | 2700.00 | 3740.00
| AR3107X610 | NetShelter SX 48U 600mm Wide x 1070mm Deep Enclosure Without Doors Black | https://www.se.com/us/en/product/AR3107X610 |  |  | RACKS AND ENCLOSURES | Racks and Accessories | APC NetShelter SX Enclosures | 136.09(kilos) 300.08(lbs) | 93.90x35.39x47.99(in) 238.50x89.90x121.90(cent) |  |  | 731304293736 | 1915.00 | 2450.00 | 3375.00
| AR3107X617 | NetShelter SX 48U 600mm Wide x 1070mm Deep Enclosure Without Sides Without Doors Black | https://www.se.com/us/en/product/AR3107X617 |  |  | RACKS AND ENCLOSURES | Racks and Accessories | APC NetShelter SX Enclosures | 103.55(kilos) 228.33(lbs) | 93.90x35.39x47.99(in) 238.50x89.90x121.90(cent) |  |  | 731304294191 | 1510.00 | 1925.00 | 2665.00
| AR3130 | NetShelter SX 42U 700mm Wide x 1070mm Deep Enclosure with Sides Black | https://www.se.com/us/en/product/AR3130 |  |  | RACKS AND ENCLOSURES | Racks and Accessories | APC NetShelter SX Enclosures | 160.00(kilos) 352.80(lbs) | 87.24x39.33x47.99(in) 221.60x99.90x121.90(cent) |  |  | 731304273318 | 2410.00 | 3075.00 | 4255.00
| AR3140 | NetShelter SX 42U 750mm Wide x 1070mm Deep Networking Enclosure with Sides Black | https://www.se.com/us/en/product/AR3140 |  |  | RACKS AND ENCLOSURES | Racks and Accessories | APC NetShelter SX Enclosures | 168.18(kilos) 370.84(lbs) | 83.39x45.51x33.50(in) 211.80x115.60x85.09(cent) |  |  | 731304275572 | 3430.00 | 4375.00 | 6055.00
| AR3140B2 | APC NetShelter SX Networking Enclosure Gen2, 42U,1991Hx750Wx1070Dmm,with vertical cable mgrs,Black | https://www.se.com/us/en/product/AR3140B2 |  |  | RACKS AND ENCLOSURES | Racks and Accessories | APC NetShelter SX Enclosures | 187.35(kilos) 413.11(lbs) | 83.78x45.59x33.58(in) 212.80x115.80x85.30(cent) |  |  | 731304753209 | 3380.00 | 4325.00 | 5965.00
| AR3140W | NetShelter SX 42U 750mm Wide x 1070mm Deep Networking Enclosure with Sides White | https://www.se.com/us/en/product/AR3140W |  |  | RACKS AND ENCLOSURES | Racks and Accessories | APC NetShelter SX Enclosures | 167.83(kilos) 370.07(lbs) | 83.39x33.50x47.99(in) 211.80x85.10x121.90(cent) |  |  | 731304322290 | 3430.00 | 4375.00 | 6055.00
| AR3150 | NetShelter SX 42U 750mm Wide x 1070mm Deep Enclosure with Sides Black | https://www.se.com/us/en/product/AR3150 |  |  | RACKS AND ENCLOSURES | Racks and Accessories | APC NetShelter SX Enclosures | 168.18(kilos) 370.84(lbs) | 83.35x45.51x33.50(in) 211.70x115.60x85.10(cent) |  |  | 731304236375 | 2500.00 | 3200.00 | 4415.00
| AR3150B2 | APC NetShelter SX Gen 2, 42U Server Rack Enclosure 750mm x 1070mm w/ Sides Black | https://www.se.com/us/en/product/AR3150B2 |  |  | RACKS AND ENCLOSURES | Racks and Accessories | APC NetShelter SX Enclosures | 168.18(kilos) 370.84(lbs) | 83.78x45.59x33.58(in) 212.80x115.80x85.30(cent) |  |  | 731304642183 | 2500.00 | 3200.00 | 4415.00
| AR3150B2X609 | APC NetShelter SX Server Rack Gen 2, 42U, 1991H x 750W x 1070D mm, without Sides, Black | https://www.se.com/us/en/product/AR3150B2X609 |  |  | RACKS AND ENCLOSURES | Racks and Accessories | APC NetShelter SX Enclosures | 154.55(kilos) 340.78(lbs) | 83.78x45.59x33.58(in) 212.80x115.80x85.30(cent) |  |  | 731304753223 | 2345.00 | 3000.00 | 4135.00
| AR3150B2X610 | APC NetShelter SX Server Rack Gen 2, 42U, 1991H x 750W x 1070D mm, without Doors, Black | https://www.se.com/us/en/product/AR3150B2X610 |  |  | RACKS AND ENCLOSURES | Racks and Accessories | APC NetShelter SX Enclosures | 170.23(kilos) 375.36(lbs) | 83.78x45.59x33.58(in) 212.80x115.80x85.30(cent) |  |  | 731304753230 | 2125.00 | 2725.00 | 3745.00
| AR3150B2X617 | APC NetShelter SX Server Rack Gen 2, 42U, 1991H x 750W x 1070D mm, without Sides and Doors, Black | https://www.se.com/us/en/product/AR3150B2X617 |  |  | RACKS AND ENCLOSURES | Racks and Accessories | APC NetShelter SX Enclosures | 137.43(kilos) 303.03(lbs) | 83.78x45.59x33.58(in) 212.80x115.80x85.30(cent) |  |  | 731304753247 | 1805.00 | 2300.00 | 3180.00
| AR3150HACS | NetShelter SX 42U 750mm Wide x 1070mm Deep Enclosure without rear doors | https://www.se.com/us/en/product/AR3150HACS |  |  | RACKS AND ENCLOSURES | Racks and Accessories | APC NetShelter SX Enclosures | 154.55(kilos) 340.78(lbs) | 87.24x35.24x47.99(in) 221.60x89.50x121.90(cent) |  |  | 731304241560 | 2495.00 | 3200.00 | 4400.00
| AR3150SP | NetShelter SX 42U 750mm Wide x 1070mm Deep Enclosure with Sides Black -2000 lbs. Shock Packaging | https://www.se.com/us/en/product/AR3150SP |  |  | RACKS AND ENCLOSURES | Racks and Accessories | APC NetShelter SX Enclosures | 271.25(kilos) 598.11(lbs) | 85.79x43.50x52.01(in) 217.90x110.50x132.10(cent) |  |  | 731304309888 | 3740.00 | 4775.00 | 6595.00
| AR3150W | NetShelter SX 42U 750mm Wide x 1070mm Deep Enclosure with Sides White | https://www.se.com/us/en/product/AR3150W |  |  | RACKS AND ENCLOSURES | Racks and Accessories | APC NetShelter SX Enclosures | 167.83(kilos) 370.07(lbs) | 87.24x35.24x47.99(in) 221.60x89.50x121.90(cent) |  |  | 731304320548 | 2500.00 | 3200.00 | 4415.00
| AR3150W2 | APC NetShelter SX Server Rack Gen 2, 42U, 1991H x 750W x 1070D mm, with Sides, White | https://www.se.com/us/en/product/AR3150W2 |  |  | RACKS AND ENCLOSURES | Racks and Accessories | APC NetShelter SX Enclosures | 187.35(kilos) 413.11(lbs) | 83.78x45.59x33.58(in) 212.80x115.80x85.30(cent) |  |  | 731304753216 | 2500.00 | 3200.00 | 4415.00
| AR3150X609 | Netshelter SX 42U 750mm Wide x 1070mm Deep Enclosure Without Sides Black | https://www.se.com/us/en/product/AR3150X609 |  |  | RACKS AND ENCLOSURES | Racks and Accessories | APC NetShelter SX Enclosures | 139.09(kilos) 306.69(lbs) | 87.24x35.24x47.99(in) 221.60x89.50x121.90(cent) |  |  | 731304291824 | 2380.00 | 3050.00 | 4200.00
| AR3150X610 | NetShelter SX 42U 750mm Wide x 1070mm Deep Enclosure Without Doors Black | https://www.se.com/us/en/product/AR3150X610 |  |  | RACKS AND ENCLOSURES | Racks and Accessories | APC NetShelter SX Enclosures | 141.73(kilos) 312.51(lbs) | 87.24x35.24x47.99(in) 221.60x89.50x121.90(cent) |  |  | 731304293750 | 2155.00 | 2750.00 | 3805.00
| AR3150X617 | NetShelter SX 42U 750mm Wide x 1070mm Deep Enclosure Without Sides Without Doors Black | https://www.se.com/us/en/product/AR3150X617 |  |  | RACKS AND ENCLOSURES | Racks and Accessories | APC NetShelter SX Enclosures | 112.64(kilos) 248.37(lbs) | 87.24x35.24x47.99(in) 221.60x89.50x121.90(cent) |  |  | 731304293767 | 1830.00 | 2350.00 | 3230.00
| AR3155 | NetShelter SX 45U 750mm Wide x 1070mm Deep Enclosure with Sides Black | https://www.se.com/us/en/product/AR3155 |  |  | RACKS AND ENCLOSURES | Racks and Accessories | APC NetShelter SX Enclosures | 172.30(kilos) 379.92(lbs) | 88.19x33.46x51.97(in) 224.00x85.00x132.00(cent) |  | 1 | 731304290209 | 2700.00 | 3450.00 | 4765.00
| AR3155B2 | APC NetShelter SX Gen 2, 45U Server Rack Enclosure 750mm x 1070mm w/ Sides Black | https://www.se.com/us/en/product/AR3155B2 |  |  | RACKS AND ENCLOSURES | Racks and Accessories | APC NetShelter SX Enclosures | 172.30(kilos) 379.92(lbs) | 89.06x45.59x33.58(in) 226.20x115.80x85.30(cent) |  |  | 731304642244 | 2700.00 | 3450.00 | 4765.00
| AR3155SP | NetShelter SX 45U 750mm Wide x 1070mm Deep Enclosure with Sides Black -2000 lbs. Shock Packaging | https://www.se.com/us/en/product/AR3155SP |  |  | RACKS AND ENCLOSURES | Racks and Accessories | APC NetShelter SX Enclosures | 276.69(kilos) 610.10(lbs) | 91.10x43.50x52.01(in) 231.40x110.50x132.10(cent) |  | 1 | 731304309895 | 4045.00 | 5150.00 | 7135.00
| AR3155W | NetShelter SX 45U 750mm Wide x 1070mm Deep Enclosure with Sides White | https://www.se.com/us/en/product/AR3155W |  |  | RACKS AND ENCLOSURES | Racks and Accessories | APC NetShelter SX Enclosures | 172.30(kilos) 379.92(lbs) | 88.19x33.46x51.97(in) 224.00x85.00x132.00(cent) |  | 1 | 731304322474 | 2700.00 | 3450.00 | 4765.00
| AR3155W2 | APC NetShelter SX Server Rack Gen 2, 45U, 2124H x 750W x 1070D mm, with Sides, White | https://www.se.com/us/en/product/AR3155W2 |  |  | RACKS AND ENCLOSURES | Racks and Accessories | APC NetShelter SX Enclosures | 172.30(kilos) 379.92(lbs) | 89.06x45.59x33.58(in) 226.20x115.80x85.30(cent) |  |  | 731304753254 | 2860.00 | 3650.00 | 5045.00
| AR3157 | NetShelter SX 48U 750mm Wide x 1070mm Deep Enclosure with Sides Black | https://www.se.com/us/en/product/AR3157 |  |  | RACKS AND ENCLOSURES | Racks and Accessories | APC NetShelter SX Enclosures | 184.09(kilos) 405.92(lbs) | 93.86x45.51x33.50(in) 238.40x115.60x85.10(cent) |  |  | 731304236368 | 2975.00 | 3800.00 | 5250.00
| AR3157B2 | APC NetShelter SX Gen 2, 48U Server Rack Enclosure 750mm x 1070mm w/ Sides Black | https://www.se.com/us/en/product/AR3157B2 |  |  | RACKS AND ENCLOSURES | Racks and Accessories | APC NetShelter SX Enclosures | 184.09(kilos) 405.92(lbs) | 94.29x45.59x33.58(in) 239.50x115.80x85.30(cent) |  |  | 731304642282 | 2975.00 | 3800.00 | 5250.00
| AR3157B2X609 | APC NetShelter SX Server Rack Gen 2, 48U, 2258H x 750W x 1070D mm, without Sides, Black | https://www.se.com/us/en/product/AR3157B2X609 |  |  | RACKS AND ENCLOSURES | Racks and Accessories | APC NetShelter SX Enclosures | 167.37(kilos) 369.05(lbs) | 94.29x45.59x33.58(in) 239.50x115.80x85.30(cent) |  |  | 731304753261 | 2620.00 | 3350.00 | 4620.00
| AR3157B2X610 | APC NetShelter SX Server Rack Gen 2, 48U, 2258H x 750W x 1070D mm, without Doors, Black | https://www.se.com/us/en/product/AR3157B2X610 |  |  | RACKS AND ENCLOSURES | Racks and Accessories | APC NetShelter SX Enclosures | 185.16(kilos) 408.28(lbs) | 94.29x45.59x33.58(in) 239.50x115.80x85.30(cent) |  |  | 731304753278 | 2400.00 | 3075.00 | 4230.00
| AR3157B2X617 | APC NetShelter SX Server Rack Gen 2, 48U, 2258H x 750W x 1070D mm, without Sides and Doors, Black | https://www.se.com/us/en/product/AR3157B2X617 |  |  | RACKS AND ENCLOSURES | Racks and Accessories | APC NetShelter SX Enclosures | 147.36(kilos) 324.93(lbs) | 94.29x45.59x33.58(in) 239.50x115.80x85.30(cent) |  |  | 731304753285 | 2000.00 | 2550.00 | 3525.00
| AR3157SP | NetShelter SX 48U 750mm Wide x 1070mm Deep Enclosure with Sides Black -2000 lbs. Shock Packaging | https://www.se.com/us/en/product/AR3157SP |  |  | RACKS AND ENCLOSURES | Racks and Accessories | APC NetShelter SX Enclosures | 283.50(kilos) 625.12(lbs) | 96.50x43.50x52.01(in) 245.10x110.50x132.10(cent) |  |  | 731304309901 | 4130.00 | 5275.00 | 7280.00
| AR3157X609 | Netshelter SX 48U 750mm Wide x 1070mm Deep Enclosure Without Sides Black | https://www.se.com/us/en/product/AR3157X609 |  |  | RACKS AND ENCLOSURES | Racks and Accessories | APC NetShelter SX Enclosures | 151.55(kilos) 334.17(lbs) | 94.49x35.24x47.99(in) 240.00x89.50x121.90(cent) |  |  | 731304293644 | 2660.00 | 3400.00 | 4690.00
| AR3157X610 | NetShelter SX 48U 750mm Wide x 1070mm Deep Enclosure Without Doors Black | https://www.se.com/us/en/product/AR3157X610 |  |  | RACKS AND ENCLOSURES | Racks and Accessories | APC NetShelter SX Enclosures | 154.73(kilos) 341.18(lbs) | 94.49x35.24x47.99(in) 240.00x89.50x121.90(cent) |  |  | 731304294207 | 2435.00 | 3100.00 | 4295.00
| AR3157X617 | NetShelter SX 48U 750mm Wide x 1070mm Deep Enclosure Without Sides Without Doors Black | https://www.se.com/us/en/product/AR3157X617 |  |  | RACKS AND ENCLOSURES | Racks and Accessories | APC NetShelter SX Enclosures | 122.18(kilos) 269.41(lbs) | 94.49x35.24x47.99(in) 240.00x89.50x121.90(cent) |  |  | 731304294214 | 2030.00 | 2600.00 | 3580.00
| AR3180B2 | APC NetShelter SX Gen 2, 42U Server Rack Enclosure 800mm x 1070mm w/ Sides Black | https://www.se.com/us/en/product/AR3180B2 |  |  | RACKS AND ENCLOSURES | Racks and Accessories | APC NetShelter SX Enclosures | 200.00(kilos) 441.00(lbs) | 83.78x45.59x37.32(in) 212.80x115.80x94.80(cent) |  |  | 731304642190 | 2880.00 | 3675.00 | 5080.00
| AR3187B2 | APC NetShelter SX Server Rack Gen 2, 48U, 2258H x 800W x 1070D mm,w/ Side,Black | https://www.se.com/us/en/product/AR3187B2 |  |  | RACKS AND ENCLOSURES | Racks and Accessories | APC NetShelter SX Enclosures | 220.00(kilos) 485.10(lbs) | 94.29x45.59x37.32(in) 239.50x115.80x94.80(cent) |  |  | 731304647645 | 3335.00 | 4250.00 | 5885.00
| AR3200 | NetShelter SX Colocation 2 x 20U 600mm Wide x 1070mm Deep Enclosure with Sides Black | https://www.se.com/us/en/product/AR3200 |  |  | RACKS AND ENCLOSURES | Racks and Accessories | APC NetShelter SX Enclosures | 168.35(kilos) 371.21(lbs) | 83.35x45.51x29.37(in) 211.70x115.60x74.60(cent) |  |  | 731304284130 | 3055.00 | 3900.00 | 5385.00
| AR3200B2 | APC NetShelter SX Colocation Rack Gen 2, 42U,1991H x 600mmW x 1070D mm, 2 x 20U, with Sides,Black | https://www.se.com/us/en/product/AR3200B2 |  |  | RACKS AND ENCLOSURES | Racks and Accessories | APC NetShelter SX Enclosures | 165.40(kilos) 364.71(lbs) | 83.78x45.59x29.45(in) 212.80x115.80x74.80(cent) |  |  | 731304753292 | 3005.00 | 3850.00 | 5305.00
| AR3300 | NetShelter SX 42U/600mm/1200mm Enclosure with Roof and Sides Black | https://www.se.com/us/en/product/AR3300 |  |  | RACKS AND ENCLOSURES | Racks and Accessories | APC NetShelter SX Enclosures | 149.09(kilos) 328.74(lbs) | 83.39x52.52x29.61(in) 211.80x133.40x75.20(cent) |  |  | 731304256274 | 2640.00 | 3375.00 | 4655.00
| AR3300B2 | APC NetShelter SX Gen 2, 42U Server Rack Enclosure 600mm x 1200mm w/ Sides Black | https://www.se.com/us/en/product/AR3300B2 |  |  | RACKS AND ENCLOSURES | Racks and Accessories | APC NetShelter SX Enclosures | 149.09(kilos) 328.74(lbs) | 83.78x52.09x29.45(in) 212.80x132.30x74.80(cent) |  |  | 731304642206 | 2590.00 | 3300.00 | 4570.00
| AR3300B2X609 | APC NetShelter SX Server Rack Gen 2, 42U, 1991H x 600W x 1200D mm, without Sides, Black | https://www.se.com/us/en/product/AR3300B2X609 |  |  | RACKS AND ENCLOSURES | Racks and Accessories | APC NetShelter SX Enclosures | 136.60(kilos) 301.20(lbs) | 83.78x52.09x29.45(in) 212.80x132.30x74.80(cent) |  |  | 731304753308 | 2500.00 | 3200.00 | 4410.00
| AR3300B2X610 | APC NetShelter SX Server Rack Gen 2, 42U, 1991H x 600W x 1200D mm, without Doors, Black | https://www.se.com/us/en/product/AR3300B2X610 |  |  | RACKS AND ENCLOSURES | Racks and Accessories | APC NetShelter SX Enclosures | 159.44(kilos) 351.57(lbs) | 83.78x52.09x29.45(in) 212.80x132.30x74.80(cent) |  |  | 731304753315 | 2430.00 | 3100.00 | 4290.00
| AR3300B2X617 | APC NetShelter SX Server Rack Gen 2, 42U, 1991H x 600W x 1200D mm, without Sides and Doors, Black | https://www.se.com/us/en/product/AR3300B2X617 |  |  | RACKS AND ENCLOSURES | Racks and Accessories | APC NetShelter SX Enclosures | 121.40(kilos) 267.69(lbs) | 83.78x52.09x29.45(in) 212.80x132.30x74.80(cent) |  |  | 731304753322 | 2015.00 | 2575.00 | 3555.00
| AR3300SP | NetShelter SX 42U 600mm Wide x 1200mm Deep Enclosure with Sides Black -2000 lbs. Shock Packaging | https://www.se.com/us/en/product/AR3300SP |  |  | RACKS AND ENCLOSURES | Racks and Accessories | APC NetShelter SX Enclosures | 246.30(kilos) 543.09(lbs) | 85.79x43.50x52.01(in) 217.90x110.50x132.10(cent) |  |  | 731304309918 | 3790.00 | 4850.00 | 6685.00
| AR3300W | NetShelter SX 42U 600mm Wide x 1200mm Deep Enclosure with Sides White | https://www.se.com/us/en/product/AR3300W |  |  | RACKS AND ENCLOSURES | Racks and Accessories | APC NetShelter SX Enclosures | 149.09(kilos) 328.74(lbs) | 83.39x29.61x52.52(in) 211.80x75.20x133.40(cent) |  |  | 731304308447 | 2640.00 | 3375.00 | 4655.00
| AR3300W2 | APC NetShelter SX Gen 2, 42U Server Rack Enclosure 600mm x 1200mm w/ Sides White | https://www.se.com/us/en/product/AR3300W2 |  |  | RACKS AND ENCLOSURES | Racks and Accessories | APC NetShelter SX Enclosures | 149.09(kilos) 328.74(lbs) | 83.78x52.09x29.45(in) 212.80x132.30x74.80(cent) |  |  | 731304642336 | 2720.00 | 3475.00 | 4795.00
| AR3300X609 | Netshelter SX 42U 600mm Wide x 1200mm Deep Enclosure Without Sides Black | https://www.se.com/us/en/product/AR3300X609 |  |  | RACKS AND ENCLOSURES | Racks and Accessories | APC NetShelter SX Enclosures | 117.27(kilos) 258.58(lbs) | 83.39x29.37x52.52(in) 211.80x74.60x133.40(cent) |  |  | 731304293668 | 2540.00 | 3250.00 | 4475.00
| AR3300X610 | NetShelter SX 42U 600mm Wide x 1200mm Deep Enclosure Without Doors Black | https://www.se.com/us/en/product/AR3300X610 |  |  | RACKS AND ENCLOSURES | Racks and Accessories | APC NetShelter SX Enclosures | 129.55(kilos) 285.66(lbs) | 83.39x29.37x52.52(in) 211.80x74.60x133.40(cent) |  |  | 731304293774 | 2470.00 | 3150.00 | 4355.00
| AR3300X617 | NetShelter SX 42U 600mm Wide x 1200mm Deep Enclosure Without Sides Without Doors Black | https://www.se.com/us/en/product/AR3300X617 |  |  | RACKS AND ENCLOSURES | Racks and Accessories | APC NetShelter SX Enclosures | 97.73(kilos) 215.49(lbs) | 83.39x29.37x52.52(in) 211.80x74.60x133.40(cent) |  |  | 731304293675 | 2045.00 | 2625.00 | 3610.00
| AR3305 | NetShelter SX 45U 600mm Wide x 1200mm Deep Enclosure with Sides Black | https://www.se.com/us/en/product/AR3305 |  |  | RACKS AND ENCLOSURES | Racks and Accessories | APC NetShelter SX Enclosures | 158.40(kilos) 349.27(lbs) | 88.19x29.37x52.52(in) 224.00x74.60x133.40(cent) |  | 1 | 731304290216 | 2840.00 | 3625.00 | 5010.00
| AR3305B2 | APC NetShelter SX Gen 2, 45U Server Rack Enclosure 600mm x 1200mm w/ Sides Black | https://www.se.com/us/en/product/AR3305B2 |  |  | RACKS AND ENCLOSURES | Racks and Accessories | APC NetShelter SX Enclosures | 158.40(kilos) 349.27(lbs) | 89.06x52.09x29.45(in) 226.20x132.30x74.80(cent) |  |  | 731304642251 | 2785.00 | 3550.00 | 4910.00
| AR3305SP | NetShelter SX 45U 600mm Wide x 1200mm Deep Enclosure with Sides Black -2000 lbs. Shock Packaging | https://www.se.com/us/en/product/AR3305SP |  |  | RACKS AND ENCLOSURES | Racks and Accessories | APC NetShelter SX Enclosures | 259.45(kilos) 572.09(lbs) | 91.10x43.50x52.01(in) 231.40x110.50x132.10(cent) |  | 1 | 731304309925 | 3990.00 | 5100.00 | 7040.00
| AR3305W | NetShelter SX 45U 600mm Wide x 1200mm Deep Enclosure with Sides White | https://www.se.com/us/en/product/AR3305W |  |  | RACKS AND ENCLOSURES | Racks and Accessories | APC NetShelter SX Enclosures | 158.40(kilos) 349.27(lbs) | 88.19x29.37x52.52(in) 224.00x74.60x133.40(cent) |  | 1 | 731304322481 | 2840.00 | 3625.00 | 5010.00
| AR3305W2 | APC NetShelter SX Server Rack Gen 2, 45U, 2124H x 600W x 1200D mm, with Sides, White | https://www.se.com/us/en/product/AR3305W2 |  |  | RACKS AND ENCLOSURES | Racks and Accessories | APC NetShelter SX Enclosures | 158.40(kilos) 349.27(lbs) | 89.06x52.09x29.45(in) 226.20x132.30x74.80(cent) |  |  | 731304753339 | 2980.00 | 3800.00 | 5260.00
| AR3307 | NetShelter SX 48U 600mm Wide x 1200mm Deep Enclosure with Sides Black | https://www.se.com/us/en/product/AR3307 |  |  | RACKS AND ENCLOSURES | Racks and Accessories | APC NetShelter SX Enclosures | 165.45(kilos) 364.82(lbs) | 93.90x52.52x29.61(in) 238.50x133.40x75.20(cent) |  |  | 731304256281 | 3135.00 | 4000.00 | 5530.00
| AR3307B2 | APC NetShelter SX Gen 2 , 48U Server Rack Enclosure 600mm x 1200mm w/ Sides Black | https://www.se.com/us/en/product/AR3307B2 |  |  | RACKS AND ENCLOSURES | Racks and Accessories | APC NetShelter SX Enclosures | 165.45(kilos) 364.82(lbs) | 94.29x52.09x29.45(in) 239.50x132.30x74.80(cent) |  |  | 731304642299 | 3075.00 | 3925.00 | 5425.00
| AR3307B2X609 | APC NetShelter SX Server Rack Gen 2, 48U, 2258H x 600W x 1200D mm, without Sides, Black | https://www.se.com/us/en/product/AR3307B2X609 |  |  | RACKS AND ENCLOSURES | Racks and Accessories | APC NetShelter SX Enclosures | 136.83(kilos) 301.71(lbs) | 94.29x52.09x29.45(in) 239.50x132.30x74.80(cent) |  |  | 731304753346 | 2885.00 | 3675.00 | 5090.00
| AR3307B2X610 | APC NetShelter SX Server Rack Gen 2, 48U, 2258H x 600W x 1200D mm, without Doors, Black | https://www.se.com/us/en/product/AR3307B2X610 |  |  | RACKS AND ENCLOSURES | Racks and Accessories | APC NetShelter SX Enclosures | 156.13(kilos) 344.27(lbs) | 94.29x52.09x29.45(in) 239.50x132.30x74.80(cent) |  |  | 731304753353 | 2765.00 | 3525.00 | 4875.00
| AR3307B2X617 | APC NetShelter SX Server Rack Gen 2, 48U, 2258H x 600W x 1200D mm, without Sides and Doors, Black | https://www.se.com/us/en/product/AR3307B2X617 |  |  | RACKS AND ENCLOSURES | Racks and Accessories | APC NetShelter SX Enclosures | 118.33(kilos) 260.92(lbs) | 94.29x52.09x29.45(in) 239.50x132.30x74.80(cent) |  |  | 731304753360 | 2275.00 | 2900.00 | 4010.00
| AR3307SP | NetShelter SX 48U 600mm Wide x 1200mm Deep Enclosure with Sides Black -2000 lbs. Shock Packaging | https://www.se.com/us/en/product/AR3307SP |  |  | RACKS AND ENCLOSURES | Racks and Accessories | APC NetShelter SX Enclosures | 272.61(kilos) 601.11(lbs) | 96.50x43.50x52.01(in) 245.10x110.50x132.10(cent) |  |  | 731304309932 | 4290.00 | 5475.00 | 7565.00
| AR3307W | NetShelter SX 48U 600mm Wide x 1200mm Deep Enclosure with Sides White | https://www.se.com/us/en/product/AR3307W |  |  | RACKS AND ENCLOSURES | Racks and Accessories | APC NetShelter SX Enclosures | 157.35(kilos) 346.96(lbs) | 93.90x29.61x47.99(in) 238.50x75.20x121.90(cent) |  |  | 731304322306 | 3135.00 | 4000.00 | 5530.00
| AR3307W2 | APC NetShelter SX Gen 2, 48U Server Rack Enclosure 600mm x 1200mm w/ Sides White | https://www.se.com/us/en/product/AR3307W2 |  |  | RACKS AND ENCLOSURES | Racks and Accessories | APC NetShelter SX Enclosures | 165.45(kilos) 364.82(lbs) | 94.29x52.09x29.45(in) 239.50x132.30x74.80(cent) |  |  | 731304642350 | 3230.00 | 4125.00 | 5695.00
| AR3307X609 | NetShelter SX 48U 600mm Wide x 1200mm Deep Enclosure with Doors and No Sides Black | https://www.se.com/us/en/product/AR3307X609 |  |  | RACKS AND ENCLOSURES | Racks and Accessories | APC NetShelter SX Enclosures | 165.45(kilos) 364.82(lbs) | 93.90x29.37x52.52(in) 238.50x74.60x133.40(cent) |  |  | 731304293781 | 2930.00 | 3750.00 | 5170.00
| AR3307X610 | NetShelter SX 48U 600mm Wide x 1200mm Deep Enclosure with Sides and No Doors Black | https://www.se.com/us/en/product/AR3307X610 |  |  | RACKS AND ENCLOSURES | Racks and Accessories | APC NetShelter SX Enclosures | 165.45(kilos) 364.82(lbs) | 93.90x29.37x52.52(in) 238.50x74.60x133.40(cent) |  |  | 731304293798 | 2805.00 | 3575.00 | 4950.00
| AR3307X617 | NetShelter SX 48U 600mm Wide x 1200mm Deep Enclosure with Roof, No Doors or Sides, Black | https://www.se.com/us/en/product/AR3307X617 |  |  | RACKS AND ENCLOSURES | Racks and Accessories | APC NetShelter SX Enclosures | 165.45(kilos) 364.82(lbs) | 93.90x29.37x52.52(in) 238.50x74.60x133.40(cent) |  |  | 731304293804 | 2310.00 | 2950.00 | 4075.00
| AR3307X674 | NetShelter SX 52U 600mm Wide x 1200mm Deep Enclosure with Sides Black | https://www.se.com/us/en/product/AR3307X674 |  |  | RACKS AND ENCLOSURES | Racks and Accessories | APC NetShelter SX Enclosures | 194.70(kilos) 429.31(lbs) | 103.27x29.61x52.52(in) 262.30x75.20x133.40(cent) |  |  | 731304306184 | 3870.00 | 4950.00 | 6830.00
| AR3308B2 | APC NetShelter SX Server Rack Gen 2, 52U, 2436H x 600W x 1200D mm, with Sides | https://www.se.com/us/en/product/AR3308B2 |  |  | RACKS AND ENCLOSURES | Racks and Accessories | APC NetShelter SX Enclosures | 199.59(kilos) 440.10(lbs) | 100.91x52.09x29.69(in) 256.30x132.30x75.40(cent) |  |  | 731304753377 | 3490.00 | 4450.00 | 6155.00
| AR3308W | NetShelter SX 52U 600mm x 1200mm White | https://www.se.com/us/en/product/AR3308W |  |  | RACKS AND ENCLOSURES | Racks and Accessories | APC NetShelter SX Enclosures | 187.79(kilos) 414.07(lbs) | 99.50x30.00x52.00(in) 252.73x76.20x132.08(cent) |  |  | 731304404965 | 3545.00 | 4525.00 | 6250.00
| AR3308W2 | APC NetShelter SX Server Rack Gen 2, 52U, 2436H x 600W x 1200D mm, with Sides, White | https://www.se.com/us/en/product/AR3308W2 |  |  | RACKS AND ENCLOSURES | Racks and Accessories | APC NetShelter SX Enclosures | 199.59(kilos) 440.10(lbs) | 100.91x52.09x29.69(in) 256.30x132.30x75.40(cent) |  |  | 731304753384 | 3720.00 | 4750.00 | 6565.00
| AR3330X266 | NetShelter SX 42U 700mm Wide x 1200mm Deep Enclosure with Sides Black | https://www.se.com/us/en/product/AR3330X266 |  |  | RACKS AND ENCLOSURES | Racks and Accessories | APC NetShelter SX Enclosures | 182.00(kilos) 401.31(lbs) | 83.46x31.50x51.97(in) 212.00x80.00x132.00(cent) |  |  | 731304317333 | 3060.00 | 3900.00 | 5400.00
| AR3340 | NetShelter SX 42U 750mm Wide x 1200mm Deep Networking Enclosure with Sides Black | https://www.se.com/us/en/product/AR3340 |  |  | RACKS AND ENCLOSURES | Racks and Accessories | APC NetShelter SX Enclosures | 183.18(kilos) 403.91(lbs) | 83.39x33.50x52.00(in) 211.80x85.09x132.08(cent) |  |  | 731304284963 | 3630.00 | 4625.00 | 6405.00
| AR3340B2 | APC NetShelter SX Networking Enclosure Gen2, 42U,1991Hx750Wx1200Dmm, with vertical cable mgrs, Black | https://www.se.com/us/en/product/AR3340B2 |  |  | RACKS AND ENCLOSURES | Racks and Accessories | APC NetShelter SX Enclosures | 203.54(kilos) 448.81(lbs) | 83.78x52.09x33.58(in) 212.80x132.30x85.30(cent) |  |  | 731304753391 | 3575.00 | 4575.00 | 6310.00
| AR3340W | NetShelter SX 42U 750mm Wide x 1200mm Deep Networking Enclosure with Sides White | https://www.se.com/us/en/product/AR3340W |  |  | RACKS AND ENCLOSURES | Racks and Accessories | APC NetShelter SX Enclosures | 183.18(kilos) 403.91(lbs) | 83.39x33.50x52.01(in) 211.80x85.10x132.10(cent) |  |  | 731304308454 | 3630.00 | 4625.00 | 6405.00
| AR3340W2 | APC NetShelter SX Networking Enclosure Gen2, 42U,1991Hx750Wx1200Dmm, with vertical cable mgrs, White | https://www.se.com/us/en/product/AR3340W2 |  |  | RACKS AND ENCLOSURES | Racks and Accessories | APC NetShelter SX Enclosures | 203.54(kilos) 448.81(lbs) | 83.78x52.09x33.58(in) 212.80x132.30x85.30(cent) |  |  | 731304753407 | 3810.00 | 4875.00 | 6725.00
| AR3347 | NetShelter SX 48U 750mm Wide x 1200mm Deep Networking Enclosure with Sides | https://www.se.com/us/en/product/AR3347 |  |  | RACKS AND ENCLOSURES | Racks and Accessories | APC NetShelter SX Enclosures | 208.18(kilos) 459.04(lbs) | 93.90x52.01x33.50(in) 238.50x132.10x85.10(cent) |  |  | 731304284970 | 4050.00 | 5175.00 | 7145.00
| AR3347B2 | APC NetShelter SX Networking Enclosure Gen2, 48U,2258Hx750Wx1200Dmm, with vertical cable mgrs, Black | https://www.se.com/us/en/product/AR3347B2 |  |  | RACKS AND ENCLOSURES | Racks and Accessories | APC NetShelter SX Enclosures | 222.47(kilos) 490.55(lbs) | 94.29x52.09x33.58(in) 239.50x132.30x85.30(cent) |  |  | 731304753414 | 3990.00 | 5100.00 | 7035.00
| AR3350 | NetShelter SX 42U 750mm Wide x 1200mm Deep Enclosure with Sides Black | https://www.se.com/us/en/product/AR3350 |  |  | RACKS AND ENCLOSURES | Racks and Accessories | APC NetShelter SX Enclosures | 183.18(kilos) 403.91(lbs) | 83.39x52.52x33.50(in) 211.80x133.40x85.10(cent) |  |  | 731304256298 | 3355.00 | 4275.00 | 5920.00
| AR3350B2 | APC NetShelter SX Gen 2, 42U Server Rack Enclosure 750mm x 1200mm w/ Sides Black | https://www.se.com/us/en/product/AR3350B2 |  |  | RACKS AND ENCLOSURES | Racks and Accessories | APC NetShelter SX Enclosures | 183.18(kilos) 403.91(lbs) | 83.78x52.09x33.58(in) 212.80x132.30x85.30(cent) |  |  | 731304642213 | 3290.00 | 4200.00 | 5805.00
| AR3350B2X609 | APC NetShelter SX Server Rack Gen 2, 42U, 1991H x 750W x 1200D mm, without Sides, Black | https://www.se.com/us/en/product/AR3350B2X609 |  |  | RACKS AND ENCLOSURES | Racks and Accessories | APC NetShelter SX Enclosures | 165.50(kilos) 364.93(lbs) | 83.78x52.09x33.58(in) 212.80x132.30x85.30(cent) |  |  | 731304753421 | 3110.00 | 3975.00 | 5490.00
| AR3350B2X610 | APC NetShelter SX Server Rack Gen 2, 42U, 1991H x 750W x 1200D mm, without Doors, Black | https://www.se.com/us/en/product/AR3350B2X610 |  |  | RACKS AND ENCLOSURES | Racks and Accessories | APC NetShelter SX Enclosures | 186.44(kilos) 411.10(lbs) | 83.78x52.09x33.58(in) 212.80x132.30x85.30(cent) |  |  | 731304753438 | 2970.00 | 3800.00 | 5235.00
| AR3350B2X617 | APC NetShelter SX Server Rack Gen 2, 42U, 1991H x 750W x 1200D mm, without Sides and Doors, Black | https://www.se.com/us/en/product/AR3350B2X617 |  |  | RACKS AND ENCLOSURES | Racks and Accessories | APC NetShelter SX Enclosures | 148.40(kilos) 327.22(lbs) | 83.78x52.09x33.58(in) 212.80x132.30x85.30(cent) |  |  | 731304753445 | 2570.00 | 3275.00 | 4530.00
| AR3350SP | NetShelter SX 42U 750mm Wide x 1200mm Deep Enclosure with Sides Black -2000 lbs. Shock Packaging | https://www.se.com/us/en/product/AR3350SP |  |  | RACKS AND ENCLOSURES | Racks and Accessories | APC NetShelter SX Enclosures | 275.33(kilos) 607.10(lbs) | 85.79x43.50x52.01(in) 217.90x110.50x132.10(cent) |  |  | 731304309949 | 4505.00 | 5750.00 | 7950.00
| AR3350W | NetShelter SX 42U 750mm Wide x 1200mm Deep Enclosure with Sides White | https://www.se.com/us/en/product/AR3350W |  |  | RACKS AND ENCLOSURES | Racks and Accessories | APC NetShelter SX Enclosures | 183.18(kilos) 403.91(lbs) | 83.39x33.50x52.52(in) 211.80x85.10x133.40(cent) |  |  | 731304308461 | 3355.00 | 4275.00 | 5920.00
| AR3350W2 | APC NetShelter SX Gen 2, 42U Server Rack Enclosure 750mm x 1200mm w/ Sides White | https://www.se.com/us/en/product/AR3350W2 |  |  | RACKS AND ENCLOSURES | Racks and Accessories | APC NetShelter SX Enclosures | 183.18(kilos) 403.91(lbs) | 83.78x52.09x33.58(in) 212.80x132.30x85.30(cent) |  |  | 731304642343 | 3455.00 | 4425.00 | 6095.00
| AR3350X609 | Netshelter SX 42U 750mm Wide x 1200mm Deep Enclosure Without Sides Black | https://www.se.com/us/en/product/AR3350X609 |  |  | RACKS AND ENCLOSURES | Racks and Accessories | APC NetShelter SX Enclosures | 183.18(kilos) 403.91(lbs) | 83.39x33.50x52.52(in) 211.80x85.10x133.40(cent) |  |  | 731304293682 | 3160.00 | 4025.00 | 5570.00
| AR3350X610 | NetShelter SX 42U 750mm Wide x 1200mm Deep Enclosure Without Doors Black | https://www.se.com/us/en/product/AR3350X610 |  |  | RACKS AND ENCLOSURES | Racks and Accessories | APC NetShelter SX Enclosures | 183.18(kilos) 403.91(lbs) | 83.39x33.50x52.52(in) 211.80x85.10x133.40(cent) |  |  | 731304293811 | 3015.00 | 3850.00 | 5315.00
| AR3350X617 | NetShelter SX 42U 750mm Wide x 1200mm Deep Enclosure Without Sides Without Doors Black | https://www.se.com/us/en/product/AR3350X617 |  |  | RACKS AND ENCLOSURES | Racks and Accessories | APC NetShelter SX Enclosures | 183.18(kilos) 403.91(lbs) | 83.39x33.50x52.52(in) 211.80x85.10x133.40(cent) |  |  | 731304293828 | 2610.00 | 3325.00 | 4600.00
| AR3355 | NetShelter SX 45U 750mm Wide x 1200mm Deep Enclosure with Sides Black | https://www.se.com/us/en/product/AR3355 |  |  | RACKS AND ENCLOSURES | Racks and Accessories | APC NetShelter SX Enclosures | 188.40(kilos) 415.42(lbs) | 88.19x33.46x52.52(in) 224.00x85.00x133.40(cent) |  | 1 | 731304290223 | 3555.00 | 4550.00 | 6270.00
| AR3355B2 | APC NetShelter SX Gen 2, 45U Server Rack Enclosure 750mm x 1200mm w/ Sides Black | https://www.se.com/us/en/product/AR3355B2 |  |  | RACKS AND ENCLOSURES | Racks and Accessories | APC NetShelter SX Enclosures | 188.40(kilos) 415.42(lbs) | 89.06x52.09x33.58(in) 226.20x132.30x85.30(cent) |  |  | 731304642268 | 3485.00 | 4450.00 | 6150.00
| AR3355SP | NetShelter SX 45U 750mm Wide x 1200mm Deep Enclosure with Sides Black -2000 lbs. Shock Packaging | https://www.se.com/us/en/product/AR3355SP |  |  | RACKS AND ENCLOSURES | Racks and Accessories | APC NetShelter SX Enclosures | 168.65(kilos) 371.87(lbs) | 91.10x43.50x52.01(in) 231.40x110.50x132.10(cent) |  | 1 | 731304309956 | 4705.00 | 6000.00 | 8300.00
| AR3355W | NetShelter SX 45U 750mm Wide x 1200mm Deep Enclosure with Sides White | https://www.se.com/us/en/product/AR3355W |  |  | RACKS AND ENCLOSURES | Racks and Accessories | APC NetShelter SX Enclosures | 188.40(kilos) 415.42(lbs) | 88.19x33.46x52.52(in) 224.00x85.00x133.40(cent) |  | 1 | 731304322504 | 3555.00 | 4550.00 | 6270.00
| AR3355W2 | APC NetShelter SX Server Rack Gen 2, 45U, 2124H x 750W x 1200D mm, with Sides, White | https://www.se.com/us/en/product/AR3355W2 |  |  | RACKS AND ENCLOSURES | Racks and Accessories | APC NetShelter SX Enclosures | 188.40(kilos) 415.42(lbs) | 89.06x52.09x33.58(in) 226.20x132.30x85.30(cent) |  |  | 731304753452 | 3730.00 | 4775.00 | 6585.00
| AR3357 | NetShelter SX 48U 750mm Wide x 1200mm Deep Enclosure | https://www.se.com/us/en/product/AR3357 |  |  | RACKS AND ENCLOSURES | Racks and Accessories | APC NetShelter SX Enclosures | 201.82(kilos) 445.01(lbs) | 94.49x52.52x33.50(in) 240.00x133.40x85.10(cent) |  |  | 731304259367 | 3850.00 | 4925.00 | 6795.00
| AR3357B2 | APC NetShelter SX Gen 2, 48U Server Rack Enclosure 750mm x 1200mm w/ Sides Black | https://www.se.com/us/en/product/AR3357B2 |  |  | RACKS AND ENCLOSURES | Racks and Accessories | APC NetShelter SX Enclosures | 201.82(kilos) 445.01(lbs) | 94.29x52.09x33.58(in) 239.50x132.30x85.30(cent) |  |  | 731304642305 | 3775.00 | 4825.00 | 6665.00
| AR3357B2X609 | APC NetShelter SX Server Rack Gen 2, 48U, 2258H x 750W x 1200D mm, without Sides, Black | https://www.se.com/us/en/product/AR3357B2X609 |  |  | RACKS AND ENCLOSURES | Racks and Accessories | APC NetShelter SX Enclosures | 178.87(kilos) 394.41(lbs) | 94.29x52.09x33.58(in) 239.50x132.30x85.30(cent) |  |  | 731304753469 | 3590.00 | 4575.00 | 6335.00
| AR3357B2X610 | APC NetShelter SX Server Rack Gen 2, 48U, 2258H x 750W x 1200D mm, without Doors, Black | https://www.se.com/us/en/product/AR3357B2X610 |  |  | RACKS AND ENCLOSURES | Racks and Accessories | APC NetShelter SX Enclosures | 202.46(kilos) 446.42(lbs) | 94.29x52.09x33.58(in) 239.50x132.30x85.30(cent) |  |  | 731304753476 | 3450.00 | 4400.00 | 6090.00
| AR3357B2X617 | APC NetShelter SX Server Rack Gen 2, 48U, 2258H x 750W x 1200D mm, without Sides and Doors, Black | https://www.se.com/us/en/product/AR3357B2X617 |  |  | RACKS AND ENCLOSURES | Racks and Accessories | APC NetShelter SX Enclosures | 158.86(kilos) 350.29(lbs) | 94.29x52.09x33.58(in) 239.50x132.30x85.30(cent) |  |  | 731304753483 | 2850.00 | 3650.00 | 5030.00
| AR3357SP | NetShelter SX 48U 750mm Wide x 1200mm Deep Enclosure with Sides Black -2000 lbs. Shock Packaging | https://www.se.com/us/en/product/AR3357SP |  |  | RACKS AND ENCLOSURES | Racks and Accessories | APC NetShelter SX Enclosures | 301.64(kilos) 665.12(lbs) | 96.50x43.50x52.01(in) 245.10x110.50x132.10(cent) |  |  | 731304309963 | 5005.00 | 6375.00 | 8825.00
| AR3357W | NetShelter SX 48U 750mm Wide x 1200mm Deep Enclosure, SE White | https://www.se.com/us/en/product/AR3357W |  |  | RACKS AND ENCLOSURES | Racks and Accessories | APC NetShelter SX Enclosures | 201.82(kilos) 445.01(lbs) | 94.49x35.24x52.52(in) 240.00x89.50x133.40(cent) |  |  | 731304324614 | 3850.00 | 4925.00 | 6795.00
| AR3357W2 | APC NetShelter SX Gen 2, 48U Server Rack Enclosure 750mm x 1200mm w/ Sides White | https://www.se.com/us/en/product/AR3357W2 |  |  | RACKS AND ENCLOSURES | Racks and Accessories | APC NetShelter SX Enclosures | 201.82(kilos) 445.01(lbs) | 94.29x52.09x33.58(in) 239.50x132.30x85.30(cent) |  |  | 731304642367 | 3965.00 | 5075.00 | 6995.00
| AR3357X609 | NetShelter SX 48U 750mm Wide x 1200mm Deep Enclosure Without Sides Black | https://www.se.com/us/en/product/AR3357X609 |  |  | RACKS AND ENCLOSURES | Racks and Accessories | APC NetShelter SX Enclosures | 201.82(kilos) 445.01(lbs) | 94.49x35.24x47.99(in) 240.00x89.50x121.90(cent) |  |  | 731304294238 | 3645.00 | 4650.00 | 6430.00
| AR3357X610 | NetShelter SX 48U 750mm Wide x 1200mm Deep Enclosure Without Doors Black | https://www.se.com/us/en/product/AR3357X610 |  |  | RACKS AND ENCLOSURES | Racks and Accessories | APC NetShelter SX Enclosures | 183.18(kilos) 403.91(lbs) | 94.49x33.50x52.52(in) 240.00x85.10x133.40(cent) |  |  | 731304294245 | 3505.00 | 4475.00 | 6180.00
| AR3357X617 | NetShelter SX 48U 750mm Wide x 1200mm Deep Enclosure Without Sides Without Doors Black | https://www.se.com/us/en/product/AR3357X617 |  |  | RACKS AND ENCLOSURES | Racks and Accessories | APC NetShelter SX Enclosures | 183.18(kilos) 403.91(lbs) | 94.49x52.52x33.50(in) 240.00x133.40x85.10(cent) |  |  | 731304294276 | 2895.00 | 3700.00 | 5105.00
| AR3357X674 | NetShelter SX 52U 750mm Wide x 1200mm Deep Enclosure with Sides Black | https://www.se.com/us/en/product/AR3357X674 |  |  | RACKS AND ENCLOSURES | Racks and Accessories | APC NetShelter SX Enclosures | 210.92(kilos) 465.08(lbs) | 101.50x35.24x52.52(in) 257.80x89.50x133.40(cent) |  |  | 731304325659 | 4765.00 | 6075.00 | 8405.00
| AR3357X790 | NetShelter SX 60U 750mm Wide x 1200mm Deep Enclosure, GM | https://www.se.com/us/en/product/AR3357X790 |  |  | RACKS AND ENCLOSURES | Racks and Accessories | APC NetShelter SX Enclosures | 251.00(kilos) 553.46(lbs) | 115.98x35.24x52.52(in) 294.60x89.50x133.40(cent) |  |  | 731304332107 | 6615.00 | 8450.00 | 11670.00
| AR3358B2 | APC NetShelter SX Server Rack Gen 2, 52U, 2436H x 750W x 1200D mm, with Sides | https://www.se.com/us/en/product/AR3358B2 |  |  | RACKS AND ENCLOSURES | Racks and Accessories | APC NetShelter SX Enclosures | 232.48(kilos) 512.62(lbs) | 100.91x52.09x33.90(in) 256.30x132.30x86.10(cent) |  |  | 731304753490 | 4020.00 | 5125.00 | 7095.00
| AR3358W2 | APC NetShelter SX Server Rack Gen 2, 52U, 2436H x 750W x 1200D mm, with Sides, white | https://www.se.com/us/en/product/AR3358W2 |  |  | RACKS AND ENCLOSURES | Racks and Accessories | APC NetShelter SX Enclosures | 232.48(kilos) 512.62(lbs) | 100.91x52.09x33.90(in) 256.30x132.30x86.10(cent) |  |  | 731304760535 | 4500.00 | 5750.00 | 7945.00
| AR3380B2 | APC NetShelter SX Gen 2, 42U Server Rack Enclosure 800mm x 1200mm w/ Sides Black | https://www.se.com/us/en/product/AR3380B2 |  |  | RACKS AND ENCLOSURES | Racks and Accessories | APC NetShelter SX Enclosures | 219.70(kilos) 484.44(lbs) | 83.78x52.09x37.32(in) 212.80x132.30x94.80(cent) |  |  | 731304642220 | 3460.00 | 4425.00 | 6110.00
| AR3387B2 | APC NetShelter SX Gen 2, 48U Server Rack Enclosure 800mm x 1200mm w/ Sides Black | https://www.se.com/us/en/product/AR3387B2 |  |  | RACKS AND ENCLOSURES | Racks and Accessories | APC NetShelter SX Enclosures | 238.00(kilos) 524.79(lbs) | 94.29x52.09x37.32(in) 239.50x132.30x94.80(cent) |  |  | 731304642329 | 4005.00 | 5125.00 | 7065.00
| AR3388B2 | APC NetShelter SX Server Rack Gen 2, 52U, 2436H x 800W x 1200D mm, with Sides | https://www.se.com/us/en/product/AR3388B2 |  |  | RACKS AND ENCLOSURES | Racks and Accessories | APC NetShelter SX Enclosures | 239.76(kilos) 528.67(lbs) | 100.91x52.09x37.56(in) 256.30x132.30x95.40(cent) |  |  | 731304759201 | 4225.00 | 5400.00 | 7450.00
| AR3388W2 | APC NetShelter SX Server Rack Gen 2, 52U, 2436H x 800W x 1200D mm, with Sides, white | https://www.se.com/us/en/product/AR3388W2 |  |  | RACKS AND ENCLOSURES | Racks and Accessories | APC NetShelter SX Enclosures | 239.76(kilos) 528.67(lbs) | 100.91x52.09x37.56(in) 256.30x132.30x95.40(cent) |  |  | 731304760542 | 4500.00 | 5750.00 | 7940.00
| AR3810 | NetShelter AV 42U 600mm Wide x 825 Deep Enclosure with Sides and 10-32 Threaded Rails Black | https://www.se.com/us/en/product/AR3810 |  |  | RACKS AND ENCLOSURES | Racks and Accessories | APC NetShelter SX Enclosures | 133.64(kilos) 294.68(lbs) | 83.50x29.49x40.51(in) 212.10x74.90x102.90(cent) |  |  | 731304281436 | 2005.00 | 2575.00 | 3535.00
| AR3812 | NetShelter AV 42U 600mm Wide x 825mm Deep Enclosure 10-32 Threaded Rails No Sides/Roof/Doors Black | https://www.se.com/us/en/product/AR3812 |  |  | RACKS AND ENCLOSURES | Racks and Accessories | APC NetShelter SX Enclosures | 82.73(kilos) 182.42(lbs) | 83.50x29.49x40.51(in) 212.10x74.90x102.90(cent) |  |  | 731304284123 | 1415.00 | 1825.00 | 2495.00
| AR3814 | NetShelter AV 24U 600mm Wide x 825mm Deep Enclosure with Sides and 10-32 Threaded Rails Black | https://www.se.com/us/en/product/AR3814 |  |  | RACKS AND ENCLOSURES | Racks and Accessories | APC NetShelter SX Enclosures | 95.00(kilos) 209.48(lbs) | 52.24x29.49x40.51(in) 132.70x74.90x102.90(cent) |  |  | 731304284109 | 1810.00 | 2325.00 | 3190.00
| AR4000MV12U | NetShelter CX Mini 12U Vertical Mounting Rail Kit | https://www.se.com/us/en/product/AR4000MV12U |  |  | SPARES DC, R&E, MGMT | Racks and Accessories | NetShelter CX Enclosures | 1.30(kilos) 2.86(lbs) | 27.56x6.30x6.30(in) 70.00x16.00x16.00(cent) |  |  | 731304294153 | 259.00 | 379.99 | 467.00
| AR4000MV-FR | NetShelter CX Mini Fixed Rail Kit | https://www.se.com/us/en/product/AR4000MV-FR |  |  | SPARES DC, R&E, MGMT | Racks and Accessories | NetShelter CX Enclosures | 0.70(kilos) 1.54(lbs) | 27.56x6.30x6.30(in) 70.00x16.00x16.00(cent) |  |  | 731304294146 | 107.00 | 159.99 | 193.00
| AR4012A | APC NetShelter Soundproof, 12U, Server Rack Enclosure, Maple | https://www.se.com/us/en/product/AR4012A | 100...230 |  | RACKS AND ENCLOSURES | Racks and Accessories | APC NetShelter Soundproof Racks | 158.00(kilos) 348.39(lbs) | 35.39x47.24x32.28(in) 89.90x120.00x82.00(cent) |  |  | 731304621720 | 3520.00 | 4500.00 | 6210.00
| AR4017A | APC NetShelter Soundproof, 17U, Server Rack Enclosure, 120V, Maple | https://www.se.com/us/en/product/AR4017A | 100...120 |  | RACKS AND ENCLOSURES | Racks and Accessories | APC NetShelter Soundproof Racks | 188.00(kilos) 414.54(lbs) | 44.09x47.24x32.28(in) 112.00x120.00x82.00(cent) |  |  | 731304621737 | 3820.00 | 4875.00 | 6735.00
| AR4018SP | NetShelter CX 18U Secure Soundproof Server Room in a Box Enclosure - Shock Packaging | https://www.se.com/us/en/product/AR4018SP | 100 ,110 ,115 ,120 ,200 ,208 ,220 ,230 ,240 |  | RACKS AND ENCLOSURES | Racks and Accessories | NetShelter CX Enclosures | 220.00(kilos) 485.10(lbs) | 50.39x39.37x51.18(in) 128.00x100.00x130.00(cent) |  | 1 | 731304337881 | 5990.00 | 7650.00 | 10575.00
| AR4018SPX432 | NetShelter CX 18U Secure Soundproof Server Room in a Box Enclosure - Shock Packaging - White | https://www.se.com/us/en/product/AR4018SPX432 | 100 ,110 ,115 ,120 ,127 ,200 ,208 ,220 ,230 ,240 |  | RACKS AND ENCLOSURES | Racks and Accessories | NetShelter CX Enclosures | 220.00(kilos) 485.10(lbs) | 50.39x39.37x51.18(in) 128.00x100.00x130.00(cent) |  | 1 | 731304338574 | 6055.00 | 7725.00 | 10680.00
| AR4024SP | NetShelter CX 24U Secure Soundproof Server Room in a Box Enclosure - Shock Packaging | https://www.se.com/us/en/product/AR4024SP | 100 ,110 ,115 ,120 ,127 ,200 ,208 ,220 ,230 ,240 |  | RACKS AND ENCLOSURES | Racks and Accessories | NetShelter CX Enclosures | 248.00(kilos) 546.84(lbs) | 61.02x39.37x51.18(in) 155.00x100.00x130.00(cent) |  | 1 | 731304337898 | 7625.00 | 9725.00 | 13455.00
| AR4024SPX429 | NetShelter CX24U Secure Soundproof Server Room in a Box Enclosure - Shock Packaging - Black | https://www.se.com/us/en/product/AR4024SPX429 | 100 ,110 ,115 ,120 ,127 ,200 ,208 ,220 ,230 ,240 |  | RACKS AND ENCLOSURES | Racks and Accessories | NetShelter CX Enclosures | 248.00(kilos) 546.84(lbs) | 61.02x39.37x51.18(in) 155.00x100.00x130.00(cent) |  | 1 | 731304338581 | 7610.00 | 9700.00 | 13425.00
| AR4024SPX431 | NetShelter CX 24U Secure Soundproof Server Room in a Box Enclosure - Shock Packaging - Dark Grey | https://www.se.com/us/en/product/AR4024SPX431 | 100 ,110 ,115 ,120 ,127 ,200 ,208 ,220 ,230 ,240 |  | RACKS AND ENCLOSURES | Racks and Accessories | NetShelter CX Enclosures | 248.00(kilos) 546.84(lbs) | 61.02x39.37x51.18(in) 155.00x100.00x130.00(cent) |  | 1 | 731304338598 | 7610.00 | 9700.00 | 13425.00
| AR4032A | APC NetShelter Soundproof, 32U, Server Rack Enclosure, 120V, Maple | https://www.se.com/us/en/product/AR4032A | 100...120 |  | RACKS AND ENCLOSURES | Racks and Accessories | APC NetShelter Soundproof Racks | 260.00(kilos) 573.30(lbs) | 70.35x47.24x32.28(in) 178.70x120.00x82.00(cent) |  |  | 731304621768 | 5245.00 | 6700.00 | 9255.00
| AR4038LA | APC NetShelter Soundproof, 38U, Server Rack Enclosure, 120V, Maple | https://www.se.com/us/en/product/AR4038LA | 100...120 |  | RACKS AND ENCLOSURES | Racks and Accessories | APC NetShelter Soundproof Racks | 303.00(kilos) 668.12(lbs) | 80.75x47.24x32.28(in) 205.10x120.00x82.00(cent) |  |  | 731304621799 | 5840.00 | 7450.00 | 10305.00
| AR4602A | NetShelter CX High Security Handle Adapter Kit | https://www.se.com/us/en/product/AR4602A |  |  | RACKS AND ENCLOSURES | Racks and Accessories | NetShelter CX Enclosures | 1.10(kilos) 2.43(lbs) | 12.99x4.33x45.00(in) 33.00x11.00x114.30(cent) |  |  | 731304335986 | 272.00 | 399.99 | 489.00
| AR4603 | NetShelter CX Base/Plinth Surround Kit | https://www.se.com/us/en/product/AR4603 |  |  | RACKS AND ENCLOSURES | Racks and Accessories | NetShelter CX Enclosures | 3.34(kilos) 7.36(lbs) | 43.31x5.67x5.12(in) 110.00x14.40x13.00(cent) |  |  | 731304333357 | 172.00 | 249.99 | 310.00
| AR4605 | CX NEMA Cable Kit, NEMA 5-15P to C13 2M Long, C14 to 5-15R 0.5M Long | https://www.se.com/us/en/product/AR4605 |  |  | RACKS AND ENCLOSURES | Racks and Accessories | NetShelter CX Enclosures | 2.20(kilos) 4.85(lbs) | 3.94x5.12x9.06(in) 10.00x13.00x23.00(cent) |  |  | 731304427186 | 141.00 | 209.99 | 253.00
| AR4701 | Dust Filter Pack NetShelter CX 18U & 24U 2 Small Filters | https://www.se.com/us/en/product/AR4701 |  |  | RACKS AND ENCLOSURES | Racks and Accessories | NetShelter CX Enclosures | 0.50(kilos) 1.10(lbs) | 27.56x6.30x6.30(in) 70.00x16.00x16.00(cent) |  |  | 731304294535 | 122.00 | 159.99 | 214.00
| AR4702 | Dust Filter Pack Netshelter CX 38U 2 Small Filters & 2 Large Filters | https://www.se.com/us/en/product/AR4702 |  |  | RACKS AND ENCLOSURES | Racks and Accessories | NetShelter CX Enclosures | 0.80(kilos) 1.76(lbs) | 27.56x6.30x6.30(in) 70.00x16.00x16.00(cent) |  |  | 731304294542 | 251.00 | 319.99 | 443.00
| AR4703 | NetShelter CX Fan Booster Kit | https://www.se.com/us/en/product/AR4703 | 100 ,115 ,120 ,200 ,208 ,220 ,230 ,240 |  | SPARES DC, R&E, MGMT | Racks and Accessories | NetShelter CX Enclosures | 2.89(kilos) 6.38(lbs) | 9.84x11.02x22.05(in) 25.00x28.00x56.00(cent) |  |  | 731304309819 | 645.00 | 939.00 | 1165.00
| AR7711X886 | Rear facing rack PDU mounting kit for 48U/52U HS racks | https://www.se.com/us/en/product/AR7711X886 |  |  | RACKS AND ENCLOSURES | Racks and Accessories | APC NetShelter SX Enclosures | 4.50(kilos) 9.92(lbs) | 3.07x13.78x8.90(in) 7.80x35.00x22.60(cent) |  |  | 731304787082 | 154.00 | 199.99 | 272.00
| AR9457SPB2X886 | APC NetShelter SX Gen 2 HS Rack , 48U, 2258H x 750W x 1400D mm, with Shock Package, Black SMC | https://www.se.com/us/en/product/AR9457SPB2X886 |  |  | RACKS AND ENCLOSURES | Racks and Accessories | APC NetShelter SX Enclosures | 423.00(kilos) 932.72(lbs) | 97.99x59.88x43.50(in) 248.90x152.10x110.50(cent) |  |  | 731304774709 | 6095.00 | 7775.00 | 10755.00
| AR9458SPB2X886 | APC NetShelter SX Gen 2 HS Rack , 52U, 2436H x 750W x 1400D mm, with Shock Package, Black SMC | https://www.se.com/us/en/product/AR9458SPB2X886 |  |  | RACKS AND ENCLOSURES | Racks and Accessories | APC NetShelter SX Enclosures | 442.00(kilos) 974.61(lbs) | 105.00x59.88x43.50(in) 266.70x152.10x110.50(cent) |  |  | 731304774686 | 8335.00 | 10700.00 | 14705.00
| AR9487SPB2X886 | APC NetShelter SX Gen 2 HS Rack , 48U, 2258H x 800W x 1400D mm, with Shock Package, Black SMC | https://www.se.com/us/en/product/AR9487SPB2X886 |  |  | RACKS AND ENCLOSURES | Racks and Accessories | APC NetShelter SX Enclosures | 450.00(kilos) 992.25(lbs) | 97.99x59.88x43.50(in) 248.90x152.10x110.50(cent) |  |  | 731304774716 | 6345.00 | 8100.00 | 11195.00
| AR9488SPB2X886 | APC NetShelter SX Gen 2 HS Rack , 52U, 2436H x 800W x 1400D mm, with Shock Package, Black SMC | https://www.se.com/us/en/product/AR9488SPB2X886 |  |  | RACKS AND ENCLOSURES | Racks and Accessories | APC NetShelter SX Enclosures | 465.00(kilos) 1025.33(lbs) | 105.00x59.88x43.50(in) 266.70x152.10x110.50(cent) |  |  | 731304774693 | 8455.00 | 10800.00 | 14925.00
| AR9557SPB2 | APC NetShelter SX Advanced Rack, High Strength, 48U, 2258H x 750W x 1295D mm, with Shock Package, Black | https://www.se.com/us/en/product/AR9557SPB2 |  |  | RACKS AND ENCLOSURES | Racks and Accessories | APC NetShelter SX Advanced Enclosures | 368.00(kilos) 811.44(lbs) | 98.11x57.48x43.50(in) 249.20x146.00x110.50(cent) |  |  | 731304762645 | 6535.00 | 8350.00 | 11530.00
| AR9558SPB2 | APC NetShelter SX Advanced Rack, High Strength, 52U, 2436H x 750W x 1295D mm, with Shock Package, Black | https://www.se.com/us/en/product/AR9558SPB2 |  |  | RACKS AND ENCLOSURES | Racks and Accessories | APC NetShelter SX Advanced Enclosures | 390.00(kilos) 859.95(lbs) | 105.12x57.48x43.50(in) 267.00x146.00x110.50(cent) |  |  | 731304762607 | 7725.00 | 9850.00 | 13630.00
| AR9558SPB2X886 | APC NetShelter SX Gen 2 HS Rack , 52U, 2436H x 750W x 1295D mm, with Shock Package, Black SMC | https://www.se.com/us/en/product/AR9558SPB2X886 |  |  | RACKS AND ENCLOSURES | Racks and Accessories | APC NetShelter SX Enclosures | 429.00(kilos) 945.95(lbs) | 105.00x55.75x43.50(in) 266.70x141.60x110.50(cent) |  |  | 731304772156 | 7710.00 | 9850.00 | 13605.00
| AR9587SPB2 | APC NetShelter SX Advanced Rack, High Strength, 48U, 2258H x 800W x 1295D mm, with Shock Package, Black | https://www.se.com/us/en/product/AR9587SPB2 |  |  | RACKS AND ENCLOSURES | Racks and Accessories | APC NetShelter SX Advanced Enclosures | 378.00(kilos) 833.49(lbs) | 98.11x57.48x43.50(in) 249.20x146.00x110.50(cent) |  |  | 731304762638 | 6720.00 | 8575.00 | 11855.00
| AR9588SPB2 | APC NetShelter SX Advanced Rack, High Strength, 52U, 2436H x 800W x 1295D mm, with Shock Package, Black | https://www.se.com/us/en/product/AR9588SPB2 |  |  | RACKS AND ENCLOSURES | Racks and Accessories | APC NetShelter SX Advanced Enclosures | 395.00(kilos) 870.98(lbs) | 105.12x57.48x43.50(in) 267.00x146.00x110.50(cent) |  |  | 731304762614 | 7920.00 | 10100.00 | 13970.00
| AR9588SPB2X886 | APC NetShelter SX Gen 2 HS Rack , 52U, 2436H x 800W x 1295D mm, with Shock Package, Black SMC | https://www.se.com/us/en/product/AR9588SPB2X886 |  |  | RACKS AND ENCLOSURES | Racks and Accessories | APC NetShelter SX Enclosures | 449.00(kilos) 990.04(lbs) | 105.00x55.75x43.50(in) 266.70x141.60x110.50(cent) |  |  | 731304773696 | 7960.00 | 10200.00 | 14045.00
| AR9657SPB2 | APC NetShelter SX Advanced Rack, High Strength, 48U, 2258H x 750W x 1470D mm, with Shock Package, Black | https://www.se.com/us/en/product/AR9657SPB2 |  |  | RACKS AND ENCLOSURES | Racks and Accessories | APC NetShelter SX Advanced Enclosures | 370.00(kilos) 815.85(lbs) | 98.11x64.37x43.50(in) 249.20x163.50x110.50(cent) |  |  | 731304762591 | 7380.00 | 9425.00 | 13025.00
| AR9658SPB2 | APC NetShelter SX Advanced Rack, High Strength, 52U, 2436H x 750W x 1470D mm, with Shock Package, Black | https://www.se.com/us/en/product/AR9658SPB2 |  |  | RACKS AND ENCLOSURES | Racks and Accessories | APC NetShelter SX Advanced Enclosures | 391.00(kilos) 862.16(lbs) | 105.12x64.37x43.50(in) 267.00x163.50x110.50(cent) |  |  | 731304762621 | 8300.00 | 10600.00 | 14650.00
| AR9658SPB2X886 | APC NetShelter SX Gen 2 HS Rack , 52U, 2436H x 750W x 1470D mm, with Shock Package, Black SMC | https://www.se.com/us/en/product/AR9658SPB2X886 |  |  | RACKS AND ENCLOSURES | Racks and Accessories | APC NetShelter SX Enclosures | 451.00(kilos) 994.46(lbs) | 105.00x62.64x43.50(in) 266.70x159.10x110.50(cent) |  |  | 731304772163 | 8335.00 | 10700.00 | 14705.00
| AR9688SPB2X886 | APC NetShelter SX Gen 2 HS Rack , 52U, 2436H x 800W x 1470D mm, with Shock Package, Black SMC | https://www.se.com/us/en/product/AR9688SPB2X886 |  |  | RACKS AND ENCLOSURES | Racks and Accessories | APC NetShelter SX Enclosures | 488.00(kilos) 1076.04(lbs) | 105.00x62.64x43.50(in) 266.70x159.10x110.50(cent) |  |  | 731304773702 | 8455.00 | 10800.00 | 14925.00
| MDC24SX3KVAT | Micro Data Center 24U SX, 3KVA, 120V | https://www.se.com/us/en/product/MDC24SX3KVAT |  |  | RACKS AND ENCLOSURES | Racks and Accessories | EcoStruxure Micro Data Centers | 258.55(kilos) 570.10(lbs) | 53.15x35.39x47.99(in) 135.00x89.90x121.90(cent) |  |  | 731304335764 | 12595.00 | 16100.00 | 22220.00
| MDC42SX5KVAT | Micro Data Center 42U SX, 5KVA, 208V | https://www.se.com/us/en/product/MDC42SX5KVAT |  |  | RACKS AND ENCLOSURES | Racks and Accessories | EcoStruxure Micro Data Centers | 396.89(kilos) 875.14(lbs) | 85.79x43.50x52.01(in) 217.90x110.50x132.10(cent) |  |  | 731304335788 | 20775.00 | 26500.00 | 36660.00
| MDCBASEINSTLK | Base Enclosure Integration | https://www.se.com/us/en/product/MDCBASEINSTLK |  |  | RACKS AND ENCLOSURES | Racks and Accessories | EcoStruxure Micro Data Centers | 0.01(kilos) 0.02(lbs) |  |  |  |  | 3510.00 | 4475.00 | 6190.00
| MDCBASEINSTLK2 | Base Enclosure Integration - NAM | https://www.se.com/us/en/product/MDCBASEINSTLK2 |  |  | OPTIMUM EDGE SYSTEMS | Racks and Accessories | EcoStruxure Micro Data Centers | 1.00(kilos) 2.21(lbs) | 0.39x0.39x0.39(in) 1.00x1.00x1.00(cent) |  |  | 731304563372 | 1290.00 | 1650.00 | 2270.00
| MDCECOSTRINSTLK | Ecostruxure IT Gateway Integ - NAM | https://www.se.com/us/en/product/MDCECOSTRINSTLK |  |  | OPTIMUM EDGE SYSTEMS | Racks and Accessories | EcoStruxure Micro Data Centers | 1.00(kilos) 2.21(lbs) | 0.39x0.39x0.39(in) 1.00x1.00x1.00(cent) |  |  | 731304573128 | 199.00 | 259.99 | 351.00
| MDCFANINSTLK | Fan flip and install, per fan | https://www.se.com/us/en/product/MDCFANINSTLK |  |  | RACKS AND ENCLOSURES | Racks and Accessories | EcoStruxure Micro Data Centers | 0.01(kilos) 0.02(lbs) |  |  |  |  | 273.00 | 349.99 | 482.00
| MDCHTRINSTLK | Heater install for one heater | https://www.se.com/us/en/product/MDCHTRINSTLK |  |  | RACKS AND ENCLOSURES | Racks and Accessories | EcoStruxure Micro Data Centers | 0.01(kilos) 0.02(lbs) |  |  |  |  | 255.00 | 329.99 | 449.00
| MDCHTRRELAYINSTLK | Heater install for one timing relay, one power relay, terminal block, junction box | https://www.se.com/us/en/product/MDCHTRRELAYINSTLK |  |  | RACKS AND ENCLOSURES | Racks and Accessories | EcoStruxure Micro Data Centers | 0.01(kilos) 0.02(lbs) |  |  |  |  | 354.00 | 459.00 | 624.00
| MDCINTEGMATLK | MDC Integration Material - NAM | https://www.se.com/us/en/product/MDCINTEGMATLK |  |  | OPTIMUM EDGE SYSTEMS | Racks and Accessories | EcoStruxure Micro Data Centers | 1.00(kilos) 2.21(lbs) | 0.39x0.39x0.39(in) 1.00x1.00x1.00(cent) |  |  | 731304577614 | 300.00 | 389.99 | 530.00
| MDCINTEGMATLKWM | MDC Integration Material WM - NAM | https://www.se.com/us/en/product/MDCINTEGMATLKWM |  |  | OPTIMUM EDGE SYSTEMS | Racks and Accessories | EcoStruxure Micro Data Centers | 1.00(kilos) 2.21(lbs) | 0.39x0.39x0.39(in) 1.00x1.00x1.00(cent) |  |  | 731304624189 | 463.00 | 589.00 | 816.00
| MDCMOUNTWIREINSTLK | Mount, Wire, Install Component | https://www.se.com/us/en/product/MDCMOUNTWIREINSTLK |  |  | RACKS AND ENCLOSURES | Racks and Accessories | EcoStruxure Micro Data Centers | 0.01(kilos) 0.02(lbs) |  |  |  | 731304578208 | 193.00 | 249.99 | 340.00
| MDCNBTZINSTLKWM | NetBotz Integration WM - NAM | https://www.se.com/us/en/product/MDCNBTZINSTLKWM |  |  | OPTIMUM EDGE SYSTEMS | Racks and Accessories | EcoStruxure Micro Data Centers | 1.00(kilos) 2.21(lbs) | 0.39x0.39x0.39(in) 1.00x1.00x1.00(cent) |  |  | 731304573166 | 274.00 | 349.99 | 484.00
| MDCNTBTZINSTLK | NetBotz Integration - NAM | https://www.se.com/us/en/product/MDCNTBTZINSTLK |  |  | OPTIMUM EDGE SYSTEMS | Racks and Accessories | EcoStruxure Micro Data Centers | 1.00(kilos) 2.21(lbs) | 0.39x0.39x0.39(in) 1.00x1.00x1.00(cent) |  |  | 731304573180 | 211.00 | 269.99 | 372.00
| MDCPDUINSTLK | RPDU Integration - NAM | https://www.se.com/us/en/product/MDCPDUINSTLK |  |  | OPTIMUM EDGE SYSTEMS | Racks and Accessories | EcoStruxure Micro Data Centers | 1.00(kilos) 2.21(lbs) | 0.39x0.39x0.39(in) 1.00x1.00x1.00(cent) |  |  | 731304573203 | 109.00 | 139.99 | 191.00
| MDCUPSINSTLK | UPS Installation (on SURTRK4 rails if 1000mm o0r deeper enclosure), includes mount of temp sensor that comes with UPS | https://www.se.com/us/en/product/MDCUPSINSTLK |  |  | RACKS AND ENCLOSURES | Racks and Accessories | EcoStruxure Micro Data Centers | 0.01(kilos) 0.02(lbs) |  |  |  | 731304578192 | 354.00 | 459.00 | 624.00
| MDCUPSINSTLKWM | UPS Integration WM - NAM | https://www.se.com/us/en/product/MDCUPSINSTLKWM |  |  | OPTIMUM EDGE SYSTEMS | Racks and Accessories | EcoStruxure Micro Data Centers | 1.00(kilos) 2.21(lbs) | 0.39x0.39x0.39(in) 1.00x1.00x1.00(cent) |  |  | 731304573241 | 199.00 | 259.99 | 351.00
| MDCVENTINSTLK | Vent grid install, per vent | https://www.se.com/us/en/product/MDCVENTINSTLK |  |  | RACKS AND ENCLOSURES | Racks and Accessories | EcoStruxure Micro Data Centers | 0.01(kilos) 0.02(lbs) |  |  |  | 731304573876 | 159.00 | 209.99 | 280.00
| MDCWALLBASEINSTLK | Base Wall Enclosure Integration - NAM | https://www.se.com/us/en/product/MDCWALLBASEINSTLK |  |  | RACKS AND ENCLOSURES | Racks and Accessories | EcoStruxure Micro Data Centers | [5 empty] | 1435.00 | 1850.00 | 2535.00
| RACKINT | Integrated Rack Assemble-to-Order | https://www.se.com/us/en/product/RACKINT |  |  | RACKS AND ENCLOSURES | Racks and Accessories | EcoStruxure Micro Data Centers |  |  |  |  | 731304797319 | Call for Quote | Call for Quote | Call for Quote
| RACKINT2 | Integrated Rack Assemble-to-Order - MDC | https://www.se.com/us/en/product/RACKINT2 |  |  | OPTIMUM EDGE SYSTEMS | Racks and Accessories | EcoStruxure Micro Data Centers | [5 empty] | Call for Quote | Call for Quote | Call for Quote
Renew >> Services | QWRUPSINSDSP | Installation and Disposal Service for Refresh-UPS program | https://www.se.com/us/en/product/QWRUPSINSDSP |  |  | SP POWER INSTALL | Services | EcoFitâ„¢ Life Extension Essential for UPS | [5 empty] | Call for Quote | Call for Quote | Call for Quote
| QWXBUMOD | ITD XBU Modernization Services | https://www.se.com/us/en/product/QWXBUMOD |  |  | POWER FIELD SERVICES - PSIBS - FSERPW | Services | EcoFitâ„¢ Life Extension Essential for UPS | [5 empty] | Call for Quote | Call for Quote | Call for Quote
| WCOOLDECOM | InRow Decommissioning | https://www.se.com/us/en/product/WCOOLDECOM |  |  | SP COOL MODERNIZATION | Services | EcoFitâ„¢ Replacement for Cooling |  |  |  |  | 731304642169 | Call for Quote | Call for Quote | Call for Quote
| WCOOLGD | InRow Green Disposal | https://www.se.com/us/en/product/WCOOLGD |  |  | SP COOL MODERNIZATION | Services | EcoFitâ„¢ Replacement for Cooling |  |  |  |  | 731304642145 | Call for Quote | Call for Quote | Call for Quote
| WCOOLWORKSITE | InRow Site Enablement | https://www.se.com/us/en/product/WCOOLWORKSITE |  |  | SP COOL MODERNIZATION | Services | EcoFitâ„¢ Replacement for Cooling |  |  |  |  | 731304642152 | Call for Quote | Call for Quote | Call for Quote
| WECONVGVL | eConversion Service for Galaxy VL | https://www.se.com/us/en/product/WECONVGVL |  |  | SP POWER REFRESH UPS | Services | EcoFitâ„¢ Life Extension Essential for UPS |  |  |  |  | 731304738336 | 2510.00 | 3325.00 | 4465.00
| WECONVGVM | eConversion Service for Galaxy VM | https://www.se.com/us/en/product/WECONVGVM |  |  | SP POWER REFRESH UPS | Services | EcoFitâ„¢ Life Extension Essential for UPS |  |  |  |  | 731304738343 | 1040.00 | 1375.00 | 1855.00
| WECONVGVS | eConversion Service for Galaxy VS | https://www.se.com/us/en/product/WECONVGVS |  |  | SP POWER REFRESH UPS | Services | EcoFitâ„¢ Life Extension Essential for UPS |  |  |  |  | 731304738350 | 674.00 | 889.00 | 1200.00
| WECONVGVXL | eConversion Service for Galaxy VXL | https://www.se.com/us/en/product/WECONVGVXL |  |  | SP POWER REFRESH UPS | Services | EcoFitâ„¢ Life Extension Essential for UPS |  |  |  |  | 731304738367 | 5075.00 | 6700.00 | 9040.00
| WMPRS1-LX-01 | Modular UPS Revitalization Service for (1) Symmetra LX with 1 X SYPM4KP | https://www.se.com/us/en/product/WMPRS1-LX-01 |  |  | SP POWER MPRS | Services | EcoFitâ„¢ Life Extension Advanced for UPS | [5 empty] | 4605.00 | 6075.00 | 8200.00
| WMPRS1-MP2-101 | Modular Power Revitalization Service 1 X SYPM10KF2, for Symmetra PX2 100kVA Frame | https://www.se.com/us/en/product/WMPRS1-MP2-101 |  |  | SP POWER MPRS | Services | EcoFitâ„¢ Life Extension Advanced for UPS | 0.01(kilos) 0.02(lbs) |  |  |  |  | 14590.00 | 19300.00 | 26000.00
| WMPRS1-MP-21 | Modular UPS Revitalization Service for (1) SYPX - ISX 20k A-I-O with 1 X High Efficiency Power Mod | https://www.se.com/us/en/product/WMPRS1-MP-21 |  |  | SP POWER MPRS | Services | EcoFitâ„¢ Life Extension Advanced for UPS | [5 empty] | 12785.00 | 16900.00 | 22780.00
| WMPRS1-MP-41 | Modular UPS Revitalization Service for (1) Symmetra PX 40kW with 1 X High Efficiency Power Module | https://www.se.com/us/en/product/WMPRS1-MP-41 |  |  | SP POWER MPRS | Services | EcoFitâ„¢ Life Extension Advanced for UPS | 0.01(kilos) 0.02(lbs) |  |  |  |  | 13145.00 | 17400.00 | 23425.00
| WMPRS1-MP-101 | Modular UPS Revitalization Service for (1) Symmetra MW 1000kW Frame with 1 X SYPM200KG | https://www.se.com/us/en/product/WMPRS1-MP-101 |  |  | SP POWER MPRS | Services | EcoFitâ„¢ Life Extension Advanced for UPS | 0.01(kilos) 0.02(lbs) |  |  |  |  | 65680.00 | 86600.00 | 117025.00
| WMPRS1-MP-121 | Modular UPS Revitalization Service for (1) Symmetra MW 1200kW Frame with 1 X SYPM200KG | https://www.se.com/us/en/product/WMPRS1-MP-121 |  |  | SP POWER MPRS | Services | EcoFitâ„¢ Life Extension Advanced for UPS | 0.01(kilos) 0.02(lbs) |  |  |  |  | 82955.00 | 109500.00 | 147810.00
| WMPRS1-MP-141 | Modular UPS Revitalization Service for (1) Symmetra MW 1400kW Frame with 1 X SYPM200KG | https://www.se.com/us/en/product/WMPRS1-MP-141 |  |  | SP POWER MPRS | Services | EcoFitâ„¢ Life Extension Advanced for UPS | 0.01(kilos) 0.02(lbs) |  |  |  |  | 85600.00 | 113000.00 | 152520.00
| WMPRS1-MP-161 | Modular UPS Revitalization Service for (1) Symmetra MW 1600kW Frame with 1 X SYPM200KG | https://www.se.com/us/en/product/WMPRS1-MP-161 |  |  | SP POWER MPRS | Services | EcoFitâ„¢ Life Extension Advanced for UPS | 0.01(kilos) 0.02(lbs) |  |  |  |  | 88355.00 | 116500.00 | 157435.00
| WMPRS1-MP-401 | Modular UPS Revitalization Service for (1) Symmetra MW 400kW Frame with 1 X SYPM200KG | https://www.se.com/us/en/product/WMPRS1-MP-401 |  |  | SP POWER MPRS | Services | EcoFitâ„¢ Life Extension Advanced for UPS | 0.01(kilos) 0.02(lbs) |  |  |  |  | 62435.00 | 82300.00 | 111245.00
| WMPRS1-MP-601 | Modular UPS Revitalization Service for (1) Symmetra MW 600kW Frame with 1 X SYPM200KG | https://www.se.com/us/en/product/WMPRS1-MP-601 |  |  | SP POWER MPRS | Services | EcoFitâ„¢ Life Extension Advanced for UPS | 0.01(kilos) 0.02(lbs) |  |  |  |  | 64745.00 | 85400.00 | 115360.00
| WMPRS1-MP-801 | Modular UPS Revitalization Service for (1) Symmetra MW 800kW Frame with 1 X SYPM200KG | https://www.se.com/us/en/product/WMPRS1-MP-801 |  |  | SP POWER MPRS | Services | EcoFitâ„¢ Life Extension Advanced for UPS | 0.01(kilos) 0.02(lbs) |  |  |  |  | 70820.00 | 93400.00 | 126185.00
| WMPRS1B-LX-01 | Modular UPS Revitalization Service for (1) Symmetra LX with 1 X SYPM4KP, 2 X SYBT5 | https://www.se.com/us/en/product/WMPRS1B-LX-01 |  |  | SP POWER MPRS | Services | EcoFitâ„¢ Life Extension Advanced for UPS | [5 empty] | 5010.00 | 6625.00 | 8925.00
| WMPRS1F-G3-10-3 | Galaxy 3500 Revitalization for (1) 10 kVA 208V UPS 3:3 with 1 year on-site warranty | https://www.se.com/us/en/product/WMPRS1F-G3-10-3 |  |  | SP POWER MPRS | Services | EcoFitâ„¢ Life Extension Advanced for UPS | 78.31(kilos) 172.67(lbs) | 31.50x35.98x30.51(in) 80.00x91.40x77.50(cent) |  |  | 731304635277 | 9855.00 | 13000.00 | 17560.00
| WMPRS1F-G3-10-3A | Galaxy 3500 Revitalization for (1) 10 kVA 208V UPS 3:3 with Advantage Service Plan | https://www.se.com/us/en/product/WMPRS1F-G3-10-3A |  |  | SP POWER MPRS | Services | EcoFitâ„¢ Life Extension Advanced for UPS | 78.31(kilos) 172.67(lbs) | 31.50x35.98x30.51(in) 80.00x91.40x77.50(cent) |  |  | 731304635536 | 11040.00 | 14600.00 | 19665.00
| WMPRS1F-G3-10-3E | Galaxy 3500 Revitalization for (1) 10 kVA 208V UPS 3:3 with 1 year on-site warranty | https://www.se.com/us/en/product/WMPRS1F-G3-10-3E |  |  | SP POWER MPRS | Services | EcoFitâ„¢ Life Extension Advanced for UPS | 78.31(kilos) 172.67(lbs) | 31.50x35.98x30.51(in) 80.00x91.40x77.50(cent) |  |  | 731304635406 | 12025.00 | 15900.00 | 21425.00
| WMPRS1F-G3-15-3 | Galaxy 3500 Revitalization for (1) 15 kVA 208V UPS 3:3 with 1 year on-site warranty | https://www.se.com/us/en/product/WMPRS1F-G3-15-3 |  |  | SP POWER MPRS | Services | EcoFitâ„¢ Life Extension Advanced for UPS | 78.48(kilos) 173.04(lbs) | 31.50x35.98x30.51(in) 80.00x91.40x77.50(cent) |  |  | 731304635284 | 10735.00 | 14200.00 | 19130.00
| WMPRS1F-G3-15-3A | Galaxy 3500 Revitalization for (1) 15 kVA 208V UPS 3:3 with Advantage Service Plan | https://www.se.com/us/en/product/WMPRS1F-G3-15-3A |  |  | SP POWER MPRS | Services | EcoFitâ„¢ Life Extension Advanced for UPS | 78.48(kilos) 173.04(lbs) | 31.50x35.98x30.51(in) 80.00x91.40x77.50(cent) |  |  | 731304635543 | 12025.00 | 15900.00 | 21425.00
| WMPRS1F-G3-15-3E | Galaxy 3500 Revitalization for (1) 15 kVA 208V UPS 3:3 with EcoStruxure Service Plan | https://www.se.com/us/en/product/WMPRS1F-G3-15-3E |  |  | SP POWER MPRS | Services | EcoFitâ„¢ Life Extension Advanced for UPS | 78.48(kilos) 173.04(lbs) | 31.50x35.98x30.51(in) 80.00x91.40x77.50(cent) |  |  | 731304635413 | 13100.00 | 17300.00 | 23335.00
| WMPRS1F-G3-20-3 | Galaxy 3500 Revitalization for (1) 20 kVA 208V UPS 3:3 with 1 year on-site warranty | https://www.se.com/us/en/product/WMPRS1F-G3-20-3 |  |  | SP POWER MPRS | Services | EcoFitâ„¢ Life Extension Advanced for UPS | 109.99(kilos) 242.52(lbs) | 31.50x35.98x30.51(in) 80.00x91.40x77.50(cent) |  |  | 731304635291 | 11380.00 | 15100.00 | 20280.00
| WMPRS1F-G3-20-3A | Galaxy 3500 Revitalization for (1) 20 kVA 208V UPS 3:3 with Advantage Service Plan | https://www.se.com/us/en/product/WMPRS1F-G3-20-3A |  |  | SP POWER MPRS | Services | EcoFitâ„¢ Life Extension Advanced for UPS | 109.99(kilos) 242.52(lbs) | 31.50x35.98x30.51(in) 80.00x91.40x77.50(cent) |  |  | 731304635550 | 12750.00 | 16900.00 | 22715.00
| WMPRS1F-G3-20-3E | Galaxy 3500 Revitalization for (1) 20 kVA 208V UPS 3:3 with EcoStruxure Service Plan | https://www.se.com/us/en/product/WMPRS1F-G3-20-3E |  |  | SP POWER MPRS | Services | EcoFitâ„¢ Life Extension Advanced for UPS | 109.99(kilos) 242.52(lbs) | 31.50x35.98x30.51(in) 80.00x91.40x77.50(cent) |  |  | 731304635420 | 13890.00 | 18400.00 | 24745.00
| WMPRS1F-G3-30-3 | Galaxy 3500 Revitalization for (1) 30 kVA 208V UPS 3:3 with 1 year on-site warranty | https://www.se.com/us/en/product/WMPRS1F-G3-30-3 |  |  | SP POWER MPRS | Services | EcoFitâ„¢ Life Extension Advanced for UPS | 110.22(kilos) 243.03(lbs) | 31.50x35.98x30.51(in) 80.00x91.40x77.50(cent) |  |  | 731304635307 | 13905.00 | 18400.00 | 24775.00
| WMPRS1F-G3-30-3A | Galaxy 3500 Revitalization for (1) 30 kVA 208V UPS 3:3 with Advantage Service Plan | https://www.se.com/us/en/product/WMPRS1F-G3-30-3A |  |  | SP POWER MPRS | Services | EcoFitâ„¢ Life Extension Advanced for UPS | 110.22(kilos) 243.03(lbs) | 31.50x35.98x30.51(in) 80.00x91.40x77.50(cent) |  |  | 731304635567 | 15575.00 | 20600.00 | 27750.00
| WMPRS1F-G3-30-3E | Galaxy 3500 Revitalization for (1) 30 kVA 208V UPS 3:3 with EcoStruxure Service Plan | https://www.se.com/us/en/product/WMPRS1F-G3-30-3E |  |  | SP POWER MPRS | Services | EcoFitâ„¢ Life Extension Advanced for UPS | 110.22(kilos) 243.03(lbs) | 31.50x35.98x30.51(in) 80.00x91.40x77.50(cent) |  |  | 731304635437 | 16965.00 | 22400.00 | 30230.00
| WMPRS1F-VT-10-3 | Smart-UPS VT Revitalization for (1) 10 kVA 208V UPS 3:3 with1 year on-site warranty | https://www.se.com/us/en/product/WMPRS1F-VT-10-3 |  |  | SP POWER MPRS | Services | EcoFitâ„¢ Life Extension Advanced for UPS | 78.31(kilos) 172.67(lbs) | 31.50x35.98x30.51(in) 80.00x91.40x77.50(cent) |  |  | 731304635666 | 10350.00 | 13700.00 | 18440.00
| WMPRS1F-VT-10-3A | Smart-UPS VT Revitalization for (1) 10 kVA 208V UPS 3:3 with Advantage Service Plan | https://www.se.com/us/en/product/WMPRS1F-VT-10-3A |  |  | SP POWER MPRS | Services | EcoFitâ„¢ Life Extension Advanced for UPS | 78.31(kilos) 172.67(lbs) | 31.50x35.98x30.51(in) 80.00x91.40x77.50(cent) |  |  | 731304635840 | 11590.00 | 15300.00 | 20655.00
| WMPRS1F-VT-10-3E | Smart-UPS VT Revitalization for (1) 10 kVA 208V UPS 3:3 with EcoStruxure Service Plan | https://www.se.com/us/en/product/WMPRS1F-VT-10-3E |  |  | SP POWER MPRS | Services | EcoFitâ„¢ Life Extension Advanced for UPS | 78.31(kilos) 172.67(lbs) | 31.50x35.98x30.51(in) 80.00x91.40x77.50(cent) |  |  | 731304635758 | 12625.00 | 16700.00 | 22495.00
| WMPRS1F-VT-15-3 | Smart-UPS VT Revitalization for (1) 15 kVA 208V UPS 3:3 with1 year on-site warranty | https://www.se.com/us/en/product/WMPRS1F-VT-15-3 |  |  | SP POWER MPRS | Services | EcoFitâ„¢ Life Extension Advanced for UPS | 78.48(kilos) 173.04(lbs) | 31.50x35.98x30.51(in) 80.00x91.40x77.50(cent) |  |  | 731304635673 | 11275.00 | 14900.00 | 20085.00
| WMPRS1F-VT-15-3A | Smart-UPS VT Revitalization for (1) 15 kVA 208V UPS 3:3 with Advantage Service Plan | https://www.se.com/us/en/product/WMPRS1F-VT-15-3A |  |  | SP POWER MPRS | Services | EcoFitâ„¢ Life Extension Advanced for UPS | 78.48(kilos) 173.04(lbs) | 31.50x35.98x30.51(in) 80.00x91.40x77.50(cent) |  |  | 731304635857 | 12625.00 | 16700.00 | 22495.00
| WMPRS1F-VT-15-3E | Smart-UPS VT Revitalization for (1) 15 kVA 208V UPS 3:3 with EcoStruxure Service Plan | https://www.se.com/us/en/product/WMPRS1F-VT-15-3E |  |  | SP POWER MPRS | Services | EcoFitâ„¢ Life Extension Advanced for UPS | 78.48(kilos) 173.04(lbs) | 31.50x35.98x30.51(in) 80.00x91.40x77.50(cent) |  |  | 731304635765 | 13750.00 | 18200.00 | 24500.00
| WMPRS1F-VT-20-3 | Smart-UPS VT Revitalization for (1) 20 kVA 208V UPS 3:3 with 1 year on-site warranty | https://www.se.com/us/en/product/WMPRS1F-VT-20-3 |  |  | SP POWER MPRS | Services | EcoFitâ„¢ Life Extension Advanced for UPS | 109.99(kilos) 242.52(lbs) | 31.50x35.98x30.51(in) 80.00x91.40x77.50(cent) |  |  | 731304635680 | 11955.00 | 15800.00 | 21295.00
| WMPRS1F-VT-20-3A | Smart-UPS VT Revitalization for (1) 20 kVA 208V UPS 3:3 with Advantage Service Plan | https://www.se.com/us/en/product/WMPRS1F-VT-20-3A |  |  | SP POWER MPRS | Services | EcoFitâ„¢ Life Extension Advanced for UPS | 109.99(kilos) 242.52(lbs) | 31.50x35.98x30.51(in) 80.00x91.40x77.50(cent) |  |  | 731304635864 | 13385.00 | 17700.00 | 23850.00
| WMPRS1F-VT-20-3E | Smart-UPS VT Revitalization for (1) 20 kVA 208V UPS 3:3 with EcoStruxure Service Plan | https://www.se.com/us/en/product/WMPRS1F-VT-20-3E |  |  | SP POWER MPRS | Services | EcoFitâ„¢ Life Extension Advanced for UPS | 109.99(kilos) 242.52(lbs) | 31.50x35.98x30.51(in) 80.00x91.40x77.50(cent) |  |  | 731304635772 | 14580.00 | 19300.00 | 25980.00
| WMPRS1F-VT-30-3 | Smart-UPS VT Revitalization for (1) 30 kVA 208V UPS 3:3 with 1 year on-site warranty | https://www.se.com/us/en/product/WMPRS1F-VT-30-3 |  |  | SP POWER MPRS | Services | EcoFitâ„¢ Life Extension Advanced for UPS | 110.22(kilos) 243.03(lbs) | 31.50x35.98x30.51(in) 80.00x91.40x77.50(cent) |  |  | 731304635697 | 14600.00 | 19300.00 | 26015.00
| WMPRS1F-VT-30-3A | Smart-UPS VT Revitalization for (1) 30 kVA 208V UPS 3:3 with Advantage Service Plan | https://www.se.com/us/en/product/WMPRS1F-VT-30-3A |  |  | SP POWER MPRS | Services | EcoFitâ„¢ Life Extension Advanced for UPS | 110.22(kilos) 243.03(lbs) | 31.50x35.98x30.51(in) 80.00x91.40x77.50(cent) |  |  | 731304635871 | 16355.00 | 21600.00 | 29140.00
| WMPRS1F-VT-30-3E | Smart-UPS VT Revitalization for (1) 30 kVA 208V UPS 3:3 with EcoStruxure Service Plan | https://www.se.com/us/en/product/WMPRS1F-VT-30-3E |  |  | SP POWER MPRS | Services | EcoFitâ„¢ Life Extension Advanced for UPS | 110.22(kilos) 243.03(lbs) | 31.50x35.98x30.51(in) 80.00x91.40x77.50(cent) |  |  | 731304635789 | 17815.00 | 23500.00 | 31740.00
| WMPRS1H-G3-10-3 | Galaxy 3500 Revitalization for (1) 10 kVA 400V UPS 3:3 with 1 year on-site warranty | https://www.se.com/us/en/product/WMPRS1H-G3-10-3 |  |  | SP POWER MPRS | Services | EcoFitâ„¢ Life Extension Advanced for UPS | 78.31(kilos) 172.67(lbs) | 31.50x35.98x30.51(in) 80.00x91.40x77.50(cent) |  |  | 731304635314 | 9950.00 | 13200.00 | 17725.00
| WMPRS1H-G3-10-3A | Galaxy 3500 Revitalization for (1) 10 kVA 400V UPS 3:3 with Advantage Service Plan | https://www.se.com/us/en/product/WMPRS1H-G3-10-3A |  |  | SP POWER MPRS | Services | EcoFitâ„¢ Life Extension Advanced for UPS | 78.31(kilos) 172.67(lbs) | 31.50x35.98x30.51(in) 80.00x91.40x77.50(cent) |  |  | 731304635574 | 11140.00 | 14700.00 | 19845.00
| WMPRS1H-G3-10-3E | Galaxy 3500 Revitalization for (1) 10 kVA 400V UPS 3:3 with EcoStruxure Service Plan | https://www.se.com/us/en/product/WMPRS1H-G3-10-3E |  |  | SP POWER MPRS | Services | EcoFitâ„¢ Life Extension Advanced for UPS | 78.31(kilos) 172.67(lbs) | 31.50x35.98x30.51(in) 80.00x91.40x77.50(cent) |  |  | 731304635444 | 12135.00 | 16000.00 | 21620.00
| WMPRS1H-G3-15-1 | Galaxy 3500 Revitalization for (1) 15 kVA 400V UPS 3:1 with 1 year on-site warranty | https://www.se.com/us/en/product/WMPRS1H-G3-15-1 |  |  | SP POWER MPRS | Services | EcoFitâ„¢ Life Extension Advanced for UPS | 78.48(kilos) 173.04(lbs) | 31.50x35.98x30.51(in) 80.00x91.40x77.50(cent) |  |  | 731304635369 | 10795.00 | 14300.00 | 19230.00
| WMPRS1H-G3-15-1A | Galaxy 3500 Revitalization for (1) 15 kVA 400V UPS 3:1 with Advantage Service Plan | https://www.se.com/us/en/product/WMPRS1H-G3-15-1A |  |  | SP POWER MPRS | Services | EcoFitâ„¢ Life Extension Advanced for UPS | 78.48(kilos) 173.04(lbs) | 31.50x35.98x30.51(in) 80.00x91.40x77.50(cent) |  |  | 731304635628 | 12085.00 | 16000.00 | 21535.00
| WMPRS1H-G3-15-1E | Galaxy 3500 Revitalization for (1) 15 kVA 400V UPS 3:1 with EcoStruxure Service Plan | https://www.se.com/us/en/product/WMPRS1H-G3-15-1E |  |  | SP POWER MPRS | Services | EcoFitâ„¢ Life Extension Advanced for UPS | 78.48(kilos) 173.04(lbs) | 31.50x35.98x30.51(in) 80.00x91.40x77.50(cent) |  |  | 731304635499 | 13165.00 | 17400.00 | 23460.00
| WMPRS1H-G3-15-3 | Galaxy 3500 Revitalization for (1) 15 kVA 400V UPS 3:3 with 1 year on-site warranty | https://www.se.com/us/en/product/WMPRS1H-G3-15-3 |  |  | SP POWER MPRS | Services | EcoFitâ„¢ Life Extension Advanced for UPS | 78.31(kilos) 172.67(lbs) | 31.50x35.98x30.51(in) 80.00x91.40x77.50(cent) |  |  | 731304635321 | 10905.00 | 14400.00 | 19430.00
| WMPRS1H-G3-15-3A | Galaxy 3500 Revitalization for (1) 15 kVA 400V UPS 3:3 with Advantage Service Plan | https://www.se.com/us/en/product/WMPRS1H-G3-15-3A |  |  | SP POWER MPRS | Services | EcoFitâ„¢ Life Extension Advanced for UPS | 78.31(kilos) 172.67(lbs) | 31.50x35.98x30.51(in) 80.00x91.40x77.50(cent) |  |  | 731304635581 | 12210.00 | 16100.00 | 21755.00
| WMPRS1H-G3-15-3E | Galaxy 3500 Revitalization for (1) 15 kVA 400V UPS 3:3 with EcoStruxure Service Plan | https://www.se.com/us/en/product/WMPRS1H-G3-15-3E |  |  | SP POWER MPRS | Services | EcoFitâ„¢ Life Extension Advanced for UPS | 78.31(kilos) 172.67(lbs) | 31.50x35.98x30.51(in) 80.00x91.40x77.50(cent) |  |  | 731304635451 | 13305.00 | 17600.00 | 23700.00
| WMPRS1H-G3-20-1 | Galaxy 3500 Revitalization for (1) 20 kVA 400V UPS 3:1 with 1 year on-site warranty | https://www.se.com/us/en/product/WMPRS1H-G3-20-1 |  |  | SP POWER MPRS | Services | EcoFitâ„¢ Life Extension Advanced for UPS | 78.48(kilos) 173.04(lbs) | 31.50x35.98x30.51(in) 80.00x91.40x77.50(cent) |  |  | 731304635376 | 12255.00 | 16200.00 | 21835.00
| WMPRS1H-G3-20-1A | Galaxy 3500 Revitalization for (1) 20 kVA 400V UPS 3:1 with Advantage Service Plan | https://www.se.com/us/en/product/WMPRS1H-G3-20-1A |  |  | SP POWER MPRS | Services | EcoFitâ„¢ Life Extension Advanced for UPS | 78.48(kilos) 173.04(lbs) | 31.50x35.98x30.51(in) 80.00x91.40x77.50(cent) |  |  | 731304635635 | 13725.00 | 18100.00 | 24455.00
| WMPRS1H-G3-20-1E | Galaxy 3500 Revitalization for (1) 20 kVA 400V UPS 3:1 with EcoStruxure Service Plan | https://www.se.com/us/en/product/WMPRS1H-G3-20-1E |  |  | SP POWER MPRS | Services | EcoFitâ„¢ Life Extension Advanced for UPS | 78.48(kilos) 173.04(lbs) | 31.50x35.98x30.51(in) 80.00x91.40x77.50(cent) |  |  | 731304635505 | 14950.00 | 19800.00 | 26640.00
| WMPRS1H-G3-20-3 | Galaxy 3500 Revitalization for (1) 20 kVA 400V UPS 3:3 with 1 year on-site warranty | https://www.se.com/us/en/product/WMPRS1H-G3-20-3 |  |  | SP POWER MPRS | Services | EcoFitâ„¢ Life Extension Advanced for UPS | 78.31(kilos) 172.67(lbs) | 31.50x35.98x30.51(in) 80.00x91.40x77.50(cent) |  |  | 731304635338 | 12790.00 | 16900.00 | 22785.00
| WMPRS1H-G3-20-3A | Galaxy 3500 Revitalization for (1) 20 kVA 400V UPS 3:3 with Advantage Service Plan | https://www.se.com/us/en/product/WMPRS1H-G3-20-3A |  |  | SP POWER MPRS | Services | EcoFitâ„¢ Life Extension Advanced for UPS | 78.31(kilos) 172.67(lbs) | 31.50x35.98x30.51(in) 80.00x91.40x77.50(cent) |  |  | 731304635598 | 14320.00 | 18900.00 | 25520.00
| WMPRS1H-G3-20-3E | Galaxy 3500 Revitalization for (1) 20 kVA 400V UPS 3:3 with EcoStruxure Service Plan | https://www.se.com/us/en/product/WMPRS1H-G3-20-3E |  |  | SP POWER MPRS | Services | EcoFitâ„¢ Life Extension Advanced for UPS | 78.31(kilos) 172.67(lbs) | 31.50x35.98x30.51(in) 80.00x91.40x77.50(cent) |  |  | 731304635468 | 15600.00 | 20600.00 | 27795.00
| WMPRS1H-G3-30-1 | Galaxy 3500 Revitalization for (1) 30 kVA 400V UPS 3:1 with 1 year on-site warranty | https://www.se.com/us/en/product/WMPRS1H-G3-30-1 |  |  | SP POWER MPRS | Services | EcoFitâ„¢ Life Extension Advanced for UPS | 109.99(kilos) 242.52(lbs) | 31.50x35.98x30.51(in) 80.00x91.40x77.50(cent) |  |  | 731304635383 | 13165.00 | 17400.00 | 23450.00
| WMPRS1H-G3-30-1A | Galaxy 3500 Revitalization for (1) 30 kVA 400V UPS 3:1 with Advantage Service Plan | https://www.se.com/us/en/product/WMPRS1H-G3-30-1A |  |  | SP POWER MPRS | Services | EcoFitâ„¢ Life Extension Advanced for UPS | 109.99(kilos) 242.52(lbs) | 31.50x35.98x30.51(in) 80.00x91.40x77.50(cent) |  |  | 731304635642 | 14740.00 | 19500.00 | 26265.00
| WMPRS1H-G3-30-1E | Galaxy 3500 Revitalization for (1) 30 kVA 400V UPS 3:1 with EcoStruxure Service Plan | https://www.se.com/us/en/product/WMPRS1H-G3-30-1E |  |  | SP POWER MPRS | Services | EcoFitâ„¢ Life Extension Advanced for UPS | 109.99(kilos) 242.52(lbs) | 31.50x35.98x30.51(in) 80.00x91.40x77.50(cent) |  |  | 731304635512 | 16060.00 | 21200.00 | 28610.00
| WMPRS1H-G3-30-3 | Galaxy 3500 Revitalization for (1) 30 kVA 400V UPS 3:3 with 1 year on-site warranty | https://www.se.com/us/en/product/WMPRS1H-G3-30-3 |  |  | SP POWER MPRS | Services | EcoFitâ„¢ Life Extension Advanced for UPS | 109.99(kilos) 242.52(lbs) | 31.50x35.98x30.51(in) 80.00x91.40x77.50(cent) |  |  | 731304635345 | 14010.00 | 18500.00 | 24960.00
| WMPRS1H-G3-30-3A | Galaxy 3500 Revitalization for (1) 30 kVA 400V UPS 3:3 with Advantage Service Plan | https://www.se.com/us/en/product/WMPRS1H-G3-30-3A |  |  | SP POWER MPRS | Services | EcoFitâ„¢ Life Extension Advanced for UPS | 109.99(kilos) 242.52(lbs) | 31.50x35.98x30.51(in) 80.00x91.40x77.50(cent) |  |  | 731304635604 | 15690.00 | 20700.00 | 27955.00
| WMPRS1H-G3-30-3E | Galaxy 3500 Revitalization for (1) 30 kVA 400V UPS 3:3 with EcoStruxure Service Plan | https://www.se.com/us/en/product/WMPRS1H-G3-30-3E |  |  | SP POWER MPRS | Services | EcoFitâ„¢ Life Extension Advanced for UPS | 109.99(kilos) 242.52(lbs) | 31.50x35.98x30.51(in) 80.00x91.40x77.50(cent) |  |  | 731304635475 | 17090.00 | 22600.00 | 30450.00
| WMPRS1H-G3-40-1 | Galaxy 3500 Revitalization for (1) 40 kVA 400V UPS 3:1 with 1 year on-site warranty | https://www.se.com/us/en/product/WMPRS1H-G3-40-1 |  |  | SP POWER MPRS | Services | EcoFitâ„¢ Life Extension Advanced for UPS | 109.99(kilos) 242.52(lbs) | 31.50x35.98x30.51(in) 80.00x91.40x77.50(cent) |  |  | 731304635390 | 14520.00 | 19200.00 | 25875.00
| WMPRS1H-G3-40-1A | Galaxy 3500 Revitalizationfor (1) 40 kVA 400V UPS 3:1 with Advantage Service Plan | https://www.se.com/us/en/product/WMPRS1H-G3-40-1A |  |  | SP POWER MPRS | Services | EcoFitâ„¢ Life Extension Advanced for UPS | 109.99(kilos) 242.52(lbs) | 31.50x35.98x30.51(in) 80.00x91.40x77.50(cent) |  |  | 731304635659 | 16265.00 | 21500.00 | 28975.00
| WMPRS1H-G3-40-1E | Galaxy 3500 Revitalization for (1) 40 kVA 400V UPS 3:1 with EcoStruxure Service Plan | https://www.se.com/us/en/product/WMPRS1H-G3-40-1E |  |  | SP POWER MPRS | Services | EcoFitâ„¢ Life Extension Advanced for UPS | 109.99(kilos) 242.52(lbs) | 31.50x35.98x30.51(in) 80.00x91.40x77.50(cent) |  |  | 731304635529 | 17715.00 | 23400.00 | 31565.00
| WMPRS1H-G3-40-3 | Galaxy 3500 Revitalization for (1) 40 kVA 400V UPS 3:3 with 1 year on-site warranty | https://www.se.com/us/en/product/WMPRS1H-G3-40-3 |  |  | SP POWER MPRS | Services | EcoFitâ„¢ Life Extension Advanced for UPS | 109.99(kilos) 242.52(lbs) | 31.50x35.98x30.51(in) 80.00x91.40x77.50(cent) |  |  | 731304635352 | 15185.00 | 20100.00 | 27050.00
| WMPRS1H-G3-40-3A | Galaxy 3500 Revitalization for (1) 40 kVA 400V UPS 3:3 with Advantage Service Plan | https://www.se.com/us/en/product/WMPRS1H-G3-40-3A |  |  | SP POWER MPRS | Services | EcoFitâ„¢ Life Extension Advanced for UPS | 109.99(kilos) 242.52(lbs) | 31.50x35.98x30.51(in) 80.00x91.40x77.50(cent) |  |  | 731304635611 | 17005.00 | 22500.00 | 30300.00
| WMPRS1H-G3-40-3E | Galaxy 3500 Revitalization for (1) 40 kVA 400V UPS 3:3 with EcoStruxure Service Plan | https://www.se.com/us/en/product/WMPRS1H-G3-40-3E |  |  | SP POWER MPRS | Services | EcoFitâ„¢ Life Extension Advanced for UPS | 109.99(kilos) 242.52(lbs) | 31.50x35.98x30.51(in) 80.00x91.40x77.50(cent) |  |  | 731304635482 | 18520.00 | 24500.00 | 33000.00
| WMPRS1H-VT-10-3 | Smart-UPS VT Revitalization for (1) 10 kVA 400V UPS 3:3 with 1 year on-site warranty | https://www.se.com/us/en/product/WMPRS1H-VT-10-3 |  |  | SP POWER MPRS | Services | EcoFitâ„¢ Life Extension Advanced for UPS | 78.31(kilos) 172.67(lbs) | 31.50x35.98x30.51(in) 80.00x91.40x77.50(cent) |  |  | 731304635703 | 10445.00 | 13800.00 | 18610.00
| WMPRS1H-VT-10-3A | Smart-UPS VT Revitalization for (1) 10 kVA 400V UPS 3:3 with Advantage Service Plan | https://www.se.com/us/en/product/WMPRS1H-VT-10-3A |  |  | SP POWER MPRS | Services | EcoFitâ„¢ Life Extension Advanced for UPS | 78.31(kilos) 172.67(lbs) | 31.50x35.98x30.51(in) 80.00x91.40x77.50(cent) |  |  | 731304635888 | 11700.00 | 15500.00 | 20845.00
| WMPRS1H-VT-10-3E | Smart-UPS VT Revitalization for (1) 10 kVA 400V UPS 3:3 with EcoStruxure Service Plan | https://www.se.com/us/en/product/WMPRS1H-VT-10-3E |  |  | SP POWER MPRS | Services | EcoFitâ„¢ Life Extension Advanced for UPS | 78.31(kilos) 172.67(lbs) | 31.50x35.98x30.51(in) 80.00x91.40x77.50(cent) |  |  | 731304635796 | 12745.00 | 16800.00 | 22705.00
| WMPRS1H-VT-15-3 | Smart-UPS VT Revitalization for (1) 15 kVA 400V UPS 3:3 with 1 year on-site warranty | https://www.se.com/us/en/product/WMPRS1H-VT-15-3 |  |  | SP POWER MPRS | Services | EcoFitâ„¢ Life Extension Advanced for UPS | 78.31(kilos) 172.67(lbs) | 31.50x35.98x30.51(in) 80.00x91.40x77.50(cent) |  |  | 731304635710 | 11450.00 | 15100.00 | 20400.00
| WMPRS1H-VT-15-3A | Smart-UPS VT Revitalization for (1) 15 kVA 400V UPS 3:3 with Advantage Service Plan | https://www.se.com/us/en/product/WMPRS1H-VT-15-3A |  |  | SP POWER MPRS | Services | EcoFitâ„¢ Life Extension Advanced for UPS | 78.31(kilos) 172.67(lbs) | 31.50x35.98x30.51(in) 80.00x91.40x77.50(cent) |  |  | 731304635895 | 12825.00 | 16900.00 | 22845.00
| WMPRS1H-VT-15-3E | Smart-UPS VT Revitalization for (1) 15 kVA 400V UPS 3:3 with EcoStruxure Service Plan | https://www.se.com/us/en/product/WMPRS1H-VT-15-3E |  |  | SP POWER MPRS | Services | EcoFitâ„¢ Life Extension Advanced for UPS | 78.31(kilos) 172.67(lbs) | 31.50x35.98x30.51(in) 80.00x91.40x77.50(cent) |  |  | 731304635802 | 13970.00 | 18500.00 | 24885.00
| WMPRS1H-VT-20-3 | Smart-UPS VT Revitalization for (1) 20 kVA 400V UPS 3:3 with 1 year on-site warranty | https://www.se.com/us/en/product/WMPRS1H-VT-20-3 |  |  | SP POWER MPRS | Services | EcoFitâ„¢ Life Extension Advanced for UPS | 78.31(kilos) 172.67(lbs) | 31.50x35.98x30.51(in) 80.00x91.40x77.50(cent) |  |  | 731304635727 | 13430.00 | 17700.00 | 23925.00
| WMPRS1H-VT-20-3A | Smart-UPS VT Revitalization for (1) 20 kVA 400V UPS 3:3 with Advantage Service Plan | https://www.se.com/us/en/product/WMPRS1H-VT-20-3A |  |  | SP POWER MPRS | Services | EcoFitâ„¢ Life Extension Advanced for UPS | 78.31(kilos) 172.67(lbs) | 31.50x35.98x30.51(in) 80.00x91.40x77.50(cent) |  |  | 731304635901 | 15040.00 | 19900.00 | 26795.00
| WMPRS1H-VT-20-3E | Smart-UPS VT Revitalization for (1) 20 kVA 400V UPS 3:3 with EcoStruxure Service Plan | https://www.se.com/us/en/product/WMPRS1H-VT-20-3E |  |  | SP POWER MPRS | Services | EcoFitâ„¢ Life Extension Advanced for UPS | 78.31(kilos) 172.67(lbs) | 31.50x35.98x30.51(in) 80.00x91.40x77.50(cent) |  |  | 731304635819 | 16385.00 | 21600.00 | 29190.00
| WMPRS1H-VT-30-3 | Smart-UPS VT Revitalization for (1) 30 kVA 400V UPS 3:3 with 1 year on-site warranty | https://www.se.com/us/en/product/WMPRS1H-VT-30-3 |  |  | SP POWER MPRS | Services | EcoFitâ„¢ Life Extension Advanced for UPS | 109.99(kilos) 242.52(lbs) | 31.50x35.98x30.51(in) 80.00x91.40x77.50(cent) |  |  | 731304635734 | 14710.00 | 19400.00 | 26210.00
| WMPRS1H-VT-30-3A | Smart-UPS VT Revitalization for (1) 30 kVA 400V UPS 3:3 with Advantage Service Plan | https://www.se.com/us/en/product/WMPRS1H-VT-30-3A |  |  | SP POWER MPRS | Services | EcoFitâ„¢ Life Extension Advanced for UPS | 109.99(kilos) 242.52(lbs) | 31.50x35.98x30.51(in) 80.00x91.40x77.50(cent) |  |  | 731304635918 | 16475.00 | 21800.00 | 29350.00
| WMPRS1H-VT-30-3E | Smart-UPS VT Revitalization for (1) 30 kVA 400V UPS 3:3 with EcoStruxure Service Plan | https://www.se.com/us/en/product/WMPRS1H-VT-30-3E |  |  | SP POWER MPRS | Services | EcoFitâ„¢ Life Extension Advanced for UPS | 109.99(kilos) 242.52(lbs) | 31.50x35.98x30.51(in) 80.00x91.40x77.50(cent) |  |  | 731304635826 | 17945.00 | 23700.00 | 31970.00
| WMPRS1H-VT-40-3 | Smart-UPS VT Revitalization for (1) 40 kVA 400V UPS 3:3 with 1 year on-site warranty | https://www.se.com/us/en/product/WMPRS1H-VT-40-3 |  |  | SP POWER MPRS | Services | EcoFitâ„¢ Life Extension Advanced for UPS | 109.99(kilos) 242.52(lbs) | 31.50x35.98x30.51(in) 80.00x91.40x77.50(cent) |  |  | 731304635741 | 15945.00 | 21100.00 | 28405.00
| WMPRS1H-VT-40-3A | Smart-UPS VT Revitalization for (1) 40 kVA 400V UPS 3:3 with Advantage Service Plan | https://www.se.com/us/en/product/WMPRS1H-VT-40-3A |  |  | SP POWER MPRS | Services | EcoFitâ„¢ Life Extension Advanced for UPS | 109.99(kilos) 242.52(lbs) | 31.50x35.98x30.51(in) 80.00x91.40x77.50(cent) |  |  | 731304635925 | 17855.00 | 23600.00 | 31815.00
| WMPRS1H-VT-40-3E | Smart-UPS VT Revitalization for (1) 40 kVA 400V UPS 3:3 with EcoStruxure Service Plan | https://www.se.com/us/en/product/WMPRS1H-VT-40-3E |  |  | SP POWER MPRS | Services | EcoFitâ„¢ Life Extension Advanced for UPS | 109.99(kilos) 242.52(lbs) | 31.50x35.98x30.51(in) 80.00x91.40x77.50(cent) |  |  | 731304635833 | 19450.00 | 25700.00 | 34655.00
| WMPRS2-LX-02 | Modular UPS Revitalization Service for (1) Symmetra LX with 2 X SYPM4KP | https://www.se.com/us/en/product/WMPRS2-LX-02 |  |  | SP POWER MPRS | Services | EcoFitâ„¢ Life Extension Advanced for UPS | [5 empty] | 5610.00 | 7400.00 | 9995.00
| WMPRS2-MP2-102 | Modular Power Revitalization Service 2 X SYPM10KF2, for Symmetra PX2 100kVA Frame | https://www.se.com/us/en/product/WMPRS2-MP2-102 |  |  | SP POWER MPRS | Services | EcoFitâ„¢ Life Extension Advanced for UPS | 0.01(kilos) 0.02(lbs) |  |  |  |  | 17365.00 | 22900.00 | 30940.00
| WMPRS2-MP-22 | Modular UPS Revitalization Service for (1) Symmetra PX - ISX 20k A-I-O 40k Frame with 2 X SYPM10KF | https://www.se.com/us/en/product/WMPRS2-MP-22 |  |  | SP POWER MPRS | Services | EcoFitâ„¢ Life Extension Advanced for UPS | [5 empty] | 15620.00 | 20600.00 | 27825.00
| WMPRS2-MP-42 | Modular UPS Revitalization Service Kit for (1) SYPX 40k Frame with 2 X SYPM10KF | https://www.se.com/us/en/product/WMPRS2-MP-42 |  |  | SP POWER MPRS | Services | EcoFitâ„¢ Life Extension Advanced for UPS | 0.01(kilos) 0.02(lbs) |  |  |  |  | 16050.00 | 21200.00 | 28595.00
| WMPRS2-MP-102 | Modular UPS Revitalization Service for (1) Symmetra MW 1000kW Frame with 2 X SYPM200KG | https://www.se.com/us/en/product/WMPRS2-MP-102 |  |  | SP POWER MPRS | Services | EcoFitâ„¢ Life Extension Advanced for UPS | 0.01(kilos) 0.02(lbs) |  |  |  |  | 106730.00 | 141000.00 | 190170.00
| WMPRS2-MP-122 | Modular UPS Revitalization Service for (1) Symmetra MW 1200kW Frame with 2 X SYPM200KG | https://www.se.com/us/en/product/WMPRS2-MP-122 |  |  | SP POWER MPRS | Services | EcoFitâ„¢ Life Extension Advanced for UPS | 0.01(kilos) 0.02(lbs) |  |  |  |  | 112670.00 | 149000.00 | 200750.00
| WMPRS2-MP-142 | Modular UPS Revitalization Service for (1) Symmetra MW 1400kW Frame with 2 X SYPM200KG | https://www.se.com/us/en/product/WMPRS2-MP-142 |  |  | SP POWER MPRS | Services | EcoFitâ„¢ Life Extension Advanced for UPS | 0.01(kilos) 0.02(lbs) |  |  |  |  | 115325.00 | 152500.00 | 205485.00
| WMPRS2-MP-162 | Modular UPS Revitalization Service for (1) Symmetra MW 1600kW Frame with 2 X SYPM200KG | https://www.se.com/us/en/product/WMPRS2-MP-162 |  |  | SP POWER MPRS | Services | EcoFitâ„¢ Life Extension Advanced for UPS | 0.01(kilos) 0.02(lbs) |  |  |  |  | 118080.00 | 156000.00 | 210395.00
| WMPRS2-MP-402 | Modular UPS Revitalization Service for (1) Symmetra MW 400kW Frame with 2 X SYPM200KG | https://www.se.com/us/en/product/WMPRS2-MP-402 |  |  | SP POWER MPRS | Services | EcoFitâ„¢ Life Extension Advanced for UPS | 0.01(kilos) 0.02(lbs) |  |  |  |  | 93795.00 | 124000.00 | 167125.00
| WMPRS2-MP-602 | Modular UPS Revitalization Service for (1) Symmetra MW 600kW Frame with 2 X SYPM200KG | https://www.se.com/us/en/product/WMPRS2-MP-602 |  |  | SP POWER MPRS | Services | EcoFitâ„¢ Life Extension Advanced for UPS | 0.01(kilos) 0.02(lbs) |  |  |  |  | 94905.00 | 125500.00 | 169100.00
| WMPRS2-MP-802 | Modular UPS Revitalization Service for (1) Symmetra MW 800kW Frame with 2 X SYPM200KG | https://www.se.com/us/en/product/WMPRS2-MP-802 |  |  | SP POWER MPRS | Services | EcoFitâ„¢ Life Extension Advanced for UPS | 0.01(kilos) 0.02(lbs) |  |  |  |  | 100580.00 | 133000.00 | 179215.00
| WMPRS2B-LX-02 | Modular UPS Revitalization Service for (1) Symmetra LX with 2 X SYPM4KP, 2 X SYBT5 | https://www.se.com/us/en/product/WMPRS2B-LX-02 |  |  | SP POWER MPRS | Services | EcoFitâ„¢ Life Extension Advanced for UPS | [5 empty] | 6425.00 | 8475.00 | 11445.00
| WMPRS3-LX-03 | Modular UPS Revitalization Service for (1) Symmetra LX with 3 X SYPM4KP | https://www.se.com/us/en/product/WMPRS3-LX-03 |  |  | SP POWER MPRS | Services | EcoFitâ„¢ Life Extension Advanced for UPS | [5 empty] | 6615.00 | 8725.00 | 11785.00
| WMPRS3-MP2-103 | Modular Power Revitalization Service 3 X SYPM10KF2, for Symmetra PX2 100kVA Frame | https://www.se.com/us/en/product/WMPRS3-MP2-103 |  |  | SP POWER MPRS | Services | EcoFitâ„¢ Life Extension Advanced for UPS | 0.01(kilos) 0.02(lbs) |  |  |  |  | 20030.00 | 26400.00 | 35685.00
| WMPRS3-MP-23 | Modular UPS Revitalization Service for (1) SYPX - ISX 20k A-I-O with 3 X High Efficiency Power Mod | https://www.se.com/us/en/product/WMPRS3-MP-23 |  |  | SP POWER MPRS | Services | EcoFitâ„¢ Life Extension Advanced for UPS | [5 empty] | 18240.00 | 24100.00 | 32500.00
| WMPRS3-MP-43 | Modular UPS Revitalization Service for (1) Symmetra PX 40k Frame with 3 X SYPM10KF | https://www.se.com/us/en/product/WMPRS3-MP-43 |  |  | SP POWER MPRS | Services | EcoFitâ„¢ Life Extension Advanced for UPS | [5 empty] | 18950.00 | 25000.00 | 33765.00
| WMPRS3-MP-103 | Modular UPS Revitalization Service for (1) Symmetra MW 1000kW Frame with 3 X SYPM200KG | https://www.se.com/us/en/product/WMPRS3-MP-103 |  |  | SP POWER MPRS | Services | EcoFitâ„¢ Life Extension Advanced for UPS | 0.01(kilos) 0.02(lbs) |  |  |  |  | 136330.00 | 180000.00 | 242915.00
| WMPRS3-MP-123 | Modular UPS Revitalization Service for (1) Symmetra MW 1200kW Frame with 3 X SYPM200KG | https://www.se.com/us/en/product/WMPRS3-MP-123 |  |  | SP POWER MPRS | Services | EcoFitâ„¢ Life Extension Advanced for UPS | 0.01(kilos) 0.02(lbs) |  |  |  |  | 142395.00 | 188000.00 | 253720.00
| WMPRS3-MP-143 | Modular UPS Revitalization Service for (1) Symmetra MW 1400kW Frame with 3 X SYPM200KG | https://www.se.com/us/en/product/WMPRS3-MP-143 |  |  | SP POWER MPRS | Services | EcoFitâ„¢ Life Extension Advanced for UPS | 0.01(kilos) 0.02(lbs) |  |  |  |  | 146450.00 | 193500.00 | 260940.00
| WMPRS3-MP-163 | Modular UPS Revitalization Service for (1) Symmetra MW 1600kW Frame with 3 X SYPM200KG | https://www.se.com/us/en/product/WMPRS3-MP-163 |  |  | SP POWER MPRS | Services | EcoFitâ„¢ Life Extension Advanced for UPS | 0.01(kilos) 0.02(lbs) |  |  |  |  | 147795.00 | 195000.00 | 263340.00
| WMPRS3-MP-603 | Modular UPS Revitalization Service for (1) Symmetra MW 600kW Frame with 3 X SYPM200KG | https://www.se.com/us/en/product/WMPRS3-MP-603 |  |  | SP POWER MPRS | Services | EcoFitâ„¢ Life Extension Advanced for UPS | 0.01(kilos) 0.02(lbs) |  |  |  |  | 124630.00 | 164500.00 | 222065.00
| WMPRS3-MP-803 | Modular UPS Revitalization Service for (1) Symmetra MW 800kW Frame with 3 X SYPM200KG | https://www.se.com/us/en/product/WMPRS3-MP-803 |  |  | SP POWER MPRS | Services | EcoFitâ„¢ Life Extension Advanced for UPS | 0.01(kilos) 0.02(lbs) |  |  |  |  | 130305.00 | 172000.00 | 232180.00
| WMPRS3B-LX-03 | Modular UPS Revitalization Service for (1) Symmetra LX with 3 X SYPM4KP, 3 X SYBT5 | https://www.se.com/us/en/product/WMPRS3B-LX-03 |  |  | SP POWER MPRS | Services | EcoFitâ„¢ Life Extension Advanced for UPS | [5 empty] | 7840.00 | 10400.00 | 13965.00
| WMPRS4-LX-04 | Modular UPS Revitalization Service for (1) Symmetra LX with 4 X SYPM4KP | https://www.se.com/us/en/product/WMPRS4-LX-04 |  |  | SP POWER MPRS | Services | EcoFitâ„¢ Life Extension Advanced for UPS | [5 empty] | 7620.00 | 10100.00 | 13575.00
| WMPRS4-MP2-104 | Modular Power Revitalization Service 4 X SYPM10KF2, for Symmetra PX2 100kVA Frame | https://www.se.com/us/en/product/WMPRS4-MP2-104 |  |  | SP POWER MPRS | Services | EcoFitâ„¢ Life Extension Advanced for UPS | 0.01(kilos) 0.02(lbs) |  |  |  |  | 22870.00 | 30200.00 | 40745.00
| WMPRS4-MP-44 | Modular UPS Revitalization Service for 1, Symmetra PX 40k Frame with 4 X SYPM10KF | https://www.se.com/us/en/product/WMPRS4-MP-44 |  |  | SP POWER MPRS | Services | EcoFitâ„¢ Life Extension Advanced for UPS | [5 empty] | 21850.00 | 28800.00 | 38930.00
| WMPRS4-MP-104 | Modular UPS Revitalization Service for (1) Symmetra MW 1000kW Frame with 4 X SYPM200KG | https://www.se.com/us/en/product/WMPRS4-MP-104 |  |  | SP POWER MPRS | Services | EcoFitâ„¢ Life Extension Advanced for UPS | 0.01(kilos) 0.02(lbs) |  |  |  |  | 166055.00 | 219000.00 | 295880.00
| WMPRS4-MP-124 | Modular UPS Revitalization Service for (1) Symmetra MW 1200kW Frame with 4 X SYPM200KG | https://www.se.com/us/en/product/WMPRS4-MP-124 |  |  | SP POWER MPRS | Services | EcoFitâ„¢ Life Extension Advanced for UPS | 0.01(kilos) 0.02(lbs) |  |  |  |  | 172105.00 | 227000.00 | 306660.00
| WMPRS4-MP-144 | Modular UPS Revitalization Service for (1) Symmetra MW 1400kW Frame with 4 X SYPM200KG | https://www.se.com/us/en/product/WMPRS4-MP-144 |  |  | SP POWER MPRS | Services | EcoFitâ„¢ Life Extension Advanced for UPS | 0.01(kilos) 0.02(lbs) |  |  |  |  | 176175.00 | 232500.00 | 313905.00
| WMPRS4-MP-164 | Modular UPS Revitalization Service for (1) Symmetra MW 1600kW Frame with 4 X SYPM200KG | https://www.se.com/us/en/product/WMPRS4-MP-164 |  |  | SP POWER MPRS | Services | EcoFitâ„¢ Life Extension Advanced for UPS | 0.01(kilos) 0.02(lbs) |  |  |  |  | 177520.00 | 234500.00 | 316305.00
| WMPRS4-MP-804 | Modular UPS Revitalization Service for (1) Symmetra MW 800kW Frame with 4 X SYPM200KG | https://www.se.com/us/en/product/WMPRS4-MP-804 |  |  | SP POWER MPRS | Services | EcoFitâ„¢ Life Extension Advanced for UPS | 0.01(kilos) 0.02(lbs) |  |  |  |  | 160030.00 | 211000.00 | 285145.00
| WMPRS4B-LX-04 | Modular UPS Revitalization Service for (1) Symmetra LX with 4 X SYPM4KP, 4 X SYBT5 | https://www.se.com/us/en/product/WMPRS4B-LX-04 |  |  | SP POWER MPRS | Services | EcoFitâ„¢ Life Extension Advanced for UPS | [5 empty] | 9250.00 | 12200.00 | 16485.00
| WMPRS5-LX-05 | Modular UPS Revitalization Service for (1) Symmetra LX with 5 X SYPM4KP | https://www.se.com/us/en/product/WMPRS5-LX-05 |  |  | SP POWER MPRS | Services | EcoFitâ„¢ Life Extension Advanced for UPS | [5 empty] | 8630.00 | 11400.00 | 15370.00
| WMPRS5-MP2-105 | Modular Power Revitalization Service 5 X SYPM10KF2, for Symmetra PX2 100kVA Frame | https://www.se.com/us/en/product/WMPRS5-MP2-105 |  |  | SP POWER MPRS | Services | EcoFitâ„¢ Life Extension Advanced for UPS | 0.01(kilos) 0.02(lbs) |  |  |  |  | 25655.00 | 33900.00 | 45715.00
| WMPRS5-MP-45 | Modular UPS Revitalization Service for (1) Symmetra PX 40k Frame with 5 X SYPM10KF | https://www.se.com/us/en/product/WMPRS5-MP-45 |  |  | SP POWER MPRS | Services | EcoFitâ„¢ Life Extension Advanced for UPS | [5 empty] | 24575.00 | 32400.00 | 43785.00
| WMPRS5-MP-105 | Modular UPS Revitalization Service for (1) Symmetra MW 1000kW Frame with 5 X SYPM200KG | https://www.se.com/us/en/product/WMPRS5-MP-105 |  |  | SP POWER MPRS | Services | EcoFitâ„¢ Life Extension Advanced for UPS | 0.01(kilos) 0.02(lbs) |  |  |  |  | 195770.00 | 258500.00 | 348825.00
| WMPRS5-MP-105IP | Modular UPS Revitalization Service for 1 Symmetra MW 1000kW Frame with 5 X SYPM200KG with IP | https://www.se.com/us/en/product/WMPRS5-MP-105IP |  |  | SP POWER MPRS | Services | EcoFitâ„¢ Life Extension Advanced for UPS | 170.53(kilos) 376.02(lbs) | 39.37x39.37x39.37(in) 100.00x100.00x100.00(cent) |  |  | 731304798903 | 199100.00 | 262500.00 | 354760.00
| WMPRS5-MP-125 | Modular UPS Revitalization Service for (1) Symmetra MW 1200kW Frame with 5 X SYPM200KG | https://www.se.com/us/en/product/WMPRS5-MP-125 |  |  | SP POWER MPRS | Services | EcoFitâ„¢ Life Extension Advanced for UPS | 0.01(kilos) 0.02(lbs) |  |  |  |  | 201830.00 | 266500.00 | 359625.00
| WMPRS5-MP-145 | Modular UPS Revitalization Service for (1) Symmetra MW 1400kW Frame with 5 X SYPM200KG | https://www.se.com/us/en/product/WMPRS5-MP-145 |  |  | SP POWER MPRS | Services | EcoFitâ„¢ Life Extension Advanced for UPS | 0.01(kilos) 0.02(lbs) |  |  |  |  | 205885.00 | 271500.00 | 366850.00
| WMPRS5-MP-165 | Modular UPS Revitalization Service for (1) Symmetra MW 1600kW Frame with 5 X SYPM200KG | https://www.se.com/us/en/product/WMPRS5-MP-165 |  |  | SP POWER MPRS | Services | EcoFitâ„¢ Life Extension Advanced for UPS | 0.01(kilos) 0.02(lbs) |  |  |  |  | 207245.00 | 273500.00 | 369270.00
| WMPRS5B-LX-05 | Modular UPS Revitalization Service for (1) Symmetra LX with 5 X SYPM4KP, 4 X SYBT5 | https://www.se.com/us/en/product/WMPRS5B-LX-05 |  |  | SP POWER MPRS | Services | EcoFitâ„¢ Life Extension Advanced for UPS | [5 empty] | 10255.00 | 13600.00 | 18270.00
| WMPRS6-MP2-106 | Modular Power Revitalization Service 6 X SYPM10KF2, for Symmetra PX2 100kVA Frame | https://www.se.com/us/en/product/WMPRS6-MP2-106 |  |  | SP POWER MPRS | Services | EcoFitâ„¢ Life Extension Advanced for UPS | 0.01(kilos) 0.02(lbs) |  |  |  |  | 28585.00 | 37700.00 | 50925.00
| WMPRS6-MP-126 | Modular UPS Revitalization Service for (1) Symmetra MW 1200kW Frame with 6 X SYPM200KG | https://www.se.com/us/en/product/WMPRS6-MP-126 |  |  | SP POWER MPRS | Services | EcoFitâ„¢ Life Extension Advanced for UPS | 0.01(kilos) 0.02(lbs) |  |  |  |  | 232180.00 | 306500.00 | 413705.00
| WMPRS6-MP-146 | Modular UPS Revitalization Service for (1) Symmetra MW 1400kW Frame with 6 X SYPM200KG | https://www.se.com/us/en/product/WMPRS6-MP-146 |  |  | SP POWER MPRS | Services | EcoFitâ„¢ Life Extension Advanced for UPS | 0.01(kilos) 0.02(lbs) |  |  |  |  | 236235.00 | 311500.00 | 420925.00
| WMPRS6-MP-166 | Modular UPS Revitalization Service for (1) Symmetra MW 1600kW Frame with 6 X SYPM200KG | https://www.se.com/us/en/product/WMPRS6-MP-166 |  |  | SP POWER MPRS | Services | EcoFitâ„¢ Life Extension Advanced for UPS | 0.01(kilos) 0.02(lbs) |  |  |  |  | 237485.00 | 313500.00 | 423150.00
| WMPRS7-MP2-107 | Modular Power Revitalization Service 7 X SYPM10KF2, for Symmetra PX2 100kVA Frame | https://www.se.com/us/en/product/WMPRS7-MP2-107 |  |  | SP POWER MPRS | Services | EcoFitâ„¢ Life Extension Advanced for UPS | 0.01(kilos) 0.02(lbs) |  |  |  |  | 31315.00 | 41300.00 | 55795.00
| WMPRS7-MP-147 | Modular UPS Revitalization Service for (1) Symmetra MW 1400kW Frame with 7 X SYPM200KG | https://www.se.com/us/en/product/WMPRS7-MP-147 |  |  | SP POWER MPRS | Services | EcoFitâ„¢ Life Extension Advanced for UPS | 0.01(kilos) 0.02(lbs) |  |  |  |  | 265960.00 | 351000.00 | 473895.00
| WMPRS7-MP-167 | Modular UPS Revitalization Service for (1) Symmetra MW 1600kW Frame with 7 X SYPM200KG | https://www.se.com/us/en/product/WMPRS7-MP-167 |  |  | SP POWER MPRS | Services | EcoFitâ„¢ Life Extension Advanced for UPS | 0.01(kilos) 0.02(lbs) |  |  |  |  | 267310.00 | 352500.00 | 476290.00
| WMPRS8-MP2-108 | Modular Power Revitalization Service 8 X SYPM10KF2, for Symmetra PX2 100kVA Frame | https://www.se.com/us/en/product/WMPRS8-MP2-108 |  |  | SP POWER MPRS | Services | EcoFitâ„¢ Life Extension Advanced for UPS | 0.01(kilos) 0.02(lbs) |  |  |  |  | 34030.00 | 44900.00 | 60635.00
| WMPRS8-MP-168 | Modular UPS Revitalization Service for (1) Symmetra MW 1600kW Frame with 8 X SYPM200KG | https://www.se.com/us/en/product/WMPRS8-MP-168 |  |  | SP POWER MPRS | Services | EcoFitâ„¢ Life Extension Advanced for UPS | 0.01(kilos) 0.02(lbs) |  |  |  |  | 297655.00 | 392500.00 | 530370.00
| WMPRS9-MP2-109 | Modular Power Revitalization Service 9 X SYPM10KF2, for Symmetra PX2 100kVA Frame | https://www.se.com/us/en/product/WMPRS9-MP2-109 |  |  | SP POWER MPRS | Services | EcoFitâ„¢ Life Extension Advanced for UPS | 0.01(kilos) 0.02(lbs) |  |  |  |  | 36115.00 | 47700.00 | 64350.00
| WMPRS10-MP2-110 | Modular Power Revitalization Service 10 X SYPM10KF2, for Symmetra PX2 100kVA Frame | https://www.se.com/us/en/product/WMPRS10-MP2-110 |  |  | SP POWER MPRS | Services | EcoFitâ„¢ Life Extension Advanced for UPS | 0.01(kilos) 0.02(lbs) |  |  |  |  | 39180.00 | 51700.00 | 69805.00
| WMPRS11-MP2-111 | Modular Power Revitalization Service 11 X SYPM10KF2, for Symmetra PX2 100kVA Frame | https://www.se.com/us/en/product/WMPRS11-MP2-111 |  |  | SP POWER MPRS | Services | EcoFitâ„¢ Life Extension Advanced for UPS | 0.01(kilos) 0.02(lbs) |  |  |  |  | 46310.00 | 61100.00 | 82515.00
| WMPRS254-MP-254B | Modular UPS Revitalization Service for 1 Symmetra PX250 4x SYPM25KD, MBP and Distribution | https://www.se.com/us/en/product/WMPRS254-MP-254B |  |  | SP POWER MPRS | Services | EcoFitâ„¢ Life Extension Advanced for UPS | 163.18(kilos) 359.81(lbs) | 39.37x39.37x39.37(in) 100.00x100.00x100.00(cent) |  |  | 731304796220 | 57515.00 | 75900.00 | 102480.00
| WMPRS255-MP-255B | Modular UPS Revitalization Service for 1 Symmetra PX250 5x SYPM25KD, MBP and Distribution | https://www.se.com/us/en/product/WMPRS255-MP-255B |  |  | SP POWER MPRS | Services | EcoFitâ„¢ Life Extension Advanced for UPS | 163.18(kilos) 359.81(lbs) | 39.37x39.37x39.37(in) 100.00x100.00x100.00(cent) |  |  | 731304796237 | 61140.00 | 80600.00 | 108940.00
| WMPRS256-MP-256B | Modular UPS Revitalization Service for 1 Symmetra PX250 6x SYPM25KD, MBP and Distribution | https://www.se.com/us/en/product/WMPRS256-MP-256B |  |  | SP POWER MPRS | Services | EcoFitâ„¢ Life Extension Advanced for UPS | 163.18(kilos) 359.81(lbs) | 39.37x39.37x39.37(in) 100.00x100.00x100.00(cent) |  |  | 731304796244 | 65745.00 | 86700.00 | 117150.00
| WMPRS257-MP-257B | Modular UPS Revitalization Service for 1 Symmetra PX250 7x SYPM25KD, MBP and Distribution | https://www.se.com/us/en/product/WMPRS257-MP-257B |  |  | SP POWER MPRS | Services | EcoFitâ„¢ Life Extension Advanced for UPS | 163.18(kilos) 359.81(lbs) | 39.37x39.37x39.37(in) 100.00x100.00x100.00(cent) |  |  | 731304796213 | 70360.00 | 92800.00 | 125370.00
| WMPRS258-MP-258B | Modular UPS Revitalization Service for 1 Symmetra PX250 8x SYPM25KD, MBP and Distribution | https://www.se.com/us/en/product/WMPRS258-MP-258B |  |  | SP POWER MPRS | Services | EcoFitâ„¢ Life Extension Advanced for UPS | 163.18(kilos) 359.81(lbs) | 39.37x39.37x39.37(in) 100.00x100.00x100.00(cent) |  |  | 731304796206 | 77140.00 | 102000.00 | 137450.00
| WMPRS259-MP-259B | Modular UPS Revitalization Service for 1 Symmetra PX250 9x SYPM25KD, MBP and Distribution | https://www.se.com/us/en/product/WMPRS259-MP-259B |  |  | SP POWER MPRS | Services | EcoFitâ„¢ Life Extension Advanced for UPS | 163.18(kilos) 359.81(lbs) | 39.37x39.37x39.37(in) 100.00x100.00x100.00(cent) |  |  | 731304796190 | 81755.00 | 108000.00 | 145670.00
| WMPRS505-MP-505B | Modular UPS Revitalization Service for 1 Symmetra PX500 5x SYPM25KD, MBP and Distribution | https://www.se.com/us/en/product/WMPRS505-MP-505B |  |  | SP POWER MPRS | Services | EcoFitâ„¢ Life Extension Advanced for UPS | 163.18(kilos) 359.81(lbs) | 39.37x39.37x39.37(in) 100.00x100.00x100.00(cent) |  |  | 731304796268 | 64040.00 | 84500.00 | 114105.00
| WMPRS506-MP-506B | Modular UPS Revitalization Service for 1 Symmetra PX500 6x SYPM25KD, MBP and Distribution | https://www.se.com/us/en/product/WMPRS506-MP-506B |  |  | SP POWER MPRS | Services | EcoFitâ„¢ Life Extension Advanced for UPS | 163.18(kilos) 359.81(lbs) | 39.37x39.37x39.37(in) 100.00x100.00x100.00(cent) |  |  | 731304796275 | 68650.00 | 90500.00 | 122320.00
| WMPRS507-MP-507B | Modular UPS Revitalization Service for 1 Symmetra PX500 7x SYPM25KD, MBP and Distribution | https://www.se.com/us/en/product/WMPRS507-MP-507B |  |  | SP POWER MPRS | Services | EcoFitâ„¢ Life Extension Advanced for UPS | 163.18(kilos) 359.81(lbs) | 39.37x39.37x39.37(in) 100.00x100.00x100.00(cent) |  |  | 731304796282 | 73260.00 | 96600.00 | 130535.00
| WMPRS508-MP-508B | Modular UPS Revitalization Service for 1 Symmetra PX500 8x SYPM25KD, MBP and Distribution | https://www.se.com/us/en/product/WMPRS508-MP-508B |  |  | SP POWER MPRS | Services | EcoFitâ„¢ Life Extension Advanced for UPS | 163.18(kilos) 359.81(lbs) | 39.37x39.37x39.37(in) 100.00x100.00x100.00(cent) |  |  | 731304796299 | 80040.00 | 106000.00 | 142615.00
| WMPRS509-MP-509B | Modular UPS Revitalization Service for 1 Symmetra PX500 9x SYPM25KD, MBP and Distribution | https://www.se.com/us/en/product/WMPRS509-MP-509B |  |  | SP POWER MPRS | Services | EcoFitâ„¢ Life Extension Advanced for UPS | 163.18(kilos) 359.81(lbs) | 39.37x39.37x39.37(in) 100.00x100.00x100.00(cent) |  |  | 731304796305 | 84655.00 | 112000.00 | 150835.00
| WMPRS510-MP-510B | Modular UPS Revitalization Service for 1 Symmetra PX500 10x SYPM25KD, MBP and Distribution | https://www.se.com/us/en/product/WMPRS510-MP-510B |  |  | SP POWER MPRS | Services | EcoFitâ„¢ Life Extension Advanced for UPS | 163.18(kilos) 359.81(lbs) | 39.37x39.37x39.37(in) 100.00x100.00x100.00(cent) |  |  | 731304796312 | 98930.00 | 130500.00 | 176270.00
| WMPRS511-MP-511B | Modular UPS Revitalization Service for 1 Symmetra PX500 11x SYPM25KD, MBP and Distribution | https://www.se.com/us/en/product/WMPRS511-MP-511B |  |  | SP POWER MPRS | Services | EcoFitâ„¢ Life Extension Advanced for UPS | 163.18(kilos) 359.81(lbs) | 39.37x39.37x39.37(in) 100.00x100.00x100.00(cent) |  |  | 731304796411 | 103790.00 | 137000.00 | 184930.00
| WMPRS512-MP-512B | Modular UPS Revitalization Service for 1 Symmetra PX500 12x SYPM25KD, MBP and Distribution | https://www.se.com/us/en/product/WMPRS512-MP-512B |  |  | SP POWER MPRS | Services | EcoFitâ„¢ Life Extension Advanced for UPS | 163.18(kilos) 359.81(lbs) | 39.37x39.37x39.37(in) 100.00x100.00x100.00(cent) |  |  | 731304796329 | 115005.00 | 152000.00 | 204915.00
| WMPRS513-MP-513B | Modular UPS Revitalization Service for 1 Symmetra PX500 13x SYPM25KD, MBP and Distribution | https://www.se.com/us/en/product/WMPRS513-MP-513B |  |  | SP POWER MPRS | Services | EcoFitâ„¢ Life Extension Advanced for UPS | 163.18(kilos) 359.81(lbs) | 39.37x39.37x39.37(in) 100.00x100.00x100.00(cent) |  |  | 731304796336 | 119670.00 | 158000.00 | 213225.00
| WMPRS514-MP-514B | Modular UPS Revitalization Service for 1 Symmetra PX500 14x SYPM25KD, MBP and Distribution | https://www.se.com/us/en/product/WMPRS514-MP-514B |  |  | SP POWER MPRS | Services | EcoFitâ„¢ Life Extension Advanced for UPS | 163.18(kilos) 359.81(lbs) | 39.37x39.37x39.37(in) 100.00x100.00x100.00(cent) |  |  | 731304796343 | 119155.00 | 157500.00 | 212310.00
| WMPRS515-MP-515B | Modular UPS Revitalization Service for 1 Symmetra PX500 15x SYPM25KD, MBP and Distribution | https://www.se.com/us/en/product/WMPRS515-MP-515B |  |  | SP POWER MPRS | Services | EcoFitâ„¢ Life Extension Advanced for UPS | 163.18(kilos) 359.81(lbs) | 39.37x39.37x39.37(in) 100.00x100.00x100.00(cent) |  |  | 731304796350 | 123625.00 | 163000.00 | 220275.00
| WMPRS516-MP-516B | Modular UPS Revitalization Service for 1 Symmetra PX500 16x SYPM25KD, MBP and Distribution | https://www.se.com/us/en/product/WMPRS516-MP-516B |  |  | SP POWER MPRS | Services | EcoFitâ„¢ Life Extension Advanced for UPS | 163.18(kilos) 359.81(lbs) | 39.37x39.37x39.37(in) 100.00x100.00x100.00(cent) |  |  | 731304796367 | 133395.00 | 176000.00 | 237680.00
| WMPRS517-MP-517B | Modular UPS Revitalization Service for 1 Symmetra PX500 17x SYPM25KD, MBP and Distribution | https://www.se.com/us/en/product/WMPRS517-MP-517B |  |  | SP POWER MPRS | Services | EcoFitâ„¢ Life Extension Advanced for UPS | 163.18(kilos) 359.81(lbs) | 39.37x39.37x39.37(in) 100.00x100.00x100.00(cent) |  |  | 731304796381 | 137665.00 | 181500.00 | 245295.00
| WMPRS518-MP-518B | Modular UPS Revitalization Service for 1 Symmetra PX500 18x SYPM25KD, MBP and Distribution | https://www.se.com/us/en/product/WMPRS518-MP-518B |  |  | SP POWER MPRS | Services | EcoFitâ„¢ Life Extension Advanced for UPS | 163.18(kilos) 359.81(lbs) | 39.37x39.37x39.37(in) 100.00x100.00x100.00(cent) |  |  | 731304796398 | 135490.00 | 179000.00 | 241420.00
| WMPRS519-MP-519B | Modular UPS Revitalization Service for 1 Symmetra PX500 19x SYPM25KD, MBP and Distribution | https://www.se.com/us/en/product/WMPRS519-MP-519B |  |  | SP POWER MPRS | Services | EcoFitâ„¢ Life Extension Advanced for UPS | 163.18(kilos) 359.81(lbs) | 39.37x39.37x39.37(in) 100.00x100.00x100.00(cent) |  |  | 731304796404 | 137370.00 | 181500.00 | 244765.00
| WMPRS520-MP-520B | Modular UPS Revitalization Service for 1 Symmetra PX500 20x SYPM25KD, MBP and Distribution | https://www.se.com/us/en/product/WMPRS520-MP-520B |  |  | SP POWER MPRS | Services | EcoFitâ„¢ Life Extension Advanced for UPS | 10.00(kilos) 22.05(lbs) | 3.94x3.94x3.94(in) 10.00x10.00x10.00(cent) |  |  | 731304796374 | 144240.00 | 190500.00 | 257005.00
| WMPRS2510-MP-2510B | Modular UPS Revitalization Service for 1 Symmetra PX250 10x SYPM25KD, MBP and Distribution | https://www.se.com/us/en/product/WMPRS2510-MP-2510B |  |  | SP POWER MPRS | Services | EcoFitâ„¢ Life Extension Advanced for UPS | 163.18(kilos) 359.81(lbs) | 39.37x39.37x39.37(in) 100.00x100.00x100.00(cent) |  |  | 731304796251 | 88375.00 | 116500.00 | 157465.00
| WMPRS-FGVMS160-3 | Modernization, Galaxy VM, power revitalization for GVM, 160kVA, 208V | https://www.se.com/us/en/product/WMPRS-FGVMS160-3 | 208 | 208 | SP POWER MPRS | Services | EcoFitâ„¢ Life Extension Advanced for UPS | 138.09(kilos) 304.49(lbs) | 39.37x39.37x39.37(in) 100.00x100.00x100.00(cent) |  |  | 731304795889 | 45745.00 | 60300.00 | 81510.00
| WMPRS-FGVMS160-3A | Modernization, Galaxy VM, power revitalization for GVM, 160kVA, 208V, with Advantage Service Plan | https://www.se.com/us/en/product/WMPRS-FGVMS160-3A | 208 | 208 | SP POWER MPRS | Services | EcoFitâ„¢ Life Extension Advanced for UPS | 138.09(kilos) 304.49(lbs) | 39.37x39.37x39.37(in) 100.00x100.00x100.00(cent) |  |  | 731304795896 | 48035.00 | 63400.00 | 85590.00
| WMPRS-FGVMS225-3 | Modernization, Galaxy VM, power revitalization for GVM, 225kVA, 208V | https://www.se.com/us/en/product/WMPRS-FGVMS225-3 | 208 | 208 | SP POWER MPRS | Services | EcoFitâ„¢ Life Extension Advanced for UPS | 190.60(kilos) 420.27(lbs) | 39.37x39.37x39.37(in) 100.00x100.00x100.00(cent) |  |  | 731304795926 | 51665.00 | 68200.00 | 92055.00
| WMPRS-FGVMS225-3A | Modernization, Galaxy VM, power revitalization for GVM, 225kVA, 208V, with Advantage Service Plan | https://www.se.com/us/en/product/WMPRS-FGVMS225-3A | 208 | 208 | SP POWER MPRS | Services | EcoFitâ„¢ Life Extension Advanced for UPS | 190.60(kilos) 420.27(lbs) | 39.37x39.37x39.37(in) 100.00x100.00x100.00(cent) |  |  | 731304795940 | 54250.00 | 71600.00 | 96660.00
| WMPRS-GGVMS180-3 | Modernization, Galaxy VM, power revitalization for GVM, 160 or 180kVA, 480V | https://www.se.com/us/en/product/WMPRS-GGVMS180-3 | 480 | 480 | SP POWER MPRS | Services | EcoFitâ„¢ Life Extension Advanced for UPS | 138.09(kilos) 304.49(lbs) | 39.37x39.37x39.37(in) 100.00x100.00x100.00(cent) |  |  | 731304795872 | 34885.00 | 46000.00 | 62155.00
| WMPRS-GGVMS180-3A | Modernization, Galaxy VM, power revitalization for GVM, 180kVA, 480V, with Advantage Service Plan | https://www.se.com/us/en/product/WMPRS-GGVMS180-3A | 480 | 480 | SP POWER MPRS | Services | EcoFitâ„¢ Life Extension Advanced for UPS | 138.10(kilos) 304.51(lbs) | 39.37x39.37x39.37(in) 100.00x100.00x100.00(cent) |  |  | 731304795902 | 36630.00 | 48300.00 | 65265.00
| WMPRS-GGVMS225-3 | Modernization, Galaxy VM, power revitalization for GVM, 225kVA, 480V | https://www.se.com/us/en/product/WMPRS-GGVMS225-3 | 480 | 480 | SP POWER MPRS | Services | EcoFitâ„¢ Life Extension Advanced for UPS | 190.60(kilos) 420.27(lbs) | 39.37x39.37x39.37(in) 100.00x100.00x100.00(cent) |  |  | 731304795919 | 44405.00 | 58600.00 | 79120.00
| WMPRS-GGVMS225-3A | Modernization, Galaxy VM, power revitalization for GVM, 225kVA, 480V, with Advantage Service Plan | https://www.se.com/us/en/product/WMPRS-GGVMS225-3A | 480 | 480 | SP POWER MPRS | Services | EcoFitâ„¢ Life Extension Advanced for UPS | 190.60(kilos) 420.27(lbs) | 39.37x39.37x39.37(in) 100.00x100.00x100.00(cent) |  |  | 731304795933 | 46625.00 | 61500.00 | 83075.00
| WMPRS-HGVMP160-3 | Modernization, Galaxy VM, power revitalization for GVM, 160kVA, Parallel 400V | https://www.se.com/us/en/product/WMPRS-HGVMP160-3 | 400 | 400 | SP POWER MPRS | Services | EcoFitâ„¢ Life Extension Advanced for UPS | 138.90(kilos) 306.27(lbs) | 39.37x39.37x39.37(in) 100.00x100.00x100.00(cent) |  |  | 731304793939 | 20360.00 | 26900.00 | 36275.00
| WMPRS-HGVMP160-3A | Modernization, Galaxy VM, power revitalization for GVM, 160kVA, Parallel 400V, with Adv Service Plan | https://www.se.com/us/en/product/WMPRS-HGVMP160-3A | 400 | 400 | SP POWER MPRS | Services | EcoFitâ„¢ Life Extension Advanced for UPS | 138.90(kilos) 306.27(lbs) | 39.37x39.37x39.37(in) 100.00x100.00x100.00(cent) |  |  | 731304793946 | 21375.00 | 28200.00 | 38085.00
| WMPRS-HGVMP200-3 | Modernization, Galaxy VM, power revitalization for GVM, 200kVA, Parallel 400V | https://www.se.com/us/en/product/WMPRS-HGVMP200-3 | 400 | 400 | SP POWER MPRS | Services | EcoFitâ„¢ Life Extension Advanced for UPS | 191.50(kilos) 422.26(lbs) | 39.37x39.37x39.37(in) 100.00x100.00x100.00(cent) |  |  | 731304793915 | 20775.00 | 27400.00 | 37015.00
| WMPRS-HGVMP200-3A | Modernization, Galaxy VM, power revitalization for GVM, 200kVA, Parallel 400V, with Adv Service Plan | https://www.se.com/us/en/product/WMPRS-HGVMP200-3A | 400 | 400 | SP POWER MPRS | Services | EcoFitâ„¢ Life Extension Advanced for UPS | 191.50(kilos) 422.26(lbs) | 39.37x39.37x39.37(in) 100.00x100.00x100.00(cent) |  |  | 731304793922 | 21815.00 | 28800.00 | 38865.00
| WMPRS-HGVMS160-3 | Modernization, Galaxy VM, power revitalization for GVM, 160kVA, Single 400V | https://www.se.com/us/en/product/WMPRS-HGVMS160-3 | 400 | 400 | SP POWER MPRS | Services | EcoFitâ„¢ Life Extension Advanced for UPS | 138.90(kilos) 306.27(lbs) | 39.37x39.37x39.37(in) 100.00x100.00x100.00(cent) |  |  | 731304793892 | 20345.00 | 26900.00 | 36250.00
| WMPRS-HGVMS160-3A | Modernization, Galaxy VM, power revitalization for GVM, 160kVA, Single 400V, with Adv Service Plan | https://www.se.com/us/en/product/WMPRS-HGVMS160-3A | 400 | 400 | SP POWER MPRS | Services | EcoFitâ„¢ Life Extension Advanced for UPS | 138.90(kilos) 306.27(lbs) | 39.37x39.37x39.37(in) 100.00x100.00x100.00(cent) |  |  | 731304793908 | 21365.00 | 28200.00 | 38065.00
| WMPRS-HGVMS200-3 | Modernization, Galaxy VM, power revitalization for GVM, 200kVA, Single 400V | https://www.se.com/us/en/product/WMPRS-HGVMS200-3 | 400 | 400 | SP POWER MPRS | Services | EcoFitâ„¢ Life Extension Advanced for UPS | 191.50(kilos) 422.26(lbs) | 39.37x39.37x39.37(in) 100.00x100.00x100.00(cent) |  |  | 731304793878 | 24265.00 | 32000.00 | 43230.00
| WMPRS-HGVMS200-3A | Modernization, Galaxy VM, power revitalization for GVM, 200kVA, Single 400V, with Adv Service Plan | https://www.se.com/us/en/product/WMPRS-HGVMS200-3A | 400 | 400 | SP POWER MPRS | Services | EcoFitâ„¢ Life Extension Advanced for UPS | 191.50(kilos) 422.26(lbs) | 39.37x39.37x39.37(in) 100.00x100.00x100.00(cent) |  |  | 731304793885 | 25475.00 | 33600.00 | 45390.00
| WMPRSEBS-EB-01 | Modular EBS Revitalization Service for (1) EBS 1000 for Symmetra MW | https://www.se.com/us/en/product/WMPRSEBS-EB-01 |  |  | SP POWER MPRS | Services | EcoFitâ„¢ Life Extension Advanced for UPS | [5 empty] | 14575.00 | 19300.00 | 25970.00
| WMPRSEBS-EB-02 | Modular EBS Revitalization Service for (1) EBS 2000 for Symmetra MW | https://www.se.com/us/en/product/WMPRSEBS-EB-02 |  |  | SP POWER MPRS | Services | EcoFitâ„¢ Life Extension Advanced for UPS | [5 empty] | 18145.00 | 24000.00 | 32335.00
| WMPRSEBS-EB-03 | Modular EBS Revitalization Service for (1) EBS 4000 for Symmetra MW | https://www.se.com/us/en/product/WMPRSEBS-EB-03 |  |  | SP POWER MPRS | Services | EcoFitâ„¢ Life Extension Advanced for UPS | [5 empty] | 32795.00 | 43300.00 | 58430.00
| WMPRSMBPB-MBP-01 | Revitalization Service for (1) Symmetra PX250-500 Frame for 3rd party Batts or MBP | https://www.se.com/us/en/product/WMPRSMBPB-MBP-01 |  |  | SP POWER MPRS | Services | EcoFitâ„¢ Life Extension Advanced for UPS | 0.01(kilos) 0.02(lbs) |  |  |  |  | 1120.00 | 1475.00 | 1990.00
| WMPRSXR8-MP-01 | Modular Power Revitalization Srvc for (1) PX250-500/SYBFXR8 | https://www.se.com/us/en/product/WMPRSXR8-MP-01 |  |  | SP POWER MPRS | Services | EcoFitâ„¢ Life Extension Advanced for UPS | 0.01(kilos) 0.02(lbs) |  |  |  |  | 2095.00 | 2775.00 | 3735.00
| WMPRSXR8-MP-01C | Modular Power Revitalization Srvc for (1) PX40-80/SYCFXR8 | https://www.se.com/us/en/product/WMPRSXR8-MP-01C |  |  | SP POWER MPRS | Services | EcoFitâ„¢ Life Extension Advanced for UPS | 0.01(kilos) 0.02(lbs) |  |  |  |  | 2470.00 | 3275.00 | 4395.00
| WMPRSXR9-MP2-02 | Modular Power Revitalization Srvc for (1) PX100-160/SYCFXR9 | https://www.se.com/us/en/product/WMPRSXR9-MP2-02 |  |  | SP POWER MPRS | Services | EcoFitâ„¢ Life Extension Advanced for UPS | 0.01(kilos) 0.02(lbs) |  |  |  |  | 1740.00 | 2300.00 | 3095.00
| WRODSA-ACRC301H | InRow ACRC301H with On-Site Extended Warranty and Green Disposal | https://www.se.com/us/en/product/WRODSA-ACRC301H |  |  | SP COOL MODERNIZATION | Services | EcoFitâ„¢ Replacement for Cooling | 220.00(kilos) 485.10(lbs) | 83.39x29.37x44.76(in) 211.80x74.60x113.70(cent) |  |  | 731304642114 | 17815.00 | 25900.00 | 32065.00
| WRODSA-ACRC301S | InRow ACRC301S with On-Site Extended Warranty and Green Disposal | https://www.se.com/us/en/product/WRODSA-ACRC301S |  |  | SP COOL MODERNIZATION | Services | EcoFitâ„¢ Replacement for Cooling | 192.00(kilos) 423.36(lbs) | 83.39x29.37x44.76(in) 211.80x74.60x113.70(cent) |  |  | 731304642077 | 13900.00 | 20200.00 | 25020.00
| WROSA-ACRC301H | InRow ACRC301H with On-Site Extended Warranty | https://www.se.com/us/en/product/WROSA-ACRC301H |  |  | SP COOL MODERNIZATION | Services | EcoFitâ„¢ Replacement for Cooling | 220.00(kilos) 485.10(lbs) | 83.39x29.37x44.76(in) 211.80x74.60x113.70(cent) |  |  | 731304642107 | 17315.00 | 25200.00 | 31165.00
| WROSA-ACRC301S | InRow ACRC301S with On-Site Extended Warranty | https://www.se.com/us/en/product/WROSA-ACRC301S |  |  | SP COOL MODERNIZATION | Services | EcoFitâ„¢ Replacement for Cooling | 192.00(kilos) 423.36(lbs) | 83.39x29.37x44.76(in) 211.80x74.60x113.70(cent) |  |  | 731304642060 | 13400.00 | 19500.00 | 24115.00
| WRUXDSA-ACRC301H | InRow ACRC301H with Advantage Ultra, EcoStruxure AA Prevent and Green Disposal | https://www.se.com/us/en/product/WRUXDSA-ACRC301H |  |  | SP COOL MODERNIZATION | Services | EcoFitâ„¢ Replacement for Cooling | 220.00(kilos) 485.10(lbs) | 83.39x29.37x44.76(in) 211.80x74.60x113.70(cent) |  |  | 731304642138 | 18025.00 | 26200.00 | 32445.00
| WRUXDSA-ACRC301S | InRow ACRC301S with Advantage Ultra, EcoStruxure AA Prevent and Green Disposal | https://www.se.com/us/en/product/WRUXDSA-ACRC301S |  |  | SP COOL MODERNIZATION | Services | EcoFitâ„¢ Replacement for Cooling | 192.00(kilos) 423.36(lbs) | 83.39x29.37x44.76(in) 211.80x74.60x113.70(cent) |  |  | 731304642091 | 14110.00 | 20500.00 | 25395.00
| WRUXSA-ACRC301H | InRow ACRC301H with Advantage Ultra, EcoStruxure Asset Adviser Prevent | https://www.se.com/us/en/product/WRUXSA-ACRC301H |  |  | SP COOL MODERNIZATION | Services | EcoFitâ„¢ Replacement for Cooling | 220.00(kilos) 485.10(lbs) | 83.39x29.37x44.76(in) 211.80x74.60x113.70(cent) |  |  | 731304642121 | 17525.00 | 25500.00 | 31540.00
| WRUXSA-ACRC301S | InRow ACRC301S with Advantage Ultra, EcoStruxure Asset Adviser Prevent | https://www.se.com/us/en/product/WRUXSA-ACRC301S |  |  | SP COOL MODERNIZATION | Services | EcoFitâ„¢ Replacement for Cooling | 192.00(kilos) 423.36(lbs) | 83.39x29.37x44.76(in) 211.80x74.60x113.70(cent) |  |  | 731304642084 | 13605.00 | 19800.00 | 24490.00
| WUPGMPRS7X24-MP-00 | Scheduling Upgrade to 7X24 for MPRS | https://www.se.com/us/en/product/WUPGMPRS7X24-MP-00 |  |  | SP POWER MPRS | Services | EcoFitâ„¢ Life Extension Essential for UPS | [5 empty] | Call for Quote | Call for Quote | Call for Quote
| WUPGVSPW7X24-VS-00 | Scheduling Upgrade to 7X24 for Galaxy VS Power Upgrade service | https://www.se.com/us/en/product/WUPGVSPW7X24-VS-00 |  |  | SP POWER REFRESH UPS | Services | EcoFitâ„¢ Life Extension Essential for UPS |  |  |  |  | 731304541684 | 696.00 | 1000.00 | 1255.00
| WUPGVSPW-VS-05 | 5 KVA power upgrade service for (1) Galaxy VS UPS | https://www.se.com/us/en/product/WUPGVSPW-VS-05 |  |  | SP POWER REFRESH UPS | Services | EcoFitâ„¢ Life Extension Essential for UPS | [5 empty] | 2160.00 | 3100.00 | 3890.00
| WUPGVSPW-VS-10 | 10 KVA power upgrade service for (1) Galaxy VS UPS | https://www.se.com/us/en/product/WUPGVSPW-VS-10 |  |  | SP POWER REFRESH UPS | Services | EcoFitâ„¢ Life Extension Essential for UPS | [5 empty] | 2445.00 | 3525.00 | 4400.00
| WUPGVSPW-VS-15 | 15 KVA power upgrade service for (1) Galaxy VS UPS | https://www.se.com/us/en/product/WUPGVSPW-VS-15 |  |  | SP POWER REFRESH UPS | Services | EcoFitâ„¢ Life Extension Essential for UPS | [5 empty] | 2700.00 | 3875.00 | 4865.00
| WUPGVSPW-VS-20 | 20 KVA power upgrade service for (1) Galaxy VS UPS | https://www.se.com/us/en/product/WUPGVSPW-VS-20 |  |  | SP POWER REFRESH UPS | Services | EcoFitâ„¢ Life Extension Essential for UPS | [5 empty] | 2945.00 | 4250.00 | 5310.00
| WUPGVSPW-VS-25 | 25 KVA power upgrade service for (1) Galaxy VS UPS | https://www.se.com/us/en/product/WUPGVSPW-VS-25 |  |  | SP POWER REFRESH UPS | Services | EcoFitâ„¢ Life Extension Essential for UPS | [5 empty] | 3190.00 | 4600.00 | 5745.00
| WUPGVSPW-VS-30 | 30 KVA power upgrade service for (1) Galaxy VS UPS | https://www.se.com/us/en/product/WUPGVSPW-VS-30 |  |  | SP POWER REFRESH UPS | Services | EcoFitâ„¢ Life Extension Essential for UPS | [5 empty] | 3425.00 | 4925.00 | 6170.00
| WUPGVSPW-VS-35 | 35 KVA power upgrade service for (1) Galaxy VS UPS | https://www.se.com/us/en/product/WUPGVSPW-VS-35 |  |  | SP POWER REFRESH UPS | Services | EcoFitâ„¢ Life Extension Essential for UPS | [5 empty] | 3650.00 | 5250.00 | 6570.00
| WUPGVSPW-VS-40 | 40 KVA power upgrade service for (1) Galaxy VS UPS | https://www.se.com/us/en/product/WUPGVSPW-VS-40 |  |  | SP POWER REFRESH UPS | Services | EcoFitâ„¢ Life Extension Essential for UPS | [5 empty] | 3855.00 | 5550.00 | 6950.00
| WUPGVSPW-VS-50 | 50 KVA power upgrade service for (1) Galaxy VS UPS | https://www.se.com/us/en/product/WUPGVSPW-VS-50 |  |  | SP POWER REFRESH UPS | Services | EcoFitâ„¢ Life Extension Essential for UPS | [5 empty] | 4195.00 | 6025.00 | 7560.00
| WUPGVSPW-VS-60 | 60 KVA power upgrade service for (1) Galaxy VS UPS | https://www.se.com/us/en/product/WUPGVSPW-VS-60 |  |  | SP POWER REFRESH UPS | Services | EcoFitâ„¢ Life Extension Essential for UPS | [5 empty] | 4505.00 | 6475.00 | 8115.00
| WUPGVSPW-VS-70 | 70 KVA power upgrade service for (1) Galaxy VS UPS | https://www.se.com/us/en/product/WUPGVSPW-VS-70 |  |  | SP POWER REFRESH UPS | Services | EcoFitâ„¢ Life Extension Essential for UPS | [5 empty] | 4780.00 | 6875.00 | 8610.00
| WUPGVSPW-VS-80 | 80 KVA power upgrade service for (1) Galaxy VS UPS | https://www.se.com/us/en/product/WUPGVSPW-VS-80 |  |  | SP POWER REFRESH UPS | Services | EcoFitâ„¢ Life Extension Essential for UPS | [5 empty] | 5025.00 | 7225.00 | 9055.00
| WUPGVSPW-VS-90 | 90 KVA power upgrade service for (1) Galaxy VS UPS | https://www.se.com/us/en/product/WUPGVSPW-VS-90 |  |  | SP POWER REFRESH UPS | Services | EcoFitâ„¢ Life Extension Essential for UPS | [5 empty] | 5250.00 | 7550.00 | 9455.00
Room Power Distribution >> Power Distribution | 0M-PMM5VOLTS216 | PMM CONNECTION KIT FOR 216V 500kVA | https://www.se.com/us/en/product/0M-PMM5VOLTS216 |  |  | 3PH POWER DISTRIBUTION | Power Distribution | Galaxy Power Distribution | 1.65(kilos) 3.64(lbs) | 3.54x6.30x3.54(in) 9.00x16.00x9.00(cent) |  |  | 731304746546 | 225.00 | 329.99 | 404.00
| 0M-PMM5VOLTS415 | PMM CONNECTION KIT FOR 415V 500kVA | https://www.se.com/us/en/product/0M-PMM5VOLTS415 |  |  | 3PH POWER DISTRIBUTION | Power Distribution | Galaxy Power Distribution | 1.65(kilos) 3.64(lbs) | 3.54x6.30x3.54(in) 9.00x16.00x9.00(cent) |  |  | 731304746553 | 438.00 | 639.00 | 788.00
| 0M-PMM30FF084 | 30 KVA 208V INPUT 208V OUTPUT 84 POLE | https://www.se.com/us/en/product/0M-PMM30FF084 |  |  | 3PH POWER DISTRIBUTION | Power Distribution | Galaxy Power Distribution | 519.82(kilos) 1146.20(lbs) | 82.00x39.00x51.00(in) 208.28x99.06x129.54(cent) |  |  |  | 6130.00 | 8900.00 | 11030.00
| 0M-PMM50FF168 | 50 KVA 208V INPUT 208V OUTPUT 168 POLE | https://www.se.com/us/en/product/0M-PMM50FF168 |  |  | 3PH POWER DISTRIBUTION | Power Distribution | Galaxy Power Distribution | 732.55(kilos) 1615.28(lbs) | 29.56x72.50x72.17(in) 75.08x184.15x183.31(cent) |  |  |  | 4750.00 | 6900.00 | 8545.00
| 0M-PMM50GF084 | 50 KVA 480V INPUT 208V OUTPUT 84 POLE | https://www.se.com/us/en/product/0M-PMM50GF084 |  |  | 3PH POWER DISTRIBUTION | Power Distribution | Galaxy Power Distribution | 544.31(kilos) 1200.21(lbs) | 29.56x42.50x72.16(in) 75.08x107.95x183.29(cent) |  |  |  | 9205.00 | 13400.00 | 16565.00
| 0M-PMM50GF168 | 50 KVA 480V INPUT 208V OUTPUT 168 POLE | https://www.se.com/us/en/product/0M-PMM50GF168 |  |  | 3PH POWER DISTRIBUTION | Power Distribution | Galaxy Power Distribution | 732.55(kilos) 1615.28(lbs) | 29.56x72.50x72.17(in) 75.08x184.15x183.31(cent) |  |  |  | 5090.00 | 7400.00 | 9165.00
| 0M-PMM75FF126 | 75 KVA 208V INPUT 208V OUTPUT 126 POLE | https://www.se.com/us/en/product/0M-PMM75FF126 |  |  | 3PH POWER DISTRIBUTION | Power Distribution | Galaxy Power Distribution | 709.87(kilos) 1565.27(lbs) | 29.56x57.50x72.18(in) 75.08x146.05x183.34(cent) |  |  |  | 4775.00 | 6925.00 | 8590.00
| 0M-PMM75GF084 | 75 KVA 480V INPUT 208V OUTPUT 84 POLE | https://www.se.com/us/en/product/0M-PMM75GF084 |  |  | 3PH POWER DISTRIBUTION | Power Distribution | Galaxy Power Distribution | 695.81(kilos) 1534.26(lbs) | 85.00x38.00x48.00(in) 215.90x96.52x121.92(cent) |  |  |  | 9250.00 | 13500.00 | 16650.00
| 0M-PMM75GF126 | 75 KVA 480V INPUT 208V OUTPUT 126 POLE | https://www.se.com/us/en/product/0M-PMM75GF126 |  |  | 3PH POWER DISTRIBUTION | Power Distribution | Galaxy Power Distribution | 800.59(kilos) 1765.30(lbs) | 29.56x57.50x72.18(in) 75.08x146.05x183.34(cent) |  |  |  | 4775.00 | 6925.00 | 8590.00
| 0M-PMM100FF168 | 100 KVA 208V INPUT 208V OUTPUT 168 POLE | https://www.se.com/us/en/product/0M-PMM100FF168 |  |  | 3PH POWER DISTRIBUTION | Power Distribution | Galaxy Power Distribution | 902.65(kilos) 1990.34(lbs) | 29.56x72.50x72.17(in) 75.08x184.15x183.31(cent) |  |  |  | 4775.00 | 6925.00 | 8595.00
| 0M-PMM100FF252 | 100 KVA 208V INPUT 208V OUTPUT 252 POLE | https://www.se.com/us/en/product/0M-PMM100FF252 |  |  | 3PH POWER DISTRIBUTION | Power Distribution | Galaxy Power Distribution | 0.01(kilos) 0.02(lbs) | 0.00x0.00x0.00(in) 0.01x0.01x0.01(cent) |  |  |  | 5410.00 | 7850.00 | 9735.00
| 0M-PMM100GF084 | 100 KVA 480V INPUT 208V OUTPUT 84 POLE | https://www.se.com/us/en/product/0M-PMM100GF084 |  |  | 3PH POWER DISTRIBUTION | Power Distribution | Galaxy Power Distribution | 714.41(kilos) 1575.27(lbs) | 29.56x42.50x72.16(in) 75.08x107.95x183.29(cent) |  |  |  | 9210.00 | 13400.00 | 16570.00
| 0M-PMM125GF084 | 125 KVA 480V INPUT 208V OUTPUT 84 POLE | https://www.se.com/us/en/product/0M-PMM125GF084 |  |  | 3PH POWER DISTRIBUTION | Power Distribution | Galaxy Power Distribution | 881.33(kilos) 1943.33(lbs) | 81.00x39.00x50.00(in) 205.74x99.06x127.00(cent) |  |  |  | 10120.00 | 14700.00 | 18215.00
| 0M-PMM125GF126 | 125 KVA 480V INPUT 208V OUTPUT 126 POLE | https://www.se.com/us/en/product/0M-PMM125GF126 |  |  | 3PH POWER DISTRIBUTION | Power Distribution | Galaxy Power Distribution | 941.20(kilos) 2075.35(lbs) | 29.56x57.50x72.18(in) 75.08x146.05x183.34(cent) |  |  |  | 7250.00 | 10600.00 | 13050.00
| 0M-PMM150GF084 | 150 KVA 480V INPUT 208V OUTPUT 84 POLE | https://www.se.com/us/en/product/0M-PMM150GF084 |  |  | 3PH POWER DISTRIBUTION | Power Distribution | Galaxy Power Distribution | 861.83(kilos) 1900.33(lbs) | 29.56x42.50x72.16(in) 75.08x107.95x183.29(cent) |  |  |  | 10870.00 | 15800.00 | 19565.00
| 0M-PMM150LF084 | 150 KVA 600V INPUT 208V OUTPUT 84 POLE | https://www.se.com/us/en/product/0M-PMM150LF084 |  |  | 3PH POWER DISTRIBUTION | Power Distribution | Galaxy Power Distribution | 861.83(kilos) 1900.33(lbs) | 29.56x42.50x72.16(in) 75.08x107.95x183.29(cent) |  |  |  | 6130.00 | 8900.00 | 11030.00
| 0M-PMM150LF126 | 150 KVA 600V INPUT 208V OUTPUT 126 POLE | https://www.se.com/us/en/product/0M-PMM150LF126 |  |  | 3PH POWER DISTRIBUTION | Power Distribution | Galaxy Power Distribution | 975.22(kilos) 2150.37(lbs) | 29.56x57.50x72.18(in) 75.08x146.05x183.34(cent) |  |  |  | 4835.00 | 7025.00 | 8700.00
| 0M-PMM200GF084 | 200 KVA 480V INPUT 208V OUTPUT 84 POLE | https://www.se.com/us/en/product/0M-PMM200GF084 |  |  | 3PH POWER DISTRIBUTION | Power Distribution | Galaxy Power Distribution | 1018.77(kilos) 2246.38(lbs) | 85.00x38.00x48.00(in) 215.90x96.52x121.92(cent) |  |  |  | 6565.00 | 9525.00 | 11815.00
| 0M-PMMOPT003 | SQD 4 OUTPUT CB PNLB A | https://www.se.com/us/en/product/0M-PMMOPT003 |  |  | 3PH POWER DISTRIBUTION | Power Distribution | Galaxy Power Distribution | 0.01(kilos) 0.02(lbs) | 0.00x0.00x0.00(in) 0.01x0.01x0.01(cent) |  |  |  | 2885.00 | 4200.00 | 5195.00
| 0M-PMMOPT007 | SQD 4 OUTPUT CB PNLB B | https://www.se.com/us/en/product/0M-PMMOPT007 |  |  | 3PH POWER DISTRIBUTION | Power Distribution | Galaxy Power Distribution | 0.01(kilos) 0.02(lbs) | 0.00x0.00x0.00(in) 0.01x0.01x0.01(cent) |  |  |  | 2920.00 | 4250.00 | 5255.00
| 0M-PMMOPT015 | METER VERIS OUT | https://www.se.com/us/en/product/0M-PMMOPT015 |  |  | 3PH POWER DISTRIBUTION | Power Distribution | Galaxy Power Distribution | 0.01(kilos) 0.02(lbs) | 0.00x0.00x0.00(in) 0.01x0.01x0.01(cent) |  |  |  | 2160.00 | 3150.00 | 3885.00
| 0M-PMMOPT019 | ISOL GND KIT PMN084 | https://www.se.com/us/en/product/0M-PMMOPT019 |  |  | 3PH POWER DISTRIBUTION | Power Distribution | Galaxy Power Distribution | 0.01(kilos) 0.02(lbs) | 0.00x0.00x0.00(in) 0.01x0.01x0.01(cent) |  |  |  | 798.00 | 1175.00 | 1435.00
| 0M-PMMOPT095 | SQD PNLB A W/Q2H | https://www.se.com/us/en/product/0M-PMMOPT095 |  |  | 3PH POWER DISTRIBUTION | Power Distribution | Galaxy Power Distribution | 0.01(kilos) 0.02(lbs) | 0.00x0.00x0.00(in) 0.01x0.01x0.01(cent) |  |  |  | 1725.00 | 2500.00 | 3105.00
| 0M-PMMOPT098 | SQD PNLB B W/Q2H | https://www.se.com/us/en/product/0M-PMMOPT098 |  |  | 3PH POWER DISTRIBUTION | Power Distribution | Galaxy Power Distribution | 0.01(kilos) 0.02(lbs) | 0.00x0.00x0.00(in) 0.01x0.01x0.01(cent) |  |  |  | 1550.00 | 2250.00 | 2785.00
| 0M-PMMOPT155 | METER VERIS IN/OUT 75KVA | https://www.se.com/us/en/product/0M-PMMOPT155 |  |  | 3PH POWER DISTRIBUTION | Power Distribution | Galaxy Power Distribution | 0.01(kilos) 0.02(lbs) | 0.00x0.00x0.00(in) 0.01x0.01x0.01(cent) |  |  |  | 3005.00 | 4375.00 | 5405.00
| 0M-PMMOPT305 | SYS 84 BOTTOM ENTRY 125-300KVA | https://www.se.com/us/en/product/0M-PMMOPT305 |  |  | 3PH POWER DISTRIBUTION | Power Distribution | Galaxy Power Distribution | 0.01(kilos) 0.02(lbs) | 0.00x0.00x0.00(in) 0.01x0.01x0.01(cent) |  |  |  | 1780.00 | 2600.00 | 3205.00
| 0M-PMMOPT340 | XFMR COPPER K20 225KVA 480V | https://www.se.com/us/en/product/0M-PMMOPT340 |  |  | 3PH POWER DISTRIBUTION | Power Distribution | Galaxy Power Distribution | 0.01(kilos) 0.02(lbs) | 0.00x0.00x0.00(in) 0.01x0.01x0.01(cent) |  |  |  | 19790.00 | 28700.00 | 35620.00
| 0M-PMMOPT348 | XFMR COPPER K20 300KVA 480V | https://www.se.com/us/en/product/0M-PMMOPT348 |  |  | 3PH POWER DISTRIBUTION | Power Distribution | Galaxy Power Distribution | 0.01(kilos) 0.02(lbs) | 0.00x0.00x0.00(in) 0.01x0.01x0.01(cent) |  |  |  | 24630.00 | 35800.00 | 44330.00
| 0M-PMMXSEISBRK084 | SEISMIC BRACING SYS 084 | https://www.se.com/us/en/product/0M-PMMXSEISBRK084 |  |  | 3PH POWER DISTRIBUTION | Power Distribution | Galaxy Power Distribution | 0.01(kilos) 0.02(lbs) | 0.00x0.00x0.00(in) 0.01x0.01x0.01(cent) |  |  |  | 190.00 | 279.99 | 342.00
| 0M-PMRFF168B | 208V INPUT/OUTPUT 168 POLE B-B | https://www.se.com/us/en/product/0M-PMRFF168B |  |  | 3PH POWER DISTRIBUTION | Power Distribution | Galaxy Power Distribution | 408.23(kilos) 900.15(lbs) | 24.38x27.80x72.21(in) 61.93x70.61x183.41(cent) |  |  |  | 8305.00 | 12100.00 | 14945.00
| GRPPIP2X84 | Galaxy RPP with fingersafe IP2X panelboard, white | https://www.se.com/us/en/product/GRPPIP2X84 | 240 | 240 | 3PH POWER DISTRIBUTION | Power Distribution | Galaxy Power Distribution | 280.00(kilos) 617.40(lbs) | 89.02x41.97x41.97(in) 226.10x106.60x106.60(cent) |  |  |  | Call for Quote | Call for Quote | Call for Quote
| GRPPIP2X89 | Galaxy RPP with fingersafe IP2X panelboard, black | https://www.se.com/us/en/product/GRPPIP2X89 | 240 | 240 | 3PH POWER DISTRIBUTION | Power Distribution | Galaxy Power Distribution | 280.00(kilos) 617.40(lbs) | 94.02x42.01x42.01(in) 238.80x106.70x106.70(cent) |  |  |  | Call for Quote | Call for Quote | Call for Quote
| GRPPNF84 | Galaxy RPP with NF panelboard, white | https://www.se.com/us/en/product/GRPPNF84 | 480 3 PH | 480 3 PH | 3PH POWER DISTRIBUTION | Power Distribution | Galaxy Power Distribution | 280.00(kilos) 617.40(lbs) | 89.02x42.01x42.01(in) 226.10x106.70x106.70(cent) |  |  |  | Call for Quote | Call for Quote | Call for Quote
| GRPPNF89 | Galaxy RPP with NF panelboard, black | https://www.se.com/us/en/product/GRPPNF89 | 480 3 PH | 480 3 PH | 3PH POWER DISTRIBUTION | Power Distribution | Galaxy Power Distribution | 280.00(kilos) 617.40(lbs) | 94.02x42.01x42.01(in) 238.80x106.70x106.70(cent) |  |  |  | Call for Quote | Call for Quote | Call for Quote
| GRPPNQ84 | Galaxy RPP with NQ panelboard, white | https://www.se.com/us/en/product/GRPPNQ84 | 240 3 PH | 240 | 3PH POWER DISTRIBUTION | Power Distribution | Galaxy Power Distribution | 280.00(kilos) 617.40(lbs) | 89.02x42.01x42.01(in) 226.10x106.70x106.70(cent) |  |  |  | Call for Quote | Call for Quote | Call for Quote
| GRPPNQ89 | Galaxy RPP with NQ panelboard, black | https://www.se.com/us/en/product/GRPPNQ89 | 240 | 240 | 3PH POWER DISTRIBUTION | Power Distribution | Galaxy Power Distribution | 280.00(kilos) 617.40(lbs) | 94.02x42.01x42.01(in) 238.80x106.70x106.70(cent) |  |  |  | Call for Quote | Call for Quote | Call for Quote
| L3-0G-PMMSTD10 | Base Assy 1000KVA, CU XFMR, NO MIB, 480V IN, 415V/400V OUT | https://www.se.com/us/en/product/L3-0G-PMMSTD10 |  |  | 3PH POWER DISTRIBUTION | Power Distribution | Galaxy Power Distribution | 2.00(kilos) 4.41(lbs) | 0.79x0.79x0.79(in) 2.00x2.00x2.00(cent) |  |  | 731304768630 | 188210.00 | 273000.00 | 338775.00
| L3-0M-PMMCB803 | P-FRAME LSI 800 AMPS 80% 65KA 480V Micrologic 5.0 | https://www.se.com/us/en/product/L3-0M-PMMCB803 |  |  | 3PH POWER DISTRIBUTION | Power Distribution | Galaxy Power Distribution | 2.00(kilos) 4.41(lbs) | 0.79x0.79x0.79(in) 2.00x2.00x2.00(cent) |  |  | 731304768661 | 3980.00 | 5775.00 | 7160.00
| L3-0M-PMMCB8031 | P-FRAME LSI 800 AMPS 100% 65KA 480V Micrologic 5.0 | https://www.se.com/us/en/product/L3-0M-PMMCB8031 |  |  | 3PH POWER DISTRIBUTION | Power Distribution | Galaxy Power Distribution | 2.00(kilos) 4.41(lbs) | 0.79x0.79x0.79(in) 2.00x2.00x2.00(cent) |  |  | 731304768678 | 3240.00 | 4700.00 | 5830.00
| L3-0M-PMMCBF15 | PDU PANEL 1.5 IN BLANK FILLER | https://www.se.com/us/en/product/L3-0M-PMMCBF15 |  |  | 3PH POWER DISTRIBUTION | Power Distribution | Galaxy Power Distribution | 2.00(kilos) 4.41(lbs) | 0.79x0.79x0.79(in) 2.00x2.00x2.00(cent) |  |  | 731304764076 | 17.25 | 24.99 | 31.00
| L3-0M-PMMCBF45 | PDU PANEL 4.5 IN BLANK FILLER | https://www.se.com/us/en/product/L3-0M-PMMCBF45 |  |  | 3PH POWER DISTRIBUTION | Power Distribution | Galaxy Power Distribution | 2.00(kilos) 4.41(lbs) | 0.79x0.79x0.79(in) 2.00x2.00x2.00(cent) |  |  | 731304764083 | 17.25 | 24.99 | 31.00
| L3-0M-PMMIRW | PMM IR WINDOW FOR INFRARED SCAN | https://www.se.com/us/en/product/L3-0M-PMMIRW |  |  | 3PH POWER DISTRIBUTION | Power Distribution | Galaxy Power Distribution | 45.00(kilos) 99.23(lbs) | 5.00x5.00x5.00(in) 12.70x12.70x12.70(cent) |  |  | 731304761051 | 14305.00 | 20800.00 | 25745.00
| L3-0M-PMMIRW-WH | PMM IR Window for Infrared Scan-White | https://www.se.com/us/en/product/L3-0M-PMMIRW-WH |  |  | 3PH POWER DISTRIBUTION | Power Distribution | Galaxy Power Distribution | 2.00(kilos) 4.41(lbs) | 0.79x0.79x0.79(in) 2.00x2.00x2.00(cent) |  |  | 731304773122 | 17630.00 | 25600.00 | 31735.00
| L3-0M-PMMMIB1MW-02 | R-FRAME LSI 1MW 65KA@480V CB ASY (RJF36160CU33B) | https://www.se.com/us/en/product/L3-0M-PMMMIB1MW-02 |  |  | 3PH POWER DISTRIBUTION | Power Distribution | Galaxy Power Distribution | 2.00(kilos) 4.41(lbs) | 0.79x0.79x0.79(in) 2.00x2.00x2.00(cent) |  |  | 731304768647 | 5800.00 | 8425.00 | 10440.00
| L3-0M-PMMMOB5 | R-FRAME LSI 500KVA 100KA@240V CB ASY BLACK | https://www.se.com/us/en/product/L3-0M-PMMMOB5 |  |  | 3PH POWER DISTRIBUTION | Power Distribution | Galaxy Power Distribution | 45.35(kilos) 100.00(lbs) | 5.00x5.00x5.00(in) 12.70x12.70x12.70(cent) |  |  | 731304761099 | 14580.00 | 21200.00 | 26245.00
| L3-0M-PMMMOBN5 | NO MAIN OUTPUT DEVICE 500 KVA BLACK | https://www.se.com/us/en/product/L3-0M-PMMMOBN5 |  |  | 3PH POWER DISTRIBUTION | Power Distribution | Galaxy Power Distribution | 45.36(kilos) 100.02(lbs) | 30.00x30.00x30.00(in) 76.20x76.20x76.20(cent) |  |  | 731304761105 | 5080.00 | 7375.00 | 9140.00
| L3-0M-PMMMON5034 | EM3K OUT + EM4K 14CH 500KVA BLACK | https://www.se.com/us/en/product/L3-0M-PMMMON5034 |  |  | 3PH POWER DISTRIBUTION | Power Distribution | Galaxy Power Distribution | 2.00(kilos) 4.41(lbs) | 10.00x10.00x10.00(in) 25.40x25.40x25.40(cent) |  |  | 731304761112 | 1935.00 | 2825.00 | 3485.00
| L3-0M-PMMMON5054 | PM5K OUT + EM4K 14CH 500KVA BLACK | https://www.se.com/us/en/product/L3-0M-PMMMON5054 |  |  | 3PH POWER DISTRIBUTION | Power Distribution | Galaxy Power Distribution | 2.00(kilos) 4.41(lbs) | 10.00x10.00x10.00(in) 25.40x25.40x25.40(cent) |  |  | 731304761129 | 2170.00 | 3150.00 | 3905.00
| L3-0M-PMMMON5334 | EM3K IN + EM3KOUT + EM4K 14CH 500KVA BLACK | https://www.se.com/us/en/product/L3-0M-PMMMON5334 |  |  | 3PH POWER DISTRIBUTION | Power Distribution | Galaxy Power Distribution | 2.00(kilos) 4.41(lbs) | 0.79x0.79x0.79(in) 2.00x2.00x2.00(cent) |  |  | 731304761136 | 2965.00 | 4300.00 | 5335.00
| L3-0M-PMMMON5354 | EM3K IN + PM5K OUT + EM4K 14CH 500KVA BLACK | https://www.se.com/us/en/product/L3-0M-PMMMON5354 |  |  | 3PH POWER DISTRIBUTION | Power Distribution | Galaxy Power Distribution | 2.00(kilos) 4.41(lbs) | 10.00x10.00x10.00(in) 25.40x25.40x25.40(cent) |  |  | 731304761143 | 3290.00 | 4775.00 | 5920.00
| L3-0M-PMMMON5534 | PM5K IN + EM3K OUT + EM4K 14CH 500KVA BLACK | https://www.se.com/us/en/product/L3-0M-PMMMON5534 |  |  | 3PH POWER DISTRIBUTION | Power Distribution | Galaxy Power Distribution | 2.00(kilos) 4.41(lbs) | 10.00x10.00x10.00(in) 25.40x25.40x25.40(cent) |  |  | 731304761150 | 3405.00 | 4950.00 | 6125.00
| L3-0M-PMMMON5554 | PM5K IN + PM5K OUT + EM4K 14CH 500KVA BLACK | https://www.se.com/us/en/product/L3-0M-PMMMON5554 |  |  | 3PH POWER DISTRIBUTION | Power Distribution | Galaxy Power Distribution | 15.00(kilos) 33.08(lbs) | 20.00x10.00x20.00(in) 50.80x25.40x50.80(cent) |  |  | 731304761167 | 3075.00 | 4475.00 | 5535.00
| L3-0M-PMMMONIN-5K | PM5K Input Monitoring 1MW | https://www.se.com/us/en/product/L3-0M-PMMMONIN-5K |  |  | 3PH POWER DISTRIBUTION | Power Distribution | Galaxy Power Distribution | 2.00(kilos) 4.41(lbs) | 0.79x0.79x0.79(in) 2.00x2.00x2.00(cent) |  |  | 731304768708 | 3900.00 | 5675.00 | 7020.00
| L3-0M-PMMNEPO | PMM NO EPO BUTTON | https://www.se.com/us/en/product/L3-0M-PMMNEPO |  |  | 3PH POWER DISTRIBUTION | Power Distribution | Galaxy Power Distribution | 2.00(kilos) 4.41(lbs) | 0.79x0.79x0.79(in) 2.00x2.00x2.00(cent) |  |  | 731304763864 | Call for Quote | Call for Quote | Call for Quote
| L3-0M-PMMSPD480V1M | 480Y/277V, 3Ph SPD 240kA - HL41MA24C 1MW | https://www.se.com/us/en/product/L3-0M-PMMSPD480V1M |  |  | 3PH POWER DISTRIBUTION | Power Distribution | Galaxy Power Distribution | 2.00(kilos) 4.41(lbs) | 0.79x0.79x0.79(in) 2.00x2.00x2.00(cent) |  |  | 731304768715 | 1980.00 | 2875.00 | 3560.00
| L3-0M-PMMSPDNO | PMM without Surge Protection Device | https://www.se.com/us/en/product/L3-0M-PMMSPDNO |  |  | 3PH POWER DISTRIBUTION | Power Distribution | Galaxy Power Distribution | 2.00(kilos) 4.41(lbs) | 0.79x0.79x0.79(in) 2.00x2.00x2.00(cent) |  |  | 731304774259 | Call for Quote | Call for Quote | Call for Quote
| L3-0M-PMMTMIB-02 | P FRAME 800A LSI 65KA CB ASY BK TEST INJECTION TEST | https://www.se.com/us/en/product/L3-0M-PMMTMIB-02 |  |  | 3PH POWER DISTRIBUTION | Power Distribution | Galaxy Power Distribution | 50.00(kilos) 110.25(lbs) | 5.00x9.02x15.00(in) 12.70x22.90x38.10(cent) |  |  | 731304761037 | 370.00 | 539.00 | 665.00
| L3-0M-SPD480V | 480Y 277V 3Ph SPD 240kA HL41MA24C | https://www.se.com/us/en/product/L3-0M-SPD480V |  |  | 3PH POWER DISTRIBUTION | Power Distribution | Galaxy Power Distribution | 10.04(kilos) 22.14(lbs) | 12.17x5.59x13.46(in) 30.90x14.20x34.20(cent) |  |  | 731304761044 | 1310.00 | 1900.00 | 2360.00
| L3-PMM10VOLTS400 | PMM CONNECTION KIT FOR 400V,1000KVA | https://www.se.com/us/en/product/L3-PMM10VOLTS400 |  |  | 3PH POWER DISTRIBUTION | Power Distribution | Galaxy Power Distribution | 2.00(kilos) 4.41(lbs) | 0.79x0.79x0.79(in) 2.00x2.00x2.00(cent) |  |  |  | 19.75 | 29.99 | 36.00
| L3-PMM10VOLTS415 | PMM CONNECTION KIT FOR 415V,1000KVA | https://www.se.com/us/en/product/L3-PMM10VOLTS415 |  |  | 3PH POWER DISTRIBUTION | Power Distribution | Galaxy Power Distribution | 2.00(kilos) 4.41(lbs) | 0.79x0.79x0.79(in) 2.00x2.00x2.00(cent) |  |  |  | 50.00 | 79.99 | 89.00
| L3-PMMEPO-1MVA | PMM EPO BUTTON 1MVA | https://www.se.com/us/en/product/L3-PMMEPO-1MVA |  |  | 3PH POWER DISTRIBUTION | Power Distribution | Galaxy Power Distribution | 2.00(kilos) 4.41(lbs) | 0.79x0.79x0.79(in) 2.00x2.00x2.00(cent) |  |  |  | 127.00 | 189.99 | 229.00
| L3-PMMMONO-6KO-6KB | HDPM6000 for Total Output + Branch 1MW | https://www.se.com/us/en/product/L3-PMMMONO-6KO-6KB |  |  | 3PH POWER DISTRIBUTION | Power Distribution | Galaxy Power Distribution | 2.00(kilos) 4.41(lbs) | 0.79x0.79x0.79(in) 2.00x2.00x2.00(cent) |  |  | 731304769521 | 3110.00 | 4525.00 | 5595.00
| L3-PMMMREST-1MVA | PMM MANUAL RESTART 1MVA | https://www.se.com/us/en/product/L3-PMMMREST-1MVA |  |  | 3PH POWER DISTRIBUTION | Power Distribution | Galaxy Power Distribution | 2.00(kilos) 4.41(lbs) | 0.79x0.79x0.79(in) 2.00x2.00x2.00(cent) |  |  |  | 127.00 | 189.99 | 229.00
| L3-TME55249 | CB PA8TC LINE COVER TERMINATION | https://www.se.com/us/en/product/L3-TME55249 |  |  | 3PH POWER DISTRIBUTION | Power Distribution | Galaxy Power Distribution | 2.00(kilos) 4.41(lbs) | 0.79x0.79x0.79(in) 2.00x2.00x2.00(cent) |  |  | 731304768692 | 640.00 | 929.00 | 1155.00
| PMM75 | MGE Power Management Module 75 kVA | https://www.se.com/us/en/product/PMM75 | 120 ,208 3 PH,480 3 PH,400 3 PH,600 3 PH | 120 ,208 3 PH | 3PH POWER DISTRIBUTION | Power Distribution | Galaxy Power Distribution | [5 empty] | Call for Quote | Call for Quote | Call for Quote
| PMM75X | POWER MANAGEMENT MODULE 75 KVA | https://www.se.com/us/en/product/PMM75X |  |  | 3PH POWER DISTRIBUTION | Power Distribution | Galaxy Power Distribution | [5 empty] | Call for Quote | Call for Quote | Call for Quote
| PMM125 | MGE Power Management Module 125 kVA | https://www.se.com/us/en/product/PMM125 | 480 3 PH,600 3 PH | 120 ,208 3 PH | 3PH POWER DISTRIBUTION | Power Distribution | Galaxy Power Distribution | [5 empty] | Call for Quote | Call for Quote | Call for Quote
| PMM150X | POWER MANAGEMENT MODULE 150 KVA | https://www.se.com/us/en/product/PMM150X |  |  | 3PH POWER DISTRIBUTION | Power Distribution | Galaxy Power Distribution | [5 empty] | Call for Quote | Call for Quote | Call for Quote
| PMM225X | POWER MANAGEMENT MODULE 225 KVA | https://www.se.com/us/en/product/PMM225X |  |  | 3PH POWER DISTRIBUTION | Power Distribution | Galaxy Power Distribution | [5 empty] | Call for Quote | Call for Quote | Call for Quote
| PMM400-ALA | Galaxy Power Distribution Unit, 400kVA, Al transformer, 480V input, 400V/208V output, configurable | https://www.se.com/us/en/product/PMM400-ALA | 480 3 PH | 208 3 PH ,400 3 PH | 3PH POWER DISTRIBUTION | Power Distribution | Galaxy Power Distribution | 2449.40(kilos) 5400.93(lbs) | 95.51x73.19x57.09(in) 242.60x185.90x145.00(cent) |  |  |  | Call for Quote | Call for Quote | Call for Quote
| PMM400-ALAX | Galaxy Power Distribution Unit, 400kVA, aluminum transformer, 480V input, 400V/208V output, standard | https://www.se.com/us/en/product/PMM400-ALAX | 480 3 PH | 208 3 PH ,480 3 PH | 3PH POWER DISTRIBUTION | Power Distribution | Galaxy Power Distribution | 2449.40(kilos) 5400.93(lbs) | 95.51x73.19x57.09(in) 242.60x185.90x145.00(cent) |  |  |  | Call for Quote | Call for Quote | Call for Quote
| PMM400-CUB | Galaxy Power Distribution Unit, 400kVA, copper transformer, 480V input, 208V output, configurable | https://www.se.com/us/en/product/PMM400-CUB | 480 3 PH | 208 | 3PH POWER DISTRIBUTION | Power Distribution | Galaxy Power Distribution | 2500.00(kilos) 5512.50(lbs) | 95.47x73.23x57.09(in) 242.50x186.00x145.00(cent) |  |  |  | Call for Quote | Call for Quote | Call for Quote
| PMM400Q | Adapted Power Management Module and associated parts used with a PMM400 | https://www.se.com/us/en/product/PMM400Q |  |  | 3PH POWER DISTRIBUTION | Power Distribution | Galaxy Power Distribution | [5 empty] | Call for Quote | Call for Quote | Call for Quote
| PMM500-ALA | Galaxy Power Distribution Unit, 500kVA, Al transformer, 480V input, 400V/208V output, configurable | https://www.se.com/us/en/product/PMM500-ALA | 480 3 PH | 208 ,400 3 PH | 3PH POWER DISTRIBUTION | Power Distribution | Galaxy Power Distribution | 2549.19(kilos) 5620.96(lbs) | 95.51x73.19x57.09(in) 242.60x185.90x145.00(cent) |  |  |  | Call for Quote | Call for Quote | Call for Quote
| PMM500-ALAX | Galaxy Power Distribution Unit, 500kVA, Al transformer, 480V input, 400V208V output, standard | https://www.se.com/us/en/product/PMM500-ALAX | 480 3 PH | 208 3 PH ,480 3 PH | 3PH POWER DISTRIBUTION | Power Distribution | Galaxy Power Distribution | 2549.19(kilos) 5620.96(lbs) | 95.51x73.19x57.09(in) 242.60x185.90x145.00(cent) |  |  |  | Call for Quote | Call for Quote | Call for Quote
| PMM500-CUB | Galaxy Power Distribution Unit, 500kVA, Cu transformer 480V input, 415V/208V output, configurable | https://www.se.com/us/en/product/PMM500-CUB | 480 3 PH | 208 3 PH | 3PH POWER DISTRIBUTION | Power Distribution | Galaxy Power Distribution | 2599.08(kilos) 5730.97(lbs) | 95.51x73.19x57.09(in) 242.60x185.90x145.00(cent) |  |  |  | Call for Quote | Call for Quote | Call for Quote
| PMM500Q | Adapted Power Management Module and associated parts used with a PMM500 | https://www.se.com/us/en/product/PMM500Q |  |  | 3PH POWER DISTRIBUTION | Power Distribution | Galaxy Power Distribution | [5 empty] | Call for Quote | Call for Quote | Call for Quote
| PMM1000-CUB | Galaxy Power Distribution Unit, 1000kVA, copper transformer, 480V input, 400/415V output, standard | https://www.se.com/us/en/product/PMM1000-CUB | 480 | 415 41 | 3PH POWER DISTRIBUTION | Power Distribution | Galaxy Power Distribution | 4800.00(kilos) 10584.00(lbs) | 92.52x61.02x92.91(in) 235.00x155.00x236.00(cent) |  |  | 731304771432 | Call for Quote | Call for Quote | Call for Quote
| PMMQ | Adapted Power Distribution Unit and Associated Parts used with IPMM/RPMM | https://www.se.com/us/en/product/PMMQ |  |  | 3PH POWER DISTRIBUTION | Power Distribution | Galaxy Power Distribution |  |  |  |  | 731304758068 | Call for Quote | Call for Quote | Call for Quote
| QGPDU | Custom Galaxy PDU and Associated parts | https://www.se.com/us/en/product/QGPDU |  |  | 3PH POWER DISTRIBUTION | Power Distribution | Galaxy Power Distribution |  |  |  |  | 731304434313 | Call for Quote | Call for Quote | Call for Quote
| QSPPDU | Power distribution units, associated parts, OEM from Smith Power(PDI) | https://www.se.com/us/en/product/QSPPDU |  |  | 3PH POWER DISTRIBUTION | Power Distribution | Galaxy Power Distribution | [5 empty] | Call for Quote | Call for Quote | Call for Quote
Row 3 Phase Power Distribution >> Power Distribution | 0G-8310 | KIT FILLER SQD NQ PNL QTY 15 ATO | https://www.se.com/us/en/product/0G-8310 |  |  | 3PH POWER DISTRIBUTION | Power Distribution | Configurable Power Distribution | 0.45(kilos) 1.00(lbs) | 8.00x8.00x2.00(in) 20.32x20.32x5.08(cent) |  |  |  | 16.00 | 23.99 | 29.00
| 0G-8313 | PLUG FILLER GLAND PLATE 84P PDU ATO | https://www.se.com/us/en/product/0G-8313 |  |  | 3PH POWER DISTRIBUTION | Power Distribution | Configurable Power Distribution | 0.02(kilos) 0.05(lbs) | 1.50x1.50x0.25(in) 3.81x3.81x0.64(cent) |  |  |  | 8.00 | 11.99 | 14.50
| 0G-8314 | BCPM 84P KIT ATO | https://www.se.com/us/en/product/0G-8314 |  |  | 3PH POWER DISTRIBUTION | Power Distribution | Configurable Power Distribution | 3.63(kilos) 8.00(lbs) | 15.00x15.00x15.00(in) 38.10x38.10x38.10(cent) |  |  |  | 7745.00 | 11300.00 | 13945.00
| 0G-8315 | ASSY PACKAGING FINAL 84P PDU ATO | https://www.se.com/us/en/product/0G-8315 |  |  | 3PH POWER DISTRIBUTION | Power Distribution | Configurable Power Distribution | 18.14(kilos) 40.01(lbs) | 60.00x60.00x60.00(in) 152.40x152.40x152.40(cent) |  |  |  | 2185.00 | 3175.00 | 3930.00
| 0G-ISX-150-UM-EN | APC ISX 150 KW PDU USER MANUAL | https://www.se.com/us/en/product/0G-ISX-150-UM-EN |  |  | 3PH POWER DISTRIBUTION | Power Distribution | Configurable Power Accessories | 0.91(kilos) 2.00(lbs) | 12.00x9.00x0.50(in) 30.48x22.86x1.27(cent) |  |  |  | 102.00 | 149.99 | 183.00
| 0G-ISX-B-UM-80 | GEN ISX 80K TYPE B USERS MANUAL | https://www.se.com/us/en/product/0G-ISX-B-UM-80 |  |  | 3PH POWER DISTRIBUTION | Power Distribution | Configurable Power Accessories | 2.27(kilos) 5.00(lbs) | 14.50x13.00x3.50(in) 36.83x33.02x8.89(cent) |  |  |  | 127.00 | 189.99 | 228.00
| 0G-ISX-B-UM-80-INT | GEN ISX 80K TYPE B USERS MANUAL INTL | https://www.se.com/us/en/product/0G-ISX-B-UM-80-INT |  |  | 3PH POWER DISTRIBUTION | Power Distribution | Configurable Power Accessories | 2.27(kilos) 5.00(lbs) | 15.00x13.00x3.50(in) 38.10x33.02x8.89(cent) |  |  |  | 136.00 | 199.99 | 245.00
| 0G-PD40F6FK1-M | TYPE B PDU INCL. 208V ISOLATION TRANSFORMER & MBP | https://www.se.com/us/en/product/0G-PD40F6FK1-M |  |  | 3PH POWER DISTRIBUTION | Power Distribution | Configurable Power Distribution | 725.75(kilos) 1600.27(lbs) | 90.00x36.00x48.00(in) 228.60x91.44x121.92(cent) |  |  |  | 18640.00 | 27100.00 | 33550.00
| 0G-PD40G6FK1-M | TYPE B PDU INCL. 480V STEP DOWN TRANSFORMER & MBP | https://www.se.com/us/en/product/0G-PD40G6FK1-M |  |  | 3PH POWER DISTRIBUTION | Power Distribution | Configurable Power Distribution | 487.61(kilos) 1075.18(lbs) | 90.00x36.00x48.00(in) 228.60x91.44x121.92(cent) |  |  |  | 17980.00 | 26100.00 | 32360.00
| 0G-PD40L6FK1-M | TYPE B PDU INCL. 600V STEP DOWN TRANSFORMER & MBP | https://www.se.com/us/en/product/0G-PD40L6FK1-M |  |  | 3PH POWER DISTRIBUTION | Power Distribution | Configurable Power Distribution | 635.03(kilos) 1400.24(lbs) | 86.00x36.00x48.00(in) 218.44x91.44x121.92(cent) |  |  |  | 17030.00 | 24700.00 | 30655.00
| 0G-PD60F6FK1 | TYPE C PDU INCL. 208V ISOLATION TRANSFORMER | https://www.se.com/us/en/product/0G-PD60F6FK1 |  |  | 3PH POWER DISTRIBUTION | Power Distribution | Configurable Power Accessories | 455.86(kilos) 1005.17(lbs) | 86.00x36.00x48.00(in) 218.44x91.44x121.92(cent) |  |  |  | 15580.00 | 22600.00 | 28040.00
| 0G-PD60G6FK1 | TYPE C PDU INCL. 480V STEP DOWN TRANSFORMER | https://www.se.com/us/en/product/0G-PD60G6FK1 |  |  | 3PH POWER DISTRIBUTION | Power Distribution | Configurable Power Distribution | 521.63(kilos) 1150.20(lbs) | 86.00x36.00x48.00(in) 218.44x91.44x121.92(cent) |  |  |  | 14385.00 | 20900.00 | 25885.00
| 0G-PD60L6FK1 | TYPE C PDU INCL. 600V STEP DOWN TRANSFORMER | https://www.se.com/us/en/product/0G-PD60L6FK1 |  |  | 3PH POWER DISTRIBUTION | Power Distribution | Configurable Power Distribution | 521.63(kilos) 1150.20(lbs) | 86.00x36.00x48.00(in) 218.44x91.44x121.92(cent) |  |  |  | 14120.00 | 20500.00 | 25415.00
| 0G-PDPB150G6F | ASSY 84P PDU GENERIC UNIT | https://www.se.com/us/en/product/0G-PDPB150G6F |  |  | 3PH POWER DISTRIBUTION | Power Distribution | Configurable Power Distribution | 851.39(kilos) 1877.32(lbs) | 86.00x40.00x48.00(in) 218.44x101.60x121.92(cent) |  |  | 731304559443 | 27260.00 | 39600.00 | 49060.00
| 0G-PDPB150G6FATO | ASSY 84P PDU BASE UNIT ATO | https://www.se.com/us/en/product/0G-PDPB150G6FATO |  |  | 3PH POWER DISTRIBUTION | Power Distribution | Configurable Power Distribution | 861.83(kilos) 1900.33(lbs) | 48.00x46.00x87.00(in) 121.92x116.84x220.98(cent) |  |  |  | 27260.00 | 39600.00 | 49060.00
| 0G-PDRDP-F-13-SX | ISX RDP 208V 13IN SX RACK | https://www.se.com/us/en/product/0G-PDRDP-F-13-SX |  |  | 3PH POWER DISTRIBUTION | Power Distribution | Configurable Power Distribution | 290.30(kilos) 640.11(lbs) | 89.00x36.00x48.00(in) 226.06x91.44x121.92(cent) |  |  |  | 5365.00 | 7800.00 | 9655.00
| 0G-PDRPPNX10 | TYPE C PDU 208V INPUT | https://www.se.com/us/en/product/0G-PDRPPNX10 |  |  | 3PH POWER DISTRIBUTION | Power Distribution | Configurable Power Distribution | 250.00(kilos) 551.25(lbs) | 86.00x32.00x48.00(in) 218.44x81.28x121.92(cent) |  |  |  | 8850.00 | 12900.00 | 15925.00
| 0G-PDRPPNX10-M | S/A TYPE B PSX-PDU 208V IN W/MBP | https://www.se.com/us/en/product/0G-PDRPPNX10-M |  |  | 3PH POWER DISTRIBUTION | Power Distribution | Configurable Power Distribution | 362.87(kilos) 800.14(lbs) | 86.00x36.00x48.00(in) 218.44x91.44x121.92(cent) |  |  |  | 11390.00 | 16600.00 | 20495.00
| 0G-PDRPPNX14-M | TYPE B 80KW PSX-PDU 208V IN W/MBP | https://www.se.com/us/en/product/0G-PDRPPNX14-M |  |  | 3PH POWER DISTRIBUTION | Power Distribution | Configurable Power Distribution | 544.31(kilos) 1200.21(lbs) | 86.00x36.00x48.00(in) 218.44x91.44x121.92(cent) |  |  | 731304559429 | 13425.00 | 19500.00 | 24165.00
| 0G-PSX-B-UM-EN | InfraStruXure Type B User Manual | https://www.se.com/us/en/product/0G-PSX-B-UM-EN |  |  | 3PH POWER DISTRIBUTION | Power Distribution | Configurable Power Accessories | 0.01(kilos) 0.02(lbs) | 0.00x0.00x0.00(in) 0.01x0.01x0.01(cent) |  |  |  | 88.00 | 129.99 | 158.00
| 0G-PSX-C-UM-EN | INFRASTRUXURE TYPE C DISTRIBUTION USER MANUAL | https://www.se.com/us/en/product/0G-PSX-C-UM-EN |  |  | 3PH POWER DISTRIBUTION | Power Distribution | Configurable Power Accessories | 0.79(kilos) 1.75(lbs) | 13.00x12.00x3.00(in) 33.02x30.48x7.62(cent) |  |  |  | 103.00 | 149.99 | 184.00
| 0H-0991 | MBP CTO CABLES EXIT LEFT OF 84P | https://www.se.com/us/en/product/0H-0991 |  |  | 3PH POWER DISTRIBUTION | Power Distribution | Configurable Power Distribution | 0.01(kilos) 0.02(lbs) | 0.00x0.00x0.00(in) 0.01x0.01x0.01(cent) |  |  |  | 1175.00 | 1725.00 | 2115.00
| 0H-0992 | MBP CTO CABLES EXIT RIGHT OF 84P | https://www.se.com/us/en/product/0H-0992 |  |  | 3PH POWER DISTRIBUTION | Power Distribution | Configurable Power Distribution | 0.01(kilos) 0.02(lbs) | 0.00x0.00x0.00(in) 0.01x0.01x0.01(cent) |  |  |  | 1175.00 | 1725.00 | 2115.00
| 0M-0182-005 | CORDSET #12 5WIRE W/L21-20 5 FOOT | https://www.se.com/us/en/product/0M-0182-005 |  |  | 3PH POWER DISTRIBUTION | Power Distribution | Configurable Power Accessories | 1.99(kilos) 4.39(lbs) | 18.00x20.00x20.00(in) 45.72x50.80x50.80(cent) |  |  |  | 76.00 | 109.99 | 136.00
| 0M-0182-007 | CORDSET #12 5WIRE W/L21-20 7FOOT | https://www.se.com/us/en/product/0M-0182-007 |  |  | 3PH POWER DISTRIBUTION | Power Distribution | Configurable Power Accessories | 2.30(kilos) 5.07(lbs) | 18.00x20.00x20.00(in) 45.72x50.80x50.80(cent) |  |  |  | 78.00 | 119.99 | 140.00
| 0M-0182-009 | CORDSET #12 5WIRE W/L21-20 9FOOT | https://www.se.com/us/en/product/0M-0182-009 |  |  | 3PH POWER DISTRIBUTION | Power Distribution | Configurable Power Accessories | 2.61(kilos) 5.76(lbs) | 18.00x20.00x20.00(in) 45.72x50.80x50.80(cent) |  |  |  | 81.00 | 119.99 | 145.00
| 0M-0182-013 | CORDSET #12 5WIRE W/L21-20 13FOOT | https://www.se.com/us/en/product/0M-0182-013 |  |  | 3PH POWER DISTRIBUTION | Power Distribution | Configurable Power Accessories | 3.23(kilos) 7.13(lbs) | 18.00x20.00x20.00(in) 45.72x50.80x50.80(cent) |  |  |  | 87.00 | 129.99 | 156.00
| 0M-0182-015 | CORDSET #12 5WIRE W/L21-20 15FOOT | https://www.se.com/us/en/product/0M-0182-015 |  |  | 3PH POWER DISTRIBUTION | Power Distribution | Configurable Power Accessories | 3.55(kilos) 7.82(lbs) | 18.00x20.00x20.00(in) 45.72x50.80x50.80(cent) |  |  |  | 89.00 | 129.99 | 160.00
| 0M-0182-019 | CORDSET #12 5WIRE W/L21-20 19FOOT | https://www.se.com/us/en/product/0M-0182-019 |  |  | 3PH POWER DISTRIBUTION | Power Distribution | Configurable Power Accessories | 4.17(kilos) 9.19(lbs) | 18.00x20.00x20.00(in) 45.72x50.80x50.80(cent) |  |  |  | 94.00 | 139.99 | 169.00
| 0M-0182-021 | CORDSET #12 5WIRE W/L21-20 21FOOT | https://www.se.com/us/en/product/0M-0182-021 |  |  | 3PH POWER DISTRIBUTION | Power Distribution | Configurable Power Accessories | 4.48(kilos) 9.87(lbs) | 24.00x20.00x20.00(in) 60.96x50.80x50.80(cent) |  |  |  | 98.00 | 149.99 | 176.00
| 0M-0182-023 | CORDSET #12 5WIRE W/L21-20 23FOOT | https://www.se.com/us/en/product/0M-0182-023 |  |  | 3PH POWER DISTRIBUTION | Power Distribution | Configurable Power Accessories | 4.79(kilos) 10.56(lbs) | 24.00x20.00x20.00(in) 60.96x50.80x50.80(cent) |  |  |  | 101.00 | 149.99 | 181.00
| 0M-0182-025 | CORDSET #12 5WIRE W/L21-20 25FOOT | https://www.se.com/us/en/product/0M-0182-025 |  |  | 3PH POWER DISTRIBUTION | Power Distribution | Configurable Power Accessories | 5.10(kilos) 11.24(lbs) | 24.00x20.00x20.00(in) 60.96x50.80x50.80(cent) |  |  |  | 103.00 | 149.99 | 185.00
| 0M-0182-027 | CORDSET #12 5WIRE W/L21-20 27FOOT | https://www.se.com/us/en/product/0M-0182-027 |  |  | 3PH POWER DISTRIBUTION | Power Distribution | Configurable Power Accessories | 5.41(kilos) 11.93(lbs) | 24.00x20.00x20.00(in) 60.96x50.80x50.80(cent) |  |  |  | 106.00 | 159.99 | 190.00
| 0M-0182-029 | CORDSET #12 5WIRE W/L21-20 29FOOT | https://www.se.com/us/en/product/0M-0182-029 |  |  | 3PH POWER DISTRIBUTION | Power Distribution | Configurable Power Accessories | 5.72(kilos) 12.62(lbs) | 24.00x20.00x20.00(in) 60.96x50.80x50.80(cent) |  |  |  | 109.00 | 159.99 | 196.00
| 0M-0182-031 | CORDSET #12 5WIRE W/L21-20 31FOOT | https://www.se.com/us/en/product/0M-0182-031 |  |  | 3PH POWER DISTRIBUTION | Power Distribution | Configurable Power Accessories | 6.03(kilos) 13.30(lbs) | 24.00x20.00x20.00(in) 60.96x50.80x50.80(cent) |  |  |  | 112.00 | 169.99 | 201.00
| 0M-0182-033 | CORDSET #12 5WIRE W/L21-20 33FOOT | https://www.se.com/us/en/product/0M-0182-033 |  |  | 3PH POWER DISTRIBUTION | Power Distribution | Configurable Power Accessories | 6.35(kilos) 13.99(lbs) | 24.00x20.00x20.00(in) 60.96x50.80x50.80(cent) |  |  |  | 114.00 | 169.99 | 205.00
| 0M-0182-037 | CORDSET #12 5WIRE W/L21-20 37FOOT | https://www.se.com/us/en/product/0M-0182-037 |  |  | 3PH POWER DISTRIBUTION | Power Distribution | Configurable Power Accessories | 6.97(kilos) 15.36(lbs) | 24.00x20.00x20.00(in) 60.96x50.80x50.80(cent) |  |  |  | 121.00 | 179.99 | 217.00
| 0M-0182-039 | CORDSET #12 5WIRE W/L21-20 39FOOT | https://www.se.com/us/en/product/0M-0182-039 |  |  | 3PH POWER DISTRIBUTION | Power Distribution | Configurable Power Accessories | 7.28(kilos) 16.04(lbs) | 24.00x20.00x20.00(in) 60.96x50.80x50.80(cent) |  |  |  | 123.00 | 179.99 | 221.00
| 0M-0182-041 | CORDSET #12 5WIRE W/L21-20 41FOOT | https://www.se.com/us/en/product/0M-0182-041 |  |  | 3PH POWER DISTRIBUTION | Power Distribution | Configurable Power Accessories | 7.59(kilos) 16.73(lbs) | 26.00x22.00x22.00(in) 66.04x55.88x55.88(cent) |  |  |  | 127.00 | 189.99 | 228.00
| 0M-0182-043 | CORDSET #12 5WIRE W/L21-20 43FOOT | https://www.se.com/us/en/product/0M-0182-043 |  |  | 3PH POWER DISTRIBUTION | Power Distribution | Configurable Power Accessories | 7.90(kilos) 17.42(lbs) | 26.00x22.00x22.00(in) 66.04x55.88x55.88(cent) |  |  |  | 129.00 | 189.99 | 232.00
| 0M-0182-045 | CORDSET #12 5WIRE W/L21-20 45FOOT | https://www.se.com/us/en/product/0M-0182-045 |  |  | 3PH POWER DISTRIBUTION | Power Distribution | Configurable Power Accessories | 8.21(kilos) 18.10(lbs) | 26.00x22.00x22.00(in) 66.04x55.88x55.88(cent) |  |  |  | 132.00 | 199.99 | 237.00
| 0M-0182-047 | CORDSET #12 5WIRE W/L21-20 47FOOT | https://www.se.com/us/en/product/0M-0182-047 |  |  | 3PH POWER DISTRIBUTION | Power Distribution | Configurable Power Accessories | 8.52(kilos) 18.79(lbs) | 26.00x22.00x22.00(in) 66.04x55.88x55.88(cent) |  |  |  | 134.00 | 199.99 | 241.00
| 0M-0182-053 | CORDSET #12 5WIRE W/L21-20 53FOOT | https://www.se.com/us/en/product/0M-0182-053 |  |  | 3PH POWER DISTRIBUTION | Power Distribution | Configurable Power Accessories | 9.45(kilos) 20.84(lbs) | 26.00x22.00x22.00(in) 66.04x55.88x55.88(cent) |  |  |  | 143.00 | 209.99 | 257.00
| 0M-0217 | BRANCH CURRENT MONITORING 21 POLE | https://www.se.com/us/en/product/0M-0217 |  |  | 3PH POWER DISTRIBUTION | Power Distribution | Configurable Power Accessories | 0.49(kilos) 1.07(lbs) | 10.20x45.00x17.50(in) 25.90x114.30x44.45(cent) |  |  |  | 1560.00 | 2275.00 | 2810.00
| 0M-0218 | S/A BLANK PNL 1P CKTBRK NAM PSX-PDU | https://www.se.com/us/en/product/0M-0218 |  |  | 3PH POWER DISTRIBUTION | Power Distribution | Configurable Power Accessories | 0.14(kilos) 0.30(lbs) | 1.00x1.00x0.50(in) 2.54x2.54x1.27(cent) |  |  |  | 36.00 | 59.99 | 65.00
| 0M-1292 | KIT PSX-PDU BLACK EXTERIOR | https://www.se.com/us/en/product/0M-1292 |  |  | 3PH POWER DISTRIBUTION | Power Distribution | Configurable Power Accessories | 46.27(kilos) 102.02(lbs) | 0.00x0.00x0.00(in) 0.01x0.01x0.01(cent) |  |  |  | 714.00 | 1050.00 | 1290.00
| 0M-1295 | BLANKING PANEL 1 POLE 230V PSX-PDU | https://www.se.com/us/en/product/0M-1295 |  |  | 3PH POWER DISTRIBUTION | Power Distribution | Configurable Power Accessories | 0.01(kilos) 0.02(lbs) | 3.15x3.94x3.94(in) 8.00x10.00x10.00(cent) |  |  |  | 9.70 | 14.99 | 17.50
| 0M-1699 | KIT PSX-PDU TYPE C BLACK EXTERIOR | https://www.se.com/us/en/product/0M-1699 |  |  | 3PH POWER DISTRIBUTION | Power Distribution | Configurable Power Accessories | 47.00(kilos) 103.64(lbs) | 3.94x31.50x74.80(in) 10.01x80.01x189.99(cent) |  |  |  | 1205.00 | 1750.00 | 2170.00
| 0M-1705 | S/A TESTED BRK 1P 32A ABB SMISS | https://www.se.com/us/en/product/0M-1705 |  |  | 3PH POWER DISTRIBUTION | Power Distribution | Configurable Power Accessories | 0.00(kilos) 0.00(lbs) | 4.72x6.69x6.69(in) 12.00x17.00x17.00(cent) |  |  |  | 100.00 | 149.99 | 179.00
| 0M-1707 | S/A ELCB 2P 32A OVERCURRENT 30MA LEAK | https://www.se.com/us/en/product/0M-1707 |  |  | 3PH POWER DISTRIBUTION | Power Distribution | Configurable Power Accessories | 0.10(kilos) 0.22(lbs) | 3.54x2.76x1.57(in) 9.00x7.00x4.00(cent) |  |  |  | 132.00 | 199.99 | 237.00
| 0M-2299 | S/A CKT BRKR 2P 30A 10K UL | https://www.se.com/us/en/product/0M-2299 |  |  | 3PH POWER DISTRIBUTION | Power Distribution | Configurable Power Accessories | 0.50(kilos) 1.10(lbs) | 3.50x3.50x3.50(in) 8.89x8.89x8.89(cent) |  |  |  | 80.00 | 119.99 | 144.00
| 0M-2322-005 | CORDSET 4.0MM 3W W/32A IEC309R 5FOOT | https://www.se.com/us/en/product/0M-2322-005 |  |  | 3PH POWER DISTRIBUTION | Power Distribution | Configurable Power Accessories | 1.99(kilos) 4.39(lbs) | 18.00x20.00x20.00(in) 45.72x50.80x50.80(cent) |  |  |  | 72.00 | 109.99 | 129.00
| 0M-2322-007 | CORDSET 4.0MM 3W W/32A IEC309R 7FT | https://www.se.com/us/en/product/0M-2322-007 |  |  | 3PH POWER DISTRIBUTION | Power Distribution | Configurable Power Accessories | 2.30(kilos) 5.08(lbs) | 18.00x20.00x20.00(in) 45.72x50.80x50.80(cent) |  |  |  | 78.00 | 119.99 | 139.00
| 0M-2322-009 | CORDSET 4.0MM 3W W/32A IEC309R 9 FT | https://www.se.com/us/en/product/0M-2322-009 |  |  | 3PH POWER DISTRIBUTION | Power Distribution | Configurable Power Accessories | 2.61(kilos) 5.76(lbs) | 18.00x20.00x20.00(in) 45.72x50.80x50.80(cent) |  |  |  | 82.00 | 119.99 | 147.00
| 0M-2322-011 | CORDSET 4.0MM 3W W/32A IEC309R 11FT | https://www.se.com/us/en/product/0M-2322-011 |  |  | 3PH POWER DISTRIBUTION | Power Distribution | Configurable Power Accessories | 2.93(kilos) 6.45(lbs) | 18.00x20.00x20.00(in) 45.72x50.80x50.80(cent) |  |  |  | 88.00 | 129.99 | 158.00
| 0M-2322-013 | CORDSET 4.0MM 3W W/32A IEC309R 13 FT | https://www.se.com/us/en/product/0M-2322-013 |  |  | 3PH POWER DISTRIBUTION | Power Distribution | Configurable Power Accessories | 3.23(kilos) 7.13(lbs) | 18.00x20.00x20.00(in) 45.72x50.80x50.80(cent) |  |  |  | 94.00 | 139.99 | 169.00
| 0M-2322-019 | CORDSET 4.0MM 3W W/32A IEC309R 19FT | https://www.se.com/us/en/product/0M-2322-019 |  |  | 3PH POWER DISTRIBUTION | Power Distribution | Configurable Power Accessories | 4.16(kilos) 9.18(lbs) | 24.00x20.00x20.00(in) 60.96x50.80x50.80(cent) |  |  |  | 109.00 | 159.99 | 197.00
| 0M-2322-021 | CORDSET 4.0MM 3W W/32A IEC309R 21 FT | https://www.se.com/us/en/product/0M-2322-021 |  |  | 3PH POWER DISTRIBUTION | Power Distribution | Configurable Power Accessories | 4.48(kilos) 9.87(lbs) | 24.00x20.00x20.00(in) 60.96x50.80x50.80(cent) |  |  |  | 112.00 | 169.99 | 202.00
| 0M-2322-023 | CORDSET 4.0MM 3W W/32A IEC309R 23FT | https://www.se.com/us/en/product/0M-2322-023 |  |  | 3PH POWER DISTRIBUTION | Power Distribution | Configurable Power Accessories | 4.79(kilos) 10.55(lbs) | 24.00x20.00x20.00(in) 60.96x50.80x50.80(cent) |  |  |  | 116.00 | 169.99 | 209.00
| 0M-2322-025 | CORDSET 4.0MM 3W W/32A IEC309R 25 FT | https://www.se.com/us/en/product/0M-2322-025 |  |  | 3PH POWER DISTRIBUTION | Power Distribution | Configurable Power Accessories | 5.10(kilos) 11.24(lbs) | 24.00x20.00x20.00(in) 60.96x50.80x50.80(cent) |  |  |  | 125.00 | 179.99 | 224.00
| 0M-2322-027 | CORDSET 4.0MM 3W W/32A IEC309R 27FT | https://www.se.com/us/en/product/0M-2322-027 |  |  | 3PH POWER DISTRIBUTION | Power Distribution | Configurable Power Accessories | 5.41(kilos) 11.93(lbs) | 24.00x20.00x20.00(in) 60.96x50.80x50.80(cent) |  |  |  | 131.00 | 189.99 | 235.00
| 0M-2322-029 | CORDSET 4.0MM 3W W/32A IEC309R 29 FT | https://www.se.com/us/en/product/0M-2322-029 |  |  | 3PH POWER DISTRIBUTION | Power Distribution | Configurable Power Accessories | 5.72(kilos) 12.62(lbs) | 24.00x20.00x20.00(in) 60.96x50.80x50.80(cent) |  |  |  | 137.00 | 199.99 | 246.00
| 0M-2322-031 | CORDSET 4.0MM 3W W/32A IEC309R 31FT | https://www.se.com/us/en/product/0M-2322-031 |  |  | 3PH POWER DISTRIBUTION | Power Distribution | Configurable Power Accessories | 6.03(kilos) 13.30(lbs) | 24.00x20.00x20.00(in) 60.96x50.80x50.80(cent) |  |  |  | 143.00 | 209.99 | 257.00
| 0M-2322-033 | CORDSET 4.0MM 3W W/32A IEC309R 33 FT | https://www.se.com/us/en/product/0M-2322-033 |  |  | 3PH POWER DISTRIBUTION | Power Distribution | Configurable Power Accessories | 6.36(kilos) 14.02(lbs) | 24.00x20.00x20.00(in) 60.96x50.80x50.80(cent) |  |  |  | 144.00 | 209.99 | 259.00
| 0M-2322-035 | CORDSET 4.0MM 3W W/32A IEC309R 35FT | https://www.se.com/us/en/product/0M-2322-035 |  |  | 3PH POWER DISTRIBUTION | Power Distribution | Configurable Power Accessories | 6.66(kilos) 14.68(lbs) | 9.06x22.44x24.41(in) 23.00x57.00x62.00(cent) |  |  |  | 152.00 | 219.99 | 273.00
| 0M-2322-051 | CORDSET 4.0MM 3W W/32A IEC309R 51FT | https://www.se.com/us/en/product/0M-2322-051 |  |  | 3PH POWER DISTRIBUTION | Power Distribution | Configurable Power Accessories | 9.15(kilos) 20.17(lbs) | 26.00x22.00x22.00(in) 66.04x55.88x55.88(cent) |  |  |  | 176.00 | 259.99 | 316.00
| 0M-2323-011 | CORDSET #10 3 WIRE W/L6-30R 11 FOOT | https://www.se.com/us/en/product/0M-2323-011 |  |  | 3PH POWER DISTRIBUTION | Power Distribution | Configurable Power Accessories | 3.56(kilos) 7.85(lbs) | 21.00x19.00x19.00(in) 53.34x48.26x48.26(cent) |  |  |  | 81.00 | 119.99 | 145.00
| 0M-2349 | KIT LABEL PSX SYSTEM & RACK ID | https://www.se.com/us/en/product/0M-2349 |  |  | 3PH POWER DISTRIBUTION | Power Distribution | Configurable Power Accessories | 0.09(kilos) 0.20(lbs) | 1.00x2.50x2.50(in) 2.54x6.35x6.35(cent) |  |  |  | 77.00 | 119.99 | 138.00
| 0M-2600 | LOAD TEST PORT 80KW PSX-PDU 120V | https://www.se.com/us/en/product/0M-2600 |  |  | 3PH POWER DISTRIBUTION | Power Distribution | Configurable Power Accessories | 1.36(kilos) 3.00(lbs) | 6.50x6.50x6.50(in) 16.51x16.51x16.51(cent) |  |  |  | 1170.00 | 1700.00 | 2110.00
| 0M-2601 | KIT 80KW PSX-PDU BLACK EXTERIOR | https://www.se.com/us/en/product/0M-2601 |  |  | 3PH POWER DISTRIBUTION | Power Distribution | Configurable Power Accessories | 49.90(kilos) 110.02(lbs) | 0.00x0.00x0.00(in) 0.01x0.01x0.01(cent) |  |  |  | 2530.00 | 3675.00 | 4555.00
| 0M-2603 | ASSY THREE POLE TESTED 80A CKT BREAKER | https://www.se.com/us/en/product/0M-2603 |  |  | 3PH POWER DISTRIBUTION | Power Distribution | Configurable Power Accessories | 0.77(kilos) 1.70(lbs) | 4.00x3.50x3.50(in) 10.16x8.89x8.89(cent) |  |  |  | 146.00 | 219.99 | 262.00
| 0M-2609 | UNDER FLOOR INPUT SINGLE FEED 80KW PSX-PDU | https://www.se.com/us/en/product/0M-2609 |  |  | 3PH POWER DISTRIBUTION | Power Distribution | Configurable Power Accessories | 6.80(kilos) 15.00(lbs) | 0.00x0.00x0.00(in) 0.01x0.01x0.01(cent) |  |  |  | 459.00 | 669.00 | 826.00
| 0M-2614-015 | S/A CORDSET #2 5W IEC309P 15FOOT | https://www.se.com/us/en/product/0M-2614-015 |  |  | 3PH POWER DISTRIBUTION | Power Distribution | Configurable Power Distribution | 13.47(kilos) 29.71(lbs) | 5.00x5.00x36.00(in) 12.70x12.70x91.44(cent) |  |  |  | 998.00 | 1450.00 | 1795.00
| 0M-2614-025 | S/A CORDSET #2 5W IEC309P 25FOOT | https://www.se.com/us/en/product/0M-2614-025 |  |  | 3PH POWER DISTRIBUTION | Power Distribution | Configurable Power Accessories | 20.64(kilos) 45.51(lbs) | 5.00x0.00x5.00(in) 12.70x0.01x12.70(cent) |  |  |  | 941.00 | 1375.00 | 1695.00
| 0M-2614-035 | S/A CORDSET #2 5W IEC309P 35FOOT | https://www.se.com/us/en/product/0M-2614-035 |  |  | 3PH POWER DISTRIBUTION | Power Distribution | Configurable Power Accessories | 27.74(kilos) 61.17(lbs) | 5.00x5.00x36.00(in) 12.70x12.70x91.44(cent) |  |  |  | 1160.00 | 1700.00 | 2080.00
| 0M-2614-045 | S/A CORDSET #2 5W IEC309P 45FOOT | https://www.se.com/us/en/product/0M-2614-045 |  |  | 3PH POWER DISTRIBUTION | Power Distribution | Configurable Power Distribution | 34.75(kilos) 76.61(lbs) | 5.00x5.00x36.00(in) 12.70x12.70x91.44(cent) |  |  |  | 1260.00 | 1825.00 | 2260.00
| 0M-2615-001 | S/A CORDSET 80A SUBFEED 1 PSX-RDP13 OH IEC309 | https://www.se.com/us/en/product/0M-2615-001 |  |  | 3PH POWER DISTRIBUTION | Power Distribution | Configurable Power Accessories | 13.61(kilos) 30.01(lbs) | 0.00x0.00x0.00(in) 0.01x0.01x0.01(cent) |  |  |  | 1585.00 | 2300.00 | 2850.00
| 0M-2615-002 | S/A CORDSET 80A SUBFEED 2 PSX-RDP13 OH IEC309 | https://www.se.com/us/en/product/0M-2615-002 |  |  | 3PH POWER DISTRIBUTION | Power Distribution | Configurable Power Accessories | 15.88(kilos) 35.01(lbs) | 0.00x0.00x0.00(in) 0.01x0.01x0.01(cent) |  |  |  | 1375.00 | 2000.00 | 2475.00
| 0M-2979 | ASSY RDP RACK 42U 1000MM SIDE PANEL BLK | https://www.se.com/us/en/product/0M-2979 |  |  | 3PH POWER DISTRIBUTION | Power Distribution | Configurable Power Accessories | 23.00(kilos) 50.72(lbs) | 5.91x39.37x78.74(in) 15.01x100.00x200.00(cent) |  |  |  | 200.00 | 289.99 | 360.00
| 0M-3037 | S/A PACKAGING RDP RACK TROUGH | https://www.se.com/us/en/product/0M-3037 |  |  | 3PH POWER DISTRIBUTION | Power Distribution | Configurable Power Accessories | 7.71(kilos) 17.00(lbs) | 23.60x10.00x4.90(in) 59.94x25.40x12.45(cent) |  |  |  | 871.00 | 1275.00 | 1570.00
| 0M-3080 | KIT BATTERY CABLE - MX28B/SPLIT BUS | https://www.se.com/us/en/product/0M-3080 |  |  | OEM & SPECIAL PRODUCTS | Power Distribution | Configurable Power Accessories |  |  |  |  | 731304510857 | 157.00 | 209.99 | 269.00
| 0M-3088 | S/A UNDER FLR FEED 480/600V SINGLE FEED PDU | https://www.se.com/us/en/product/0M-3088 |  |  | 3PH POWER DISTRIBUTION | Power Distribution | Configurable Power Accessories | 4.54(kilos) 10.00(lbs) | 0.00x0.00x0.00(in) 0.01x0.01x0.01(cent) |  |  |  | 371.00 | 539.00 | 667.00
| 0M-4201 | LOAD TEST PORT | https://www.se.com/us/en/product/0M-4201 |  |  | 3PH POWER DISTRIBUTION | Power Distribution | Configurable Power Accessories | 0.91(kilos) 2.00(lbs) | 6.00x6.00x6.00(in) 15.24x15.24x15.24(cent) |  |  |  | 660.00 | 959.00 | 1190.00
| 0M-4264 | 3-POLE, 20A BOLT-ON SQUARE D BREAKER | https://www.se.com/us/en/product/0M-4264 |  |  | 3PH POWER DISTRIBUTION | Power Distribution | Configurable Power Accessories | 0.50(kilos) 1.10(lbs) | 3.50x3.50x3.50(in) 8.89x8.89x8.89(cent) |  |  |  | 106.00 | 159.99 | 190.00
| 0M-4265 | 1-POLE, 20A BOLT-ON SQUARE D BREAKER | https://www.se.com/us/en/product/0M-4265 |  |  | 3PH POWER DISTRIBUTION | Power Distribution | Configurable Power Accessories | 0.57(kilos) 1.25(lbs) | 3.25x2.25x2.25(in) 8.26x5.72x5.72(cent) |  |  |  | 48.00 | 69.99 | 86.00
| 0M-4713 | S/A TESTED BRKR 3P 32A 230V ABB SMISS | https://www.se.com/us/en/product/0M-4713 |  |  | 3PH POWER DISTRIBUTION | Power Distribution | Configurable Power Accessories | 0.57(kilos) 1.25(lbs) | 2.50x1.25x1.25(in) 6.35x3.18x3.18(cent) |  |  |  | 143.00 | 209.99 | 256.00
| 0M-4766 | KIT LOWER TERMINAL BLOCK OPTION | https://www.se.com/us/en/product/0M-4766 |  |  | 3PH POWER DISTRIBUTION | Power Distribution | Configurable Power Accessories | 4.99(kilos) 11.00(lbs) | 12.00x12.00x12.00(in) 30.48x30.48x30.48(cent) |  |  |  | 479.00 | 699.00 | 861.00
| 0M-5011 | ASSY ISX-20KF FINAL ITEMS | https://www.se.com/us/en/product/0M-5011 |  |  | 3PH POWER DISTRIBUTION | Power Distribution | Configurable Power Accessories | 4.99(kilos) 11.00(lbs) | 0.00x0.00x0.00(in) 0.01x0.01x0.01(cent) |  |  |  | 1015.00 | 1475.00 | 1825.00
| 0M-5245 | ASSY TESTED CKT BRKR 3P 150A 120/240V PNL | https://www.se.com/us/en/product/0M-5245 |  |  | 3PH POWER DISTRIBUTION | Power Distribution | Configurable Power Accessories | 0.77(kilos) 1.70(lbs) | 4.00x3.50x3.50(in) 10.16x8.89x8.89(cent) |  |  |  | 526.00 | 769.00 | 947.00
| 0M-5350-005 | TC 5WIRE W/L21-20 5 FOOT | https://www.se.com/us/en/product/0M-5350-005 |  |  | 3PH POWER DISTRIBUTION | Power Distribution | Configurable Power Accessories | 1.99(kilos) 4.39(lbs) | 18.00x20.00x20.00(in) 45.72x50.80x50.80(cent) |  |  |  | 159.00 | 239.99 | 287.00
| 0M-5350-007 | TC 5WIRE W/L21-20 7FOOT | https://www.se.com/us/en/product/0M-5350-007 |  |  | 3PH POWER DISTRIBUTION | Power Distribution | Configurable Power Accessories | 2.30(kilos) 5.07(lbs) | 18.00x20.00x20.00(in) 45.72x50.80x50.80(cent) |  |  |  | 168.00 | 249.99 | 303.00
| 0M-5350-009 | TC 5WIRE W/L21-20 9FOOT | https://www.se.com/us/en/product/0M-5350-009 |  |  | 3PH POWER DISTRIBUTION | Power Distribution | Configurable Power Accessories | 2.61(kilos) 5.76(lbs) | 18.00x20.00x20.00(in) 45.72x50.80x50.80(cent) |  |  |  | 175.00 | 259.99 | 315.00
| 0M-5350-011 | TC 5WIRE W/L21-20 11FOOT | https://www.se.com/us/en/product/0M-5350-011 |  |  | 3PH POWER DISTRIBUTION | Power Distribution | Configurable Power Accessories | 2.93(kilos) 6.45(lbs) | 18.00x20.00x20.00(in) 45.72x50.80x50.80(cent) |  |  |  | 182.00 | 269.99 | 327.00
| 0M-5350-013 | TC 5WIRE W/L21-20 13FOOT | https://www.se.com/us/en/product/0M-5350-013 |  |  | 3PH POWER DISTRIBUTION | Power Distribution | Configurable Power Accessories | 3.23(kilos) 7.13(lbs) | 18.00x20.00x20.00(in) 45.72x50.80x50.80(cent) |  |  |  | 189.00 | 279.99 | 340.00
| 0M-5350-015 | TC 5WIRE W/L21-20 15FOOT | https://www.se.com/us/en/product/0M-5350-015 |  |  | 3PH POWER DISTRIBUTION | Power Distribution | Configurable Power Accessories | 3.55(kilos) 7.82(lbs) | 18.00x20.00x20.00(in) 45.72x50.80x50.80(cent) |  |  |  | 196.00 | 289.99 | 352.00
| 0M-5350-017 | TC 5WIRE W/L21-20 17FOOT | https://www.se.com/us/en/product/0M-5350-017 |  |  | 3PH POWER DISTRIBUTION | Power Distribution | Configurable Power Accessories | 3.86(kilos) 8.50(lbs) | 18.00x20.00x20.00(in) 45.72x50.80x50.80(cent) |  |  |  | 203.00 | 299.99 | 365.00
| 0M-5350-019 | TC 5WIRE W/L21-20 19FOOT | https://www.se.com/us/en/product/0M-5350-019 |  |  | 3PH POWER DISTRIBUTION | Power Distribution | Configurable Power Accessories | 4.17(kilos) 9.19(lbs) | 18.00x20.00x20.00(in) 45.72x50.80x50.80(cent) |  |  |  | 209.00 | 309.99 | 376.00
| 0M-5350-021 | TC 5WIRE W/L21-20 21FOOT | https://www.se.com/us/en/product/0M-5350-021 |  |  | 3PH POWER DISTRIBUTION | Power Distribution | Configurable Power Accessories | 4.48(kilos) 9.87(lbs) | 24.00x20.00x20.00(in) 60.96x50.80x50.80(cent) |  |  |  | 216.00 | 319.99 | 389.00
| 0M-5350-023 | TC 5WIRE W/L21-20 23FOOT | https://www.se.com/us/en/product/0M-5350-023 |  |  | 3PH POWER DISTRIBUTION | Power Distribution | Configurable Power Accessories | 4.79(kilos) 10.56(lbs) | 24.00x20.00x20.00(in) 60.96x50.80x50.80(cent) |  |  |  | 221.00 | 329.99 | 398.00
| 0M-5350-025 | TC 5WIRE W/L21-20 25FOOT | https://www.se.com/us/en/product/0M-5350-025 |  |  | 3PH POWER DISTRIBUTION | Power Distribution | Configurable Power Accessories | 5.10(kilos) 11.24(lbs) | 24.00x20.00x20.00(in) 60.96x50.80x50.80(cent) |  |  |  | 202.00 | 299.99 | 364.00
| 0M-5350-027 | TC 5WIRE W/L21-20 27FOOT | https://www.se.com/us/en/product/0M-5350-027 |  |  | 3PH POWER DISTRIBUTION | Power Distribution | Configurable Power Accessories | 5.41(kilos) 11.93(lbs) | 24.00x20.00x20.00(in) 60.96x50.80x50.80(cent) |  |  |  | 219.00 | 319.99 | 394.00
| 0M-5350-029 | TC 5WIRE W/L21-20 29FOOT | https://www.se.com/us/en/product/0M-5350-029 |  |  | 3PH POWER DISTRIBUTION | Power Distribution | Configurable Power Accessories | 5.72(kilos) 12.62(lbs) | 24.00x20.00x20.00(in) 60.96x50.80x50.80(cent) |  |  |  | 217.00 | 319.99 | 390.00
| 0M-5350-031 | TC 5WIRE W/L21-20 31FOOT | https://www.se.com/us/en/product/0M-5350-031 |  |  | 3PH POWER DISTRIBUTION | Power Distribution | Configurable Power Accessories | 6.03(kilos) 13.30(lbs) | 24.00x20.00x20.00(in) 60.96x50.80x50.80(cent) |  |  |  | 234.00 | 339.99 | 421.00
| 0M-5350-033 | TC 5WIRE W/L21-20 33FOOT | https://www.se.com/us/en/product/0M-5350-033 |  |  | 3PH POWER DISTRIBUTION | Power Distribution | Configurable Power Accessories | 6.35(kilos) 13.99(lbs) | 24.00x20.00x20.00(in) 60.96x50.80x50.80(cent) |  |  |  | 206.00 | 299.99 | 371.00
| 0M-5350-035 | TC 5WIRE W/L21-20 35FOOT | https://www.se.com/us/en/product/0M-5350-035 |  |  | 3PH POWER DISTRIBUTION | Power Distribution | Configurable Power Accessories | 6.65(kilos) 14.67(lbs) | 24.00x20.00x20.00(in) 60.96x50.80x50.80(cent) |  |  |  | 239.00 | 349.99 | 430.00
| 0M-5350-037 | TC 5WIRE W/L21-20 37FOOT | https://www.se.com/us/en/product/0M-5350-037 |  |  | 3PH POWER DISTRIBUTION | Power Distribution | Configurable Power Accessories | 6.97(kilos) 15.36(lbs) | 24.00x20.00x20.00(in) 60.96x50.80x50.80(cent) |  |  |  | 184.00 | 269.99 | 330.00
| 0M-5350-039 | TC 5WIRE W/L21-20 39FOOT | https://www.se.com/us/en/product/0M-5350-039 |  |  | 3PH POWER DISTRIBUTION | Power Distribution | Configurable Power Accessories | 7.28(kilos) 16.04(lbs) | 24.00x20.00x20.00(in) 60.96x50.80x50.80(cent) |  |  |  | 188.00 | 279.99 | 338.00
| 0M-5350-041 | TC 5WIRE W/L21-20 41FOOT | https://www.se.com/us/en/product/0M-5350-041 |  |  | 3PH POWER DISTRIBUTION | Power Distribution | Configurable Power Accessories | 7.59(kilos) 16.73(lbs) | 26.00x22.00x22.00(in) 66.04x55.88x55.88(cent) |  |  |  | 242.00 | 359.99 | 435.00
| 0M-5350-043 | TC 5WIRE W/L21-20 43FOOT | https://www.se.com/us/en/product/0M-5350-043 |  |  | 3PH POWER DISTRIBUTION | Power Distribution | Configurable Power Accessories | 7.90(kilos) 17.42(lbs) | 26.00x22.00x22.00(in) 66.04x55.88x55.88(cent) |  |  |  | 197.00 | 289.99 | 355.00
| 0M-5350-045 | TC 5WIRE W/L21-20 45FOOT | https://www.se.com/us/en/product/0M-5350-045 |  |  | 3PH POWER DISTRIBUTION | Power Distribution | Configurable Power Accessories | 8.21(kilos) 18.10(lbs) | 26.00x22.00x22.00(in) 66.04x55.88x55.88(cent) |  |  |  | 202.00 | 299.99 | 363.00
| 0M-5350-047 | TC 5WIRE W/L21-20 47FOOT | https://www.se.com/us/en/product/0M-5350-047 |  |  | 3PH POWER DISTRIBUTION | Power Distribution | Configurable Power Accessories | 8.52(kilos) 18.79(lbs) | 26.00x22.00x22.00(in) 66.04x55.88x55.88(cent) |  |  |  | 210.00 | 309.99 | 377.00
| 0M-5350-049 | TC 5WIRE W/L21-20 49FOOT | https://www.se.com/us/en/product/0M-5350-049 |  |  | 3PH POWER DISTRIBUTION | Power Distribution | Configurable Power Accessories | 8.83(kilos) 19.47(lbs) | 26.00x22.00x22.00(in) 66.04x55.88x55.88(cent) |  |  |  | 211.00 | 309.99 | 379.00
| 0M-5350-051 | TC 5WIRE W/L21-20 51FOOT | https://www.se.com/us/en/product/0M-5350-051 |  |  | 3PH POWER DISTRIBUTION | Power Distribution | Configurable Power Accessories | 9.14(kilos) 20.16(lbs) | 26.00x22.00x22.00(in) 66.04x55.88x55.88(cent) |  |  |  | 179.00 | 259.99 | 322.00
| 0M-5350-053 | TC 5WIRE W/L21-20 53FOOT | https://www.se.com/us/en/product/0M-5350-053 |  |  | 3PH POWER DISTRIBUTION | Power Distribution | Configurable Power Accessories | 9.45(kilos) 20.84(lbs) | 26.00x22.00x22.00(in) 66.04x55.88x55.88(cent) |  |  |  | 183.00 | 269.99 | 329.00
| 0M-5350-055 | TC 5WIRE W/L21-20 55FOOT | https://www.se.com/us/en/product/0M-5350-055 |  |  | 3PH POWER DISTRIBUTION | Power Distribution | Configurable Power Accessories | 9.77(kilos) 21.53(lbs) | 26.00x22.00x22.00(in) 66.04x55.88x55.88(cent) |  |  |  | 226.00 | 329.99 | 406.00
| 0M-5350-057 | TC 5WIRE W/L21-20 57FOOT | https://www.se.com/us/en/product/0M-5350-057 |  |  | 3PH POWER DISTRIBUTION | Power Distribution | Configurable Power Accessories | 10.10(kilos) 22.27(lbs) | 25.98x22.01x22.01(in) 66.00x55.90x55.90(cent) |  |  |  | 191.00 | 279.99 | 343.00
| 0M-5350-059 | TC 5WIRE W/L21-20 59FOOT | https://www.se.com/us/en/product/0M-5350-059 |  |  | 3PH POWER DISTRIBUTION | Power Distribution | Configurable Power Accessories | 10.39(kilos) 22.90(lbs) | 26.00x22.00x22.00(in) 66.04x55.88x55.88(cent) |  |  |  | 237.00 | 349.99 | 425.00
| 0M-5350-061 | TC 5WIRE W/L21-20 61FOOT | https://www.se.com/us/en/product/0M-5350-061 |  |  | 3PH POWER DISTRIBUTION | Power Distribution | Configurable Power Accessories | 0.01(kilos) 0.02(lbs) | 0.00x0.00x0.00(in) 0.01x0.01x0.01(cent) |  |  |  | 361.00 | 529.00 | 649.00
| 0M-5350-065 | TC 5WIRE W/L21-20 65FOOT | https://www.se.com/us/en/product/0M-5350-065 |  |  | 3PH POWER DISTRIBUTION | Power Distribution | Configurable Power Accessories | 11.36(kilos) 25.05(lbs) | 27.99x24.02x24.02(in) 71.10x61.00x61.00(cent) |  |  |  | 376.00 | 549.00 | 676.00
| 0M-5350-075 | TC 5WIRE W/L21-20 75FOOT | https://www.se.com/us/en/product/0M-5350-075 |  |  | 3PH POWER DISTRIBUTION | Power Distribution | Configurable Power Accessories | 12.88(kilos) 28.39(lbs) | 28.00x24.00x24.00(in) 71.12x60.96x60.96(cent) |  |  |  | 346.00 | 509.00 | 622.00
| 0M-5352-005 | TC 4WIRE W/L15-30 5 FOOT | https://www.se.com/us/en/product/0M-5352-005 |  |  | 3PH POWER DISTRIBUTION | Power Distribution | Configurable Power Accessories | 1.99(kilos) 4.39(lbs) | 18.00x20.00x20.00(in) 45.72x50.80x50.80(cent) |  |  |  | 96.00 | 139.99 | 172.00
| 0M-5352-007 | TC 4WIRE W/L15-30 7 FOOT | https://www.se.com/us/en/product/0M-5352-007 |  |  | 3PH POWER DISTRIBUTION | Power Distribution | Configurable Power Accessories | 2.30(kilos) 5.07(lbs) | 18.00x20.00x20.00(in) 45.72x50.80x50.80(cent) |  |  |  | 83.00 | 119.99 | 149.00
| 0M-5352-009 | TC 4WIRE W/L15-30 9 FOOT | https://www.se.com/us/en/product/0M-5352-009 |  |  | 3PH POWER DISTRIBUTION | Power Distribution | Configurable Power Accessories | 2.61(kilos) 5.76(lbs) | 18.00x20.00x20.00(in) 45.72x50.80x50.80(cent) |  |  |  | 87.00 | 129.99 | 156.00
| 0M-5352-011 | TC 4WIRE W/L15-30 11 FOOT | https://www.se.com/us/en/product/0M-5352-011 |  |  | 3PH POWER DISTRIBUTION | Power Distribution | Configurable Power Accessories | 2.93(kilos) 6.45(lbs) | 18.00x20.00x20.00(in) 45.72x50.80x50.80(cent) |  |  |  | 92.00 | 139.99 | 165.00
| 0M-5352-013 | TC 4WIRE W/L15-30 13 FOOT | https://www.se.com/us/en/product/0M-5352-013 |  |  | 3PH POWER DISTRIBUTION | Power Distribution | Configurable Power Accessories | 3.23(kilos) 7.13(lbs) | 18.00x20.00x20.00(in) 45.72x50.80x50.80(cent) |  |  |  | 96.00 | 139.99 | 172.00
| 0M-5352-015 | TC 4WIRE W/L15-30 15 FOOT | https://www.se.com/us/en/product/0M-5352-015 |  |  | 3PH POWER DISTRIBUTION | Power Distribution | Configurable Power Accessories | 3.55(kilos) 7.82(lbs) | 18.00x20.00x20.00(in) 45.72x50.80x50.80(cent) |  |  |  | 99.00 | 149.99 | 178.00
| 0M-5352-017 | TC 4WIRE W/L15-30 17 FOOT | https://www.se.com/us/en/product/0M-5352-017 |  |  | 3PH POWER DISTRIBUTION | Power Distribution | Configurable Power Accessories | 3.86(kilos) 8.50(lbs) | 18.00x20.00x20.00(in) 45.72x50.80x50.80(cent) |  |  |  | 103.00 | 149.99 | 185.00
| 0M-5352-019 | TC 4WIRE W/L15-30 19 FOOT | https://www.se.com/us/en/product/0M-5352-019 |  |  | 3PH POWER DISTRIBUTION | Power Distribution | Configurable Power Accessories | 4.17(kilos) 9.19(lbs) | 18.00x20.00x20.00(in) 45.72x50.80x50.80(cent) |  |  |  | 107.00 | 159.99 | 192.00
| 0M-5352-021 | TC 4WIRE W/L15-30 21 FOOT | https://www.se.com/us/en/product/0M-5352-021 |  |  | 3PH POWER DISTRIBUTION | Power Distribution | Configurable Power Accessories | 4.48(kilos) 9.87(lbs) | 24.00x20.00x20.00(in) 60.96x50.80x50.80(cent) |  |  |  | 111.00 | 159.99 | 199.00
| 0M-5352-023 | TC 4WIRE W/L15-30 23 FOOT | https://www.se.com/us/en/product/0M-5352-023 |  |  | 3PH POWER DISTRIBUTION | Power Distribution | Configurable Power Accessories | 4.79(kilos) 10.56(lbs) | 24.00x20.00x20.00(in) 60.96x50.80x50.80(cent) |  |  |  | 114.00 | 169.99 | 205.00
| 0M-5352-025 | TC 4WIRE W/L15-30 25 FOOT | https://www.se.com/us/en/product/0M-5352-025 |  |  | 3PH POWER DISTRIBUTION | Power Distribution | Configurable Power Accessories | 5.10(kilos) 11.24(lbs) | 24.00x20.00x20.00(in) 60.96x50.80x50.80(cent) |  |  |  | 118.00 | 179.99 | 212.00
| 0M-5352-027 | TC 4WIRE W/L15-30 27 FOOT | https://www.se.com/us/en/product/0M-5352-027 |  |  | 3PH POWER DISTRIBUTION | Power Distribution | Configurable Power Accessories | 5.41(kilos) 11.93(lbs) | 24.00x20.00x20.00(in) 60.96x50.80x50.80(cent) |  |  |  | 122.00 | 179.99 | 219.00
| 0M-5352-029 | TC 4WIRE W/L15-30 29 FOOT | https://www.se.com/us/en/product/0M-5352-029 |  |  | 3PH POWER DISTRIBUTION | Power Distribution | Configurable Power Accessories | 5.72(kilos) 12.62(lbs) | 24.00x20.00x20.00(in) 60.96x50.80x50.80(cent) |  |  |  | 126.00 | 189.99 | 226.00
| 0M-5352-039 | TC 4WIRE W/L15-30 39 FOOT | https://www.se.com/us/en/product/0M-5352-039 |  |  | 3PH POWER DISTRIBUTION | Power Distribution | Configurable Power Accessories | 7.28(kilos) 16.04(lbs) | 24.00x20.00x20.00(in) 60.96x50.80x50.80(cent) |  |  |  | 138.00 | 199.99 | 248.00
| 0M-5353-005 | TC 4WIRE W/L14-30 5 FOOT | https://www.se.com/us/en/product/0M-5353-005 |  |  | 3PH POWER DISTRIBUTION | Power Distribution | Configurable Power Accessories | 1.99(kilos) 4.39(lbs) | 18.00x20.00x20.00(in) 45.72x50.80x50.80(cent) |  |  |  | 415.00 | 609.00 | 747.00
| 0M-5353-015 | TC 4WIRE W/L14-30 15 FOOT | https://www.se.com/us/en/product/0M-5353-015 |  |  | 3PH POWER DISTRIBUTION | Power Distribution | Configurable Power Accessories | 3.55(kilos) 7.82(lbs) | 18.00x20.00x20.00(in) 45.72x50.80x50.80(cent) |  |  |  | 167.00 | 249.99 | 300.00
| 0M-5353-019 | TC 4WIRE W/L14-30 19 FOOT | https://www.se.com/us/en/product/0M-5353-019 |  |  | 3PH POWER DISTRIBUTION | Power Distribution | Configurable Power Accessories | 4.17(kilos) 9.19(lbs) | 18.00x20.00x20.00(in) 45.72x50.80x50.80(cent) |  |  |  | 165.00 | 239.99 | 297.00
| 0M-5353-027 | TC 4WIRE W/L14-30 27 FOOT | https://www.se.com/us/en/product/0M-5353-027 |  |  | 3PH POWER DISTRIBUTION | Power Distribution | Configurable Power Accessories | 5.41(kilos) 11.93(lbs) | 24.00x20.00x20.00(in) 60.96x50.80x50.80(cent) |  |  |  | 152.00 | 219.99 | 273.00
| 0M-5353-039 | TC 4WIRE W/L14-30 39 FOOT | https://www.se.com/us/en/product/0M-5353-039 |  |  | 3PH POWER DISTRIBUTION | Power Distribution | Configurable Power Accessories | 7.28(kilos) 16.04(lbs) | 24.00x20.00x20.00(in) 60.96x50.80x50.80(cent) |  |  |  | 174.00 | 259.99 | 313.00
| 0M-5355-009 | TC 3WIRE W/L6-15 9 FOOT | https://www.se.com/us/en/product/0M-5355-009 |  |  | 3PH POWER DISTRIBUTION | Power Distribution | Configurable Power Accessories | 2.61(kilos) 5.76(lbs) | 18.00x20.00x20.00(in) 45.72x50.80x50.80(cent) |  |  |  | 134.00 | 199.99 | 240.00
| 0M-5356-005 | TC 3WIRE W/L5-30 5 FOOT | https://www.se.com/us/en/product/0M-5356-005 |  |  | 3PH POWER DISTRIBUTION | Power Distribution | Configurable Power Accessories | 1.99(kilos) 4.39(lbs) | 18.00x20.00x20.00(in) 45.72x50.80x50.80(cent) |  |  |  | 143.00 | 209.99 | 257.00
| 0M-5356-007 | TC 3WIRE W/L5-30 7 FOOT | https://www.se.com/us/en/product/0M-5356-007 |  |  | 3PH POWER DISTRIBUTION | Power Distribution | Configurable Power Accessories | 2.30(kilos) 5.07(lbs) | 18.00x20.00x20.00(in) 45.72x50.80x50.80(cent) |  |  |  | 146.00 | 219.99 | 262.00
| 0M-5356-009 | TC 3WIRE W/L5-30 9 FOOT | https://www.se.com/us/en/product/0M-5356-009 |  |  | 3PH POWER DISTRIBUTION | Power Distribution | Configurable Power Accessories | 2.61(kilos) 5.76(lbs) | 18.00x20.00x20.00(in) 45.72x50.80x50.80(cent) |  |  |  | 150.00 | 219.99 | 270.00
| 0M-5356-011 | TC 3WIRE W/L5-30 11 FOOT | https://www.se.com/us/en/product/0M-5356-011 |  |  | 3PH POWER DISTRIBUTION | Power Distribution | Configurable Power Accessories | 2.93(kilos) 6.45(lbs) | 18.00x20.00x20.00(in) 45.72x50.80x50.80(cent) |  |  |  | 161.00 | 239.99 | 290.00
| 0M-5356-013 | TC 3WIRE W/L5-30 13 FOOT | https://www.se.com/us/en/product/0M-5356-013 |  |  | 3PH POWER DISTRIBUTION | Power Distribution | Configurable Power Accessories | 3.23(kilos) 7.13(lbs) | 18.00x20.00x20.00(in) 45.72x50.80x50.80(cent) |  |  |  | 253.00 | 369.99 | 455.00
| 0M-5356-015 | TC 3WIRE W/L5-30 15 FOOT | https://www.se.com/us/en/product/0M-5356-015 |  |  | 3PH POWER DISTRIBUTION | Power Distribution | Configurable Power Accessories | 3.55(kilos) 7.82(lbs) | 18.00x20.00x20.00(in) 45.72x50.80x50.80(cent) |  |  |  | 186.00 | 269.99 | 334.00
| 0M-5356-017 | TC 3WIRE W/L5-30 17 FOOT | https://www.se.com/us/en/product/0M-5356-017 |  |  | 3PH POWER DISTRIBUTION | Power Distribution | Configurable Power Accessories | 3.86(kilos) 8.50(lbs) | 18.00x20.00x20.00(in) 45.72x50.80x50.80(cent) |  |  |  | 184.00 | 269.99 | 331.00
| 0M-5356-019 | TC 3WIRE W/L5-30 19 FOOT | https://www.se.com/us/en/product/0M-5356-019 |  |  | 3PH POWER DISTRIBUTION | Power Distribution | Configurable Power Accessories | 4.17(kilos) 9.19(lbs) | 18.00x20.00x20.00(in) 45.72x50.80x50.80(cent) |  |  |  | 287.00 | 419.00 | 516.00
| 0M-5356-021 | TC 3WIRE W/L5-30 21 FOOT | https://www.se.com/us/en/product/0M-5356-021 |  |  | 3PH POWER DISTRIBUTION | Power Distribution | Configurable Power Accessories | 4.48(kilos) 9.87(lbs) | 24.00x20.00x20.00(in) 60.96x50.80x50.80(cent) |  |  |  | 259.00 | 379.99 | 466.00
| 0M-5356-023 | TC 3WIRE W/L5-30 23 FOOT | https://www.se.com/us/en/product/0M-5356-023 |  |  | 3PH POWER DISTRIBUTION | Power Distribution | Configurable Power Accessories | 4.79(kilos) 10.56(lbs) | 24.00x20.00x20.00(in) 60.96x50.80x50.80(cent) |  |  |  | 178.00 | 259.99 | 319.00
| 0M-5356-025 | TC 3WIRE W/L5-30 25 FOOT | https://www.se.com/us/en/product/0M-5356-025 |  |  | 3PH POWER DISTRIBUTION | Power Distribution | Configurable Power Accessories | 5.10(kilos) 11.24(lbs) | 24.00x20.00x20.00(in) 60.96x50.80x50.80(cent) |  |  |  | 300.00 | 439.00 | 540.00
| 0M-5356-027 | TC 3WIRE W/L5-30 27 FOOT | https://www.se.com/us/en/product/0M-5356-027 |  |  | 3PH POWER DISTRIBUTION | Power Distribution | Configurable Power Accessories | 5.41(kilos) 11.93(lbs) | 24.00x20.00x20.00(in) 60.96x50.80x50.80(cent) |  |  |  | 275.00 | 399.99 | 495.00
| 0M-5356-029 | TC 3WIRE W/L5-30 29 FOOT | https://www.se.com/us/en/product/0M-5356-029 |  |  | 3PH POWER DISTRIBUTION | Power Distribution | Configurable Power Accessories | 5.72(kilos) 12.62(lbs) | 24.00x20.00x20.00(in) 60.96x50.80x50.80(cent) |  |  |  | 188.00 | 279.99 | 338.00
| 0M-5356-031 | TC 3WIRE W/L5-30 31 FOOT | https://www.se.com/us/en/product/0M-5356-031 |  |  | 3PH POWER DISTRIBUTION | Power Distribution | Configurable Power Accessories | 6.03(kilos) 13.30(lbs) | 24.00x20.00x20.00(in) 60.96x50.80x50.80(cent) |  |  |  | 191.00 | 279.99 | 344.00
| 0M-5356-033 | TC 3WIRE W/L5-30 33 FOOT | https://www.se.com/us/en/product/0M-5356-033 |  |  | 3PH POWER DISTRIBUTION | Power Distribution | Configurable Power Accessories | 6.35(kilos) 13.99(lbs) | 24.00x20.00x20.00(in) 60.96x50.80x50.80(cent) |  |  |  | 161.00 | 239.99 | 289.00
| 0M-5356-035 | TC 3WIRE W/L5-30 35 FOOT | https://www.se.com/us/en/product/0M-5356-035 |  |  | 3PH POWER DISTRIBUTION | Power Distribution | Configurable Power Accessories | 6.65(kilos) 14.67(lbs) | 24.00x20.00x20.00(in) 60.96x50.80x50.80(cent) |  |  |  | 199.00 | 289.99 | 357.00
| 0M-5356-037 | TC 3WIRE W/L5-30 37 FOOT | https://www.se.com/us/en/product/0M-5356-037 |  |  | 3PH POWER DISTRIBUTION | Power Distribution | Configurable Power Accessories | 6.97(kilos) 15.36(lbs) | 24.00x20.00x20.00(in) 60.96x50.80x50.80(cent) |  |  |  | 167.00 | 249.99 | 300.00
| 0M-5356-039 | TC 3WIRE W/L5-30 39 FOOT | https://www.se.com/us/en/product/0M-5356-039 |  |  | 3PH POWER DISTRIBUTION | Power Distribution | Configurable Power Accessories | 7.28(kilos) 16.04(lbs) | 24.00x20.00x20.00(in) 60.96x50.80x50.80(cent) |  |  |  | 169.00 | 249.99 | 304.00
| 0M-5356-041 | TC 3WIRE W/L5-30 41 FOOT | https://www.se.com/us/en/product/0M-5356-041 |  |  | 3PH POWER DISTRIBUTION | Power Distribution | Configurable Power Accessories | 7.59(kilos) 16.73(lbs) | 26.00x22.00x22.00(in) 66.04x55.88x55.88(cent) |  |  |  | 172.00 | 249.99 | 309.00
| 0M-5356-043 | TC 3WIRE W/L5-30 43 FOOT | https://www.se.com/us/en/product/0M-5356-043 |  |  | 3PH POWER DISTRIBUTION | Power Distribution | Configurable Power Accessories | 7.90(kilos) 17.42(lbs) | 26.00x22.00x22.00(in) 66.04x55.88x55.88(cent) |  |  |  | 176.00 | 259.99 | 316.00
| 0M-5356-059 | TC 3WIRE W/L5-30 59 FOOT | https://www.se.com/us/en/product/0M-5356-059 |  |  | 3PH POWER DISTRIBUTION | Power Distribution | Configurable Power Accessories | 10.39(kilos) 22.90(lbs) | 26.00x22.00x22.00(in) 66.04x55.88x55.88(cent) |  |  |  | 164.00 | 239.99 | 295.00
| 0M-5357-005 | TC 3WIRE W/L5-20 5 FOOT | https://www.se.com/us/en/product/0M-5357-005 |  |  | 3PH POWER DISTRIBUTION | Power Distribution | Configurable Power Accessories | 1.99(kilos) 4.39(lbs) | 18.00x20.00x20.00(in) 45.72x50.80x50.80(cent) |  |  |  | 205.00 | 299.99 | 368.00
| 0M-5357-007 | TC 3WIRE W/L5-20 7 FOOT | https://www.se.com/us/en/product/0M-5357-007 |  |  | 3PH POWER DISTRIBUTION | Power Distribution | Configurable Power Accessories | 2.30(kilos) 5.07(lbs) | 18.00x20.00x20.00(in) 45.72x50.80x50.80(cent) |  |  |  | 198.00 | 289.99 | 357.00
| 0M-5357-009 | TC 3WIRE W/L5-20 9 FOOT | https://www.se.com/us/en/product/0M-5357-009 |  |  | 3PH POWER DISTRIBUTION | Power Distribution | Configurable Power Accessories | 2.61(kilos) 5.76(lbs) | 18.00x20.00x20.00(in) 45.72x50.80x50.80(cent) |  |  |  | 209.00 | 309.99 | 376.00
| 0M-5357-011 | TC 3WIRE W/L5-20 11FOOT | https://www.se.com/us/en/product/0M-5357-011 |  |  | 3PH POWER DISTRIBUTION | Power Distribution | Configurable Power Accessories | 2.93(kilos) 6.45(lbs) | 18.00x20.00x20.00(in) 45.72x50.80x50.80(cent) |  |  |  | 244.00 | 359.99 | 438.00
| 0M-5357-013 | TC 3WIRE W/L5-20 13 FOOT | https://www.se.com/us/en/product/0M-5357-013 |  |  | 3PH POWER DISTRIBUTION | Power Distribution | Configurable Power Accessories | 3.23(kilos) 7.13(lbs) | 18.00x20.00x20.00(in) 45.72x50.80x50.80(cent) |  |  |  | 246.00 | 359.99 | 443.00
| 0M-5357-015 | TC 3WIRE W/L5-20 15 FOOT | https://www.se.com/us/en/product/0M-5357-015 |  |  | 3PH POWER DISTRIBUTION | Power Distribution | Configurable Power Accessories | 3.55(kilos) 7.82(lbs) | 18.00x20.00x20.00(in) 45.72x50.80x50.80(cent) |  |  |  | 280.00 | 409.00 | 504.00
| 0M-5357-017 | TC 3WIRE W/L5-20 17 FOOT | https://www.se.com/us/en/product/0M-5357-017 |  |  | 3PH POWER DISTRIBUTION | Power Distribution | Configurable Power Accessories | 3.86(kilos) 8.50(lbs) | 18.00x20.00x20.00(in) 45.72x50.80x50.80(cent) |  |  |  | 277.00 | 409.00 | 499.00
| 0M-5357-019 | TC 3WIRE W/L5-20 19 FOOT | https://www.se.com/us/en/product/0M-5357-019 |  |  | 3PH POWER DISTRIBUTION | Power Distribution | Configurable Power Accessories | 4.17(kilos) 9.19(lbs) | 18.00x20.00x20.00(in) 45.72x50.80x50.80(cent) |  |  |  | 277.00 | 409.00 | 499.00
| 0M-5357-021 | TC 3WIRE W/L5-20 21 FOOT | https://www.se.com/us/en/product/0M-5357-021 |  |  | 3PH POWER DISTRIBUTION | Power Distribution | Configurable Power Accessories | 4.48(kilos) 9.87(lbs) | 24.00x20.00x20.00(in) 60.96x50.80x50.80(cent) |  |  |  | 253.00 | 369.99 | 455.00
| 0M-5357-023 | TC 3WIRE W/L5-20 23 FOOT | https://www.se.com/us/en/product/0M-5357-023 |  |  | 3PH POWER DISTRIBUTION | Power Distribution | Configurable Power Accessories | 4.79(kilos) 10.56(lbs) | 24.00x20.00x20.00(in) 60.96x50.80x50.80(cent) |  |  |  | 298.00 | 439.00 | 536.00
| 0M-5357-025 | TC 3WIRE W/L5-20 25 FOOT | https://www.se.com/us/en/product/0M-5357-025 |  |  | 3PH POWER DISTRIBUTION | Power Distribution | Configurable Power Accessories | 5.10(kilos) 11.24(lbs) | 24.00x20.00x20.00(in) 60.96x50.80x50.80(cent) |  |  |  | 176.00 | 259.99 | 316.00
| 0M-5357-027 | TC 3WIRE W/L5-20 27 FOOT | https://www.se.com/us/en/product/0M-5357-027 |  |  | 3PH POWER DISTRIBUTION | Power Distribution | Configurable Power Accessories | 5.41(kilos) 11.93(lbs) | 24.00x20.00x20.00(in) 60.96x50.80x50.80(cent) |  |  |  | 282.00 | 409.00 | 508.00
| 0M-5357-029 | TC 3WIRE W/L5-20 29 FOOT | https://www.se.com/us/en/product/0M-5357-029 |  |  | 3PH POWER DISTRIBUTION | Power Distribution | Configurable Power Accessories | 5.72(kilos) 12.62(lbs) | 24.00x20.00x20.00(in) 60.96x50.80x50.80(cent) |  |  |  | 275.00 | 399.99 | 495.00
| 0M-5357-031 | TC 3WIRE W/L5-20 31 FOOT | https://www.se.com/us/en/product/0M-5357-031 |  |  | 3PH POWER DISTRIBUTION | Power Distribution | Configurable Power Accessories | 6.03(kilos) 13.30(lbs) | 24.00x20.00x20.00(in) 60.96x50.80x50.80(cent) |  |  |  | 266.00 | 389.99 | 478.00
| 0M-5357-033 | TC 3WIRE W/L5-20 33 FOOT | https://www.se.com/us/en/product/0M-5357-033 |  |  | 3PH POWER DISTRIBUTION | Power Distribution | Configurable Power Accessories | 6.35(kilos) 13.99(lbs) | 24.00x20.00x20.00(in) 60.96x50.80x50.80(cent) |  |  |  | 190.00 | 279.99 | 341.00
| 0M-5357-035 | TC 3WIRE W/L5-20 35 FOOT | https://www.se.com/us/en/product/0M-5357-035 |  |  | 3PH POWER DISTRIBUTION | Power Distribution | Configurable Power Accessories | 6.65(kilos) 14.67(lbs) | 24.00x20.00x20.00(in) 60.96x50.80x50.80(cent) |  |  |  | 194.00 | 289.99 | 349.00
| 0M-5357-037 | TC 3WIRE W/L5-20 37 FOOT | https://www.se.com/us/en/product/0M-5357-037 |  |  | 3PH POWER DISTRIBUTION | Power Distribution | Configurable Power Accessories | 6.97(kilos) 15.36(lbs) | 24.00x20.00x20.00(in) 60.96x50.80x50.80(cent) |  |  |  | 197.00 | 289.99 | 355.00
| 0M-5357-039 | TC 3WIRE W/L5-20 39 FOOT | https://www.se.com/us/en/product/0M-5357-039 |  |  | 3PH POWER DISTRIBUTION | Power Distribution | Configurable Power Accessories | 7.28(kilos) 16.04(lbs) | 24.00x20.00x20.00(in) 60.96x50.80x50.80(cent) |  |  |  | 286.00 | 419.00 | 515.00
| 0M-5357-041 | TC 3WIRE W/L5-20 41 FOOT | https://www.se.com/us/en/product/0M-5357-041 |  |  | 3PH POWER DISTRIBUTION | Power Distribution | Configurable Power Accessories | 7.59(kilos) 16.73(lbs) | 26.00x22.00x22.00(in) 66.04x55.88x55.88(cent) |  |  |  | 349.00 | 509.00 | 628.00
| 0M-5357-043 | TC 3WIRE W/L5-20 43 FOOT | https://www.se.com/us/en/product/0M-5357-043 |  |  | 3PH POWER DISTRIBUTION | Power Distribution | Configurable Power Accessories | 7.90(kilos) 17.42(lbs) | 26.00x22.00x22.00(in) 66.04x55.88x55.88(cent) |  |  |  | 208.00 | 309.99 | 374.00
| 0M-5357-045 | TC 3WIRE W/L5-20 45 FOOT | https://www.se.com/us/en/product/0M-5357-045 |  |  | 3PH POWER DISTRIBUTION | Power Distribution | Configurable Power Accessories | 8.21(kilos) 18.10(lbs) | 26.00x22.00x22.00(in) 66.04x55.88x55.88(cent) |  |  |  | 211.00 | 309.99 | 379.00
| 0M-5357-047 | TC 3WIRE W/L5-20 47 FOOT | https://www.se.com/us/en/product/0M-5357-047 |  |  | 3PH POWER DISTRIBUTION | Power Distribution | Configurable Power Accessories | 8.52(kilos) 18.79(lbs) | 26.00x22.00x22.00(in) 66.04x55.88x55.88(cent) |  |  |  | 215.00 | 319.99 | 387.00
| 0M-5357-049 | TC 3WIRE W/L5-20 49 FOOT | https://www.se.com/us/en/product/0M-5357-049 |  |  | 3PH POWER DISTRIBUTION | Power Distribution | Configurable Power Accessories | 8.83(kilos) 19.47(lbs) | 26.00x22.00x22.00(in) 66.04x55.88x55.88(cent) |  |  |  | 220.00 | 319.99 | 395.00
| 0M-5357-051 | TC 3WIRE W/L5-20 51 FOOT | https://www.se.com/us/en/product/0M-5357-051 |  |  | 3PH POWER DISTRIBUTION | Power Distribution | Configurable Power Accessories | 9.14(kilos) 20.16(lbs) | 26.00x22.00x22.00(in) 66.04x55.88x55.88(cent) |  |  |  | 184.00 | 269.99 | 331.00
| 0M-5357-053 | TC 3WIRE W/L5-20 53 FOOT | https://www.se.com/us/en/product/0M-5357-053 |  |  | 3PH POWER DISTRIBUTION | Power Distribution | Configurable Power Accessories | 9.45(kilos) 20.84(lbs) | 26.00x22.00x22.00(in) 66.04x55.88x55.88(cent) |  |  |  | 226.00 | 329.99 | 406.00
| 0M-5357-059 | TC 3WIRE W/L5-20 59 FOOT | https://www.se.com/us/en/product/0M-5357-059 |  |  | 3PH POWER DISTRIBUTION | Power Distribution | Configurable Power Accessories | 10.39(kilos) 22.90(lbs) | 26.00x22.00x22.00(in) 66.04x55.88x55.88(cent) |  |  |  | 161.00 | 239.99 | 289.00
| 0M-5358-005 | TC 3WIRE W/L5-15 5 FOOT | https://www.se.com/us/en/product/0M-5358-005 |  |  | 3PH POWER DISTRIBUTION | Power Distribution | Configurable Power Accessories | 1.99(kilos) 4.39(lbs) | 18.00x20.00x20.00(in) 45.72x50.80x50.80(cent) |  |  |  | 135.00 | 199.99 | 243.00
| 0M-5358-009 | TC 3WIRE W/L5-15 9 FOOT | https://www.se.com/us/en/product/0M-5358-009 |  |  | 3PH POWER DISTRIBUTION | Power Distribution | Configurable Power Accessories | 2.61(kilos) 5.76(lbs) | 18.00x20.00x20.00(in) 45.72x50.80x50.80(cent) |  |  |  | 212.00 | 309.99 | 380.00
| 0M-5358-011 | TC 3WIRE W/L5-15 11 FOOT | https://www.se.com/us/en/product/0M-5358-011 |  |  | 3PH POWER DISTRIBUTION | Power Distribution | Configurable Power Accessories | 2.94(kilos) 6.48(lbs) | 18.00x20.00x20.00(in) 45.72x50.80x50.80(cent) |  |  |  | 146.00 | 219.99 | 262.00
| 0M-5358-013 | TC 3WIRE W/L5-15 13 FOOT | https://www.se.com/us/en/product/0M-5358-013 |  |  | 3PH POWER DISTRIBUTION | Power Distribution | Configurable Power Accessories | 3.23(kilos) 7.13(lbs) | 18.00x20.00x20.00(in) 45.72x50.80x50.80(cent) |  |  |  | 141.00 | 209.99 | 254.00
| 0M-5358-015 | TC 3WIRE W/L5-15 15 FOOT | https://www.se.com/us/en/product/0M-5358-015 |  |  | 3PH POWER DISTRIBUTION | Power Distribution | Configurable Power Accessories | 3.55(kilos) 7.82(lbs) | 18.00x20.00x20.00(in) 45.72x50.80x50.80(cent) |  |  |  | 152.00 | 219.99 | 273.00
| 0M-5358-021 | TC 3WIRE W/L5-15 21 FOOT | https://www.se.com/us/en/product/0M-5358-021 |  |  | 3PH POWER DISTRIBUTION | Power Distribution | Configurable Power Accessories | 4.48(kilos) 9.87(lbs) | 24.00x20.00x20.00(in) 60.96x50.80x50.80(cent) |  |  |  | 155.00 | 229.99 | 278.00
| 0M-5358-023 | TC 3WIRE W/L5-15 23 FOOT | https://www.se.com/us/en/product/0M-5358-023 |  |  | 3PH POWER DISTRIBUTION | Power Distribution | Configurable Power Accessories | 4.80(kilos) 10.58(lbs) | 24.00x20.00x20.00(in) 60.96x50.80x50.80(cent) |  |  |  | 159.00 | 239.99 | 286.00
| 0M-5358-025 | TC 3WIRE W/L5-15 25 FOOT | https://www.se.com/us/en/product/0M-5358-025 |  |  | 3PH POWER DISTRIBUTION | Power Distribution | Configurable Power Accessories | 5.10(kilos) 11.24(lbs) | 24.00x20.00x20.00(in) 60.96x50.80x50.80(cent) |  |  |  | 162.00 | 239.99 | 292.00
| 0M-5358-043 | TC 3WIRE W/L5-15 43 FOOT | https://www.se.com/us/en/product/0M-5358-043 |  |  | 3PH POWER DISTRIBUTION | Power Distribution | Configurable Power Accessories | 7.90(kilos) 17.42(lbs) | 26.00x22.00x22.00(in) 66.04x55.88x55.88(cent) |  |  |  | 205.00 | 299.99 | 368.00
| 0M-5359-005 | TC 3WIRE W/L6-30 5 FOOT | https://www.se.com/us/en/product/0M-5359-005 |  |  | 3PH POWER DISTRIBUTION | Power Distribution | Configurable Power Accessories | 1.99(kilos) 4.39(lbs) | 18.00x20.00x20.00(in) 45.72x50.80x50.80(cent) |  |  |  | 158.00 | 229.99 | 284.00
| 0M-5359-007 | TC 3WIRE W/L6-30 7 FOOT | https://www.se.com/us/en/product/0M-5359-007 |  |  | 3PH POWER DISTRIBUTION | Power Distribution | Configurable Power Accessories | 2.30(kilos) 5.07(lbs) | 18.00x20.00x20.00(in) 45.72x50.80x50.80(cent) |  |  |  | 169.00 | 249.99 | 303.00
| 0M-5359-009 | TC 3WIRE W/L6-30 9 FOOT | https://www.se.com/us/en/product/0M-5359-009 |  |  | 3PH POWER DISTRIBUTION | Power Distribution | Configurable Power Accessories | 2.61(kilos) 5.76(lbs) | 18.00x20.00x20.00(in) 45.72x50.80x50.80(cent) |  |  |  | 179.00 | 259.99 | 322.00
| 0M-5359-011 | TC 3WIRE W/L6-30 11 FOOT | https://www.se.com/us/en/product/0M-5359-011 |  |  | 3PH POWER DISTRIBUTION | Power Distribution | Configurable Power Accessories | 2.93(kilos) 6.45(lbs) | 18.00x20.00x20.00(in) 45.72x50.80x50.80(cent) |  |  |  | 199.00 | 289.99 | 358.00
| 0M-5359-013 | TC 3WIRE W/L6-30 13 FOOT | https://www.se.com/us/en/product/0M-5359-013 |  |  | 3PH POWER DISTRIBUTION | Power Distribution | Configurable Power Accessories | 3.23(kilos) 7.13(lbs) | 18.00x20.00x20.00(in) 45.72x50.80x50.80(cent) |  |  |  | 210.00 | 309.99 | 378.00
| 0M-5359-015 | TC 3WIRE W/L6-30 15 FOOT | https://www.se.com/us/en/product/0M-5359-015 |  |  | 3PH POWER DISTRIBUTION | Power Distribution | Configurable Power Accessories | 3.55(kilos) 7.82(lbs) | 18.00x20.00x20.00(in) 45.72x50.80x50.80(cent) |  |  |  | 182.00 | 269.99 | 327.00
| 0M-5359-017 | TC 3WIRE W/L6-30 17 FOOT | https://www.se.com/us/en/product/0M-5359-017 |  |  | 3PH POWER DISTRIBUTION | Power Distribution | Configurable Power Accessories | 3.86(kilos) 8.50(lbs) | 18.00x20.00x20.00(in) 45.72x50.80x50.80(cent) |  |  |  | 211.00 | 309.99 | 380.00
| 0M-5359-019 | TC 3WIRE W/L6-30 19 FOOT | https://www.se.com/us/en/product/0M-5359-019 |  |  | 3PH POWER DISTRIBUTION | Power Distribution | Configurable Power Accessories | 4.17(kilos) 9.19(lbs) | 18.00x20.00x20.00(in) 45.72x50.80x50.80(cent) |  |  |  | 191.00 | 279.99 | 344.00
| 0M-5359-021 | TC 3WIRE W/L6-30 21 FOOT | https://www.se.com/us/en/product/0M-5359-021 |  |  | 3PH POWER DISTRIBUTION | Power Distribution | Configurable Power Accessories | 4.48(kilos) 9.87(lbs) | 24.00x20.00x20.00(in) 60.96x50.80x50.80(cent) |  |  |  | 198.00 | 289.99 | 356.00
| 0M-5359-023 | TC 3WIRE W/L6-30 23 FOOT | https://www.se.com/us/en/product/0M-5359-023 |  |  | 3PH POWER DISTRIBUTION | Power Distribution | Configurable Power Accessories | 4.79(kilos) 10.56(lbs) | 24.00x20.00x20.00(in) 60.96x50.80x50.80(cent) |  |  |  | 203.00 | 299.99 | 365.00
| 0M-5359-025 | TC 3WIRE W/L6-30 25 FOOT | https://www.se.com/us/en/product/0M-5359-025 |  |  | 3PH POWER DISTRIBUTION | Power Distribution | Configurable Power Accessories | 5.10(kilos) 11.24(lbs) | 24.00x20.00x20.00(in) 60.96x50.80x50.80(cent) |  |  |  | 233.00 | 339.99 | 419.00
| 0M-5359-027 | TC 3WIRE W/L6-30 27 FOOT | https://www.se.com/us/en/product/0M-5359-027 |  |  | 3PH POWER DISTRIBUTION | Power Distribution | Configurable Power Accessories | 5.41(kilos) 11.93(lbs) | 24.00x20.00x20.00(in) 60.96x50.80x50.80(cent) |  |  |  | 243.00 | 359.99 | 437.00
| 0M-5359-029 | TC 3WIRE W/L6-30 29 FOOT | https://www.se.com/us/en/product/0M-5359-029 |  |  | 3PH POWER DISTRIBUTION | Power Distribution | Configurable Power Accessories | 5.72(kilos) 12.62(lbs) | 24.00x20.00x20.00(in) 60.96x50.80x50.80(cent) |  |  |  | 262.00 | 379.99 | 472.00
| 0M-5359-031 | TC 3WIRE W/L6-30 31 FOOT | https://www.se.com/us/en/product/0M-5359-031 |  |  | 3PH POWER DISTRIBUTION | Power Distribution | Configurable Power Accessories | 6.03(kilos) 13.30(lbs) | 24.00x20.00x20.00(in) 60.96x50.80x50.80(cent) |  |  |  | 313.00 | 459.00 | 564.00
| 0M-5359-033 | TC 3WIRE W/L6-30 33 FOOT | https://www.se.com/us/en/product/0M-5359-033 |  |  | 3PH POWER DISTRIBUTION | Power Distribution | Configurable Power Accessories | 6.35(kilos) 13.99(lbs) | 24.00x20.00x20.00(in) 60.96x50.80x50.80(cent) |  |  |  | 152.00 | 219.99 | 273.00
| 0M-5359-035 | TC 3WIRE W/L6-30 35 FOOT | https://www.se.com/us/en/product/0M-5359-035 |  |  | 3PH POWER DISTRIBUTION | Power Distribution | Configurable Power Accessories | 6.65(kilos) 14.67(lbs) | 24.00x20.00x20.00(in) 60.96x50.80x50.80(cent) |  |  |  | 158.00 | 229.99 | 284.00
| 0M-5359-037 | TC 3WIRE W/L6-30 37 FOOT | https://www.se.com/us/en/product/0M-5359-037 |  |  | 3PH POWER DISTRIBUTION | Power Distribution | Configurable Power Accessories | 6.97(kilos) 15.36(lbs) | 24.00x20.00x20.00(in) 60.96x50.80x50.80(cent) |  |  |  | 161.00 | 239.99 | 289.00
| 0M-5359-039 | TC 3WIRE W/L6-30 39 FOOT | https://www.se.com/us/en/product/0M-5359-039 |  |  | 3PH POWER DISTRIBUTION | Power Distribution | Configurable Power Accessories | 7.28(kilos) 16.04(lbs) | 24.00x20.00x20.00(in) 60.96x50.80x50.80(cent) |  |  |  | 165.00 | 239.99 | 297.00
| 0M-5359-041 | TC 3WIRE W/L6-30 41 FOOT | https://www.se.com/us/en/product/0M-5359-041 |  |  | 3PH POWER DISTRIBUTION | Power Distribution | Configurable Power Accessories | 7.59(kilos) 16.73(lbs) | 26.00x22.00x22.00(in) 66.04x55.88x55.88(cent) |  |  |  | 170.00 | 249.99 | 306.00
| 0M-5359-043 | TC 3WIRE W/L6-30 43 FOOT | https://www.se.com/us/en/product/0M-5359-043 |  |  | 3PH POWER DISTRIBUTION | Power Distribution | Configurable Power Accessories | 7.90(kilos) 17.42(lbs) | 26.00x22.00x22.00(in) 66.04x55.88x55.88(cent) |  |  |  | 173.00 | 259.99 | 311.00
| 0M-5359-045 | TC 3WIRE W/L6-30 45 FOOT | https://www.se.com/us/en/product/0M-5359-045 |  |  | 3PH POWER DISTRIBUTION | Power Distribution | Configurable Power Accessories | 8.21(kilos) 18.10(lbs) | 26.00x22.00x22.00(in) 66.04x55.88x55.88(cent) |  |  |  | 176.00 | 259.99 | 316.00
| 0M-5359-047 | TC 3WIRE W/L6-30 47 FOOT | https://www.se.com/us/en/product/0M-5359-047 |  |  | 3PH POWER DISTRIBUTION | Power Distribution | Configurable Power Accessories | 8.52(kilos) 18.79(lbs) | 26.00x22.00x22.00(in) 66.04x55.88x55.88(cent) |  |  |  | 179.00 | 259.99 | 322.00
| 0M-5359-049 | TC 3WIRE W/L6-30 49 FOOT | https://www.se.com/us/en/product/0M-5359-049 |  |  | 3PH POWER DISTRIBUTION | Power Distribution | Configurable Power Accessories | 8.83(kilos) 19.47(lbs) | 26.00x22.00x22.00(in) 66.04x55.88x55.88(cent) |  |  |  | 184.00 | 269.99 | 330.00
| 0M-5359-053 | TC 3WIRE W/L6-30 53 FOOT | https://www.se.com/us/en/product/0M-5359-053 |  |  | 3PH POWER DISTRIBUTION | Power Distribution | Configurable Power Accessories | 9.45(kilos) 20.84(lbs) | 26.00x22.00x22.00(in) 66.04x55.88x55.88(cent) |  |  |  | 157.00 | 229.99 | 282.00
| 0M-5359-055 | TC 3WIRE W/L6-30 55 FOOT | https://www.se.com/us/en/product/0M-5359-055 |  |  | 3PH POWER DISTRIBUTION | Power Distribution | Configurable Power Accessories | 9.77(kilos) 21.53(lbs) | 26.00x22.00x22.00(in) 66.04x55.88x55.88(cent) |  |  |  | 152.00 | 219.99 | 273.00
| 0M-5359-057 | TC 3WIRE W/L6-30 57 FOOT | https://www.se.com/us/en/product/0M-5359-057 |  |  | 3PH POWER DISTRIBUTION | Power Distribution | Configurable Power Accessories | 10.08(kilos) 22.22(lbs) | 26.00x22.00x22.00(in) 66.04x55.88x55.88(cent) |  |  |  | 163.00 | 239.99 | 293.00
| 0M-5360-005 | TC 3WIRE W/L6-20 5 FOOT | https://www.se.com/us/en/product/0M-5360-005 |  |  | 3PH POWER DISTRIBUTION | Power Distribution | Configurable Power Accessories | 1.99(kilos) 4.39(lbs) | 18.00x20.00x20.00(in) 45.72x50.80x50.80(cent) |  |  |  | 197.00 | 289.99 | 355.00
| 0M-5360-007 | TC 3WIRE W/L6-20 7 FOOT | https://www.se.com/us/en/product/0M-5360-007 |  |  | 3PH POWER DISTRIBUTION | Power Distribution | Configurable Power Accessories | 2.30(kilos) 5.07(lbs) | 18.00x20.00x20.00(in) 45.72x50.80x50.80(cent) |  |  |  | 208.00 | 309.99 | 373.00
| 0M-5360-009 | TC 3WIRE W/L6-20 9 FOOT | https://www.se.com/us/en/product/0M-5360-009 |  |  | 3PH POWER DISTRIBUTION | Power Distribution | Configurable Power Accessories | 2.61(kilos) 5.76(lbs) | 18.00x20.00x20.00(in) 45.72x50.80x50.80(cent) |  |  |  | 149.00 | 219.99 | 267.00
| 0M-5360-011 | TC 3WIRE W/L6-20 11 FOOT | https://www.se.com/us/en/product/0M-5360-011 |  |  | 3PH POWER DISTRIBUTION | Power Distribution | Configurable Power Accessories | 2.93(kilos) 6.45(lbs) | 18.00x20.00x20.00(in) 45.72x50.80x50.80(cent) |  |  |  | 225.00 | 329.99 | 405.00
| 0M-5360-013 | TC 3WIRE W/L6-20 13 FOOT | https://www.se.com/us/en/product/0M-5360-013 |  |  | 3PH POWER DISTRIBUTION | Power Distribution | Configurable Power Accessories | 3.23(kilos) 7.13(lbs) | 18.00x20.00x20.00(in) 45.72x50.80x50.80(cent) |  |  |  | 230.00 | 339.99 | 413.00
| 0M-5360-015 | TC 3WIRE W/L6-20 15 FOOT | https://www.se.com/us/en/product/0M-5360-015 |  |  | 3PH POWER DISTRIBUTION | Power Distribution | Configurable Power Accessories | 3.55(kilos) 7.82(lbs) | 18.00x20.00x20.00(in) 45.72x50.80x50.80(cent) |  |  |  | 277.00 | 409.00 | 497.00
| 0M-5360-017 | TC 3WIRE W/L6-20 17 FOOT | https://www.se.com/us/en/product/0M-5360-017 |  |  | 3PH POWER DISTRIBUTION | Power Distribution | Configurable Power Accessories | 3.86(kilos) 8.50(lbs) | 18.00x20.00x20.00(in) 45.72x50.80x50.80(cent) |  |  |  | 161.00 | 239.99 | 289.00
| 0M-5360-019 | TC 3WIRE W/L6-20 19 FOOT | https://www.se.com/us/en/product/0M-5360-019 |  |  | 3PH POWER DISTRIBUTION | Power Distribution | Configurable Power Accessories | 4.17(kilos) 9.19(lbs) | 18.00x20.00x20.00(in) 45.72x50.80x50.80(cent) |  |  |  | 253.00 | 369.99 | 455.00
| 0M-5360-021 | TC 3WIRE W/L6-20 21 FOOT | https://www.se.com/us/en/product/0M-5360-021 |  |  | 3PH POWER DISTRIBUTION | Power Distribution | Configurable Power Accessories | 4.48(kilos) 9.87(lbs) | 24.00x20.00x20.00(in) 60.96x50.80x50.80(cent) |  |  |  | 170.00 | 249.99 | 306.00
| 0M-5360-023 | TC 3WIRE W/L6-20 23 FOOT | https://www.se.com/us/en/product/0M-5360-023 |  |  | 3PH POWER DISTRIBUTION | Power Distribution | Configurable Power Accessories | 4.79(kilos) 10.56(lbs) | 24.00x20.00x20.00(in) 60.96x50.80x50.80(cent) |  |  |  | 291.00 | 429.00 | 523.00
| 0M-5360-025 | TC 3WIRE W/L6-20 25 FOOT | https://www.se.com/us/en/product/0M-5360-025 |  |  | 3PH POWER DISTRIBUTION | Power Distribution | Configurable Power Accessories | 5.10(kilos) 11.24(lbs) | 24.00x20.00x20.00(in) 60.96x50.80x50.80(cent) |  |  |  | 183.00 | 269.99 | 329.00
| 0M-5360-027 | TC 3WIRE W/L6-20 27 FOOT | https://www.se.com/us/en/product/0M-5360-027 |  |  | 3PH POWER DISTRIBUTION | Power Distribution | Configurable Power Accessories | 5.41(kilos) 11.93(lbs) | 24.00x20.00x20.00(in) 60.96x50.80x50.80(cent) |  |  |  | 181.00 | 269.99 | 325.00
| 0M-5360-029 | TC 3WIRE W/L6-20 29 FOOT | https://www.se.com/us/en/product/0M-5360-029 |  |  | 3PH POWER DISTRIBUTION | Power Distribution | Configurable Power Accessories | 5.72(kilos) 12.62(lbs) | 24.00x20.00x20.00(in) 60.96x50.80x50.80(cent) |  |  |  | 152.00 | 219.99 | 273.00
| 0M-5360-031 | TC 3WIRE W/L6-20 31 FOOT | https://www.se.com/us/en/product/0M-5360-031 |  |  | 3PH POWER DISTRIBUTION | Power Distribution | Configurable Power Accessories | 6.03(kilos) 13.30(lbs) | 24.00x20.00x20.00(in) 60.96x50.80x50.80(cent) |  |  |  | 188.00 | 279.99 | 338.00
| 0M-5360-033 | TC 3WIRE W/L6-20 33 FOOT | https://www.se.com/us/en/product/0M-5360-033 |  |  | 3PH POWER DISTRIBUTION | Power Distribution | Configurable Power Accessories | 6.35(kilos) 13.99(lbs) | 24.00x20.00x20.00(in) 60.96x50.80x50.80(cent) |  |  |  | 158.00 | 229.99 | 284.00
| 0M-5360-035 | TC 3WIRE W/L6-20 35 FOOT | https://www.se.com/us/en/product/0M-5360-035 |  |  | 3PH POWER DISTRIBUTION | Power Distribution | Configurable Power Accessories | 6.65(kilos) 14.67(lbs) | 24.00x20.00x20.00(in) 60.96x50.80x50.80(cent) |  |  |  | 194.00 | 289.99 | 349.00
| 0M-5360-039 | TC 3WIRE W/L6-20 39 FOOT | https://www.se.com/us/en/product/0M-5360-039 |  |  | 3PH POWER DISTRIBUTION | Power Distribution | Configurable Power Accessories | 7.28(kilos) 16.04(lbs) | 24.00x20.00x20.00(in) 60.96x50.80x50.80(cent) |  |  |  | 167.00 | 249.99 | 300.00
| 0M-5360-041 | TC 3WIRE W/L6-20 41 FOOT | https://www.se.com/us/en/product/0M-5360-041 |  |  | 3PH POWER DISTRIBUTION | Power Distribution | Configurable Power Accessories | 7.59(kilos) 16.73(lbs) | 26.00x22.00x22.00(in) 66.04x55.88x55.88(cent) |  |  |  | 205.00 | 299.99 | 368.00
| 0M-5360-043 | TC 3WIRE W/L6-20 43 FOOT | https://www.se.com/us/en/product/0M-5360-043 |  |  | 3PH POWER DISTRIBUTION | Power Distribution | Configurable Power Accessories | 7.90(kilos) 17.42(lbs) | 26.00x22.00x22.00(in) 66.04x55.88x55.88(cent) |  |  |  | 172.00 | 249.99 | 309.00
| 0M-5360-045 | TC 3WIRE W/L6-20 45 FOOT | https://www.se.com/us/en/product/0M-5360-045 |  |  | 3PH POWER DISTRIBUTION | Power Distribution | Configurable Power Accessories | 8.21(kilos) 18.10(lbs) | 26.00x22.00x22.00(in) 66.04x55.88x55.88(cent) |  |  |  | 167.00 | 249.99 | 300.00
| 0M-5360-049 | TC 3WIRE W/L6-20 49 FOOT | https://www.se.com/us/en/product/0M-5360-049 |  |  | 3PH POWER DISTRIBUTION | Power Distribution | Configurable Power Accessories | 8.83(kilos) 19.47(lbs) | 26.00x22.00x22.00(in) 66.04x55.88x55.88(cent) |  |  |  | 172.00 | 249.99 | 309.00
| 0M-5362 | S/A TESTED BRKR 1P 15A PNL | https://www.se.com/us/en/product/0M-5362 |  |  | 3PH POWER DISTRIBUTION | Power Distribution | Configurable Power Accessories | 0.57(kilos) 1.25(lbs) | 3.25x2.25x2.25(in) 8.26x5.72x5.72(cent) |  |  |  | 58.00 | 89.99 | 104.00
| 0M-5363 | S/A TESTED BRKR 1P 30A PNL | https://www.se.com/us/en/product/0M-5363 |  |  | 3PH POWER DISTRIBUTION | Power Distribution | Configurable Power Accessories | 0.57(kilos) 1.25(lbs) | 3.25x2.25x2.25(in) 8.26x5.72x5.72(cent) |  |  |  | 61.00 | 89.99 | 109.00
| 0M-5364 | S/A TESTED BRKR 2P 15A PNL | https://www.se.com/us/en/product/0M-5364 |  |  | 3PH POWER DISTRIBUTION | Power Distribution | Configurable Power Accessories | 0.57(kilos) 1.25(lbs) | 3.50x2.00x3.50(in) 8.89x5.08x8.89(cent) |  |  |  | 159.00 | 239.99 | 286.00
| 0M-5365 | S/A TESTED BRKR 2P 20A PNL | https://www.se.com/us/en/product/0M-5365 |  |  | 3PH POWER DISTRIBUTION | Power Distribution | Configurable Power Accessories | 0.57(kilos) 1.25(lbs) | 3.50x2.50x3.50(in) 8.89x6.35x8.89(cent) |  |  |  | 159.00 | 239.99 | 286.00
| 0M-5428 | S/A TESTED BREAKER ABB 50A 1P | https://www.se.com/us/en/product/0M-5428 |  |  | 3PH POWER DISTRIBUTION | Power Distribution | Configurable Power Accessories | 0.45(kilos) 1.00(lbs) | 4.00x4.00x1.00(in) 10.16x10.16x2.54(cent) |  |  |  | 97.00 | 139.99 | 174.00
| 0M-5472 | KIT 500MCM LUG | https://www.se.com/us/en/product/0M-5472 |  |  | 3PH POWER DISTRIBUTION | Power Distribution | Configurable Power Accessories | 0.18(kilos) 0.40(lbs) | 4.00x4.00x4.00(in) 10.16x10.16x10.16(cent) |  |  |  | 41.00 | 59.99 | 74.00
| 0M-5473 | KIT 1/0 FLEX LUG | https://www.se.com/us/en/product/0M-5473 |  |  | 3PH POWER DISTRIBUTION | Power Distribution | Configurable Power Accessories | 0.14(kilos) 0.30(lbs) | 3.00x3.00x3.00(in) 7.62x7.62x7.62(cent) |  |  |  | 34.00 | 49.99 | 60.00
| 0M-5495 | KIT CROSS TIE BLANKING PANEL | https://www.se.com/us/en/product/0M-5495 |  |  | 3PH POWER DISTRIBUTION | Power Distribution | Configurable Power Accessories | 0.23(kilos) 0.50(lbs) | 5.00x6.00x2.00(in) 12.70x15.24x5.08(cent) |  |  |  | 15.50 | 22.99 | 28.00
| 0M-5683 | S/A 80K PDU MCCB SUBFEED 225A | https://www.se.com/us/en/product/0M-5683 |  |  | 3PH POWER DISTRIBUTION | Power Distribution | Configurable Power Accessories | 9.07(kilos) 20.00(lbs) | 5.00x5.00x7.00(in) 12.70x12.70x17.78(cent) |  |  |  | 930.00 | 1350.00 | 1675.00
| 0M-5683A | S/A 80K PDU MCCB SUBFEED 225A | https://www.se.com/us/en/product/0M-5683A |  |  | 3PH POWER DISTRIBUTION | Power Distribution | Configurable Power Accessories | 9.07(kilos) 20.00(lbs) | 5.00x5.00x7.00(in) 12.70x12.70x17.78(cent) |  |  |  | 1125.00 | 1650.00 | 2025.00
| 0M-5886-005 | CORDSET #6 50A 250V 3P-4W 5FT | https://www.se.com/us/en/product/0M-5886-005 |  |  | 3PH POWER DISTRIBUTION | Power Distribution | Configurable Power Accessories | 2.22(kilos) 4.90(lbs) | 4.00x14.00x18.00(in) 10.16x35.56x45.72(cent) |  |  |  | 285.00 | 419.00 | 513.00
| 0M-5886-007 | CORDSET #6 50A 250V 3P-4W 7FT | https://www.se.com/us/en/product/0M-5886-007 |  |  | 3PH POWER DISTRIBUTION | Power Distribution | Configurable Power Accessories | 2.72(kilos) 6.00(lbs) | 4.00x14.00x18.00(in) 10.16x35.56x45.72(cent) |  |  |  | 235.00 | 349.99 | 423.00
| 0M-5886-009 | CORDSET #6 50A 250V 3P-4W 9FT | https://www.se.com/us/en/product/0M-5886-009 |  |  | 3PH POWER DISTRIBUTION | Power Distribution | Configurable Power Accessories | 3.22(kilos) 7.10(lbs) | 6.00x14.00x18.00(in) 15.24x35.56x45.72(cent) |  |  |  | 252.00 | 369.99 | 454.00
| 0M-5886-011 | CORDSET #6 50A 250V 3P-4W 11FT | https://www.se.com/us/en/product/0M-5886-011 |  |  | 3PH POWER DISTRIBUTION | Power Distribution | Configurable Power Accessories | 3.77(kilos) 8.30(lbs) | 6.00x14.00x18.00(in) 15.24x35.56x45.72(cent) |  |  |  | 353.00 | 519.00 | 635.00
| 0M-5886-013 | CORDSET #6 50A 250V 3P-4W 13FT | https://www.se.com/us/en/product/0M-5886-013 |  |  | 3PH POWER DISTRIBUTION | Power Distribution | Configurable Power Accessories | 4.26(kilos) 9.40(lbs) | 6.00x14.00x18.00(in) 15.24x35.56x45.72(cent) |  |  |  | 287.00 | 419.00 | 516.00
| 0M-5886-015 | CORDSET #6 50A 250V 3P-4W 15FT | https://www.se.com/us/en/product/0M-5886-015 |  |  | 3PH POWER DISTRIBUTION | Power Distribution | Configurable Power Accessories | 4.99(kilos) 11.00(lbs) | 8.00x14.00x18.00(in) 20.32x35.56x45.72(cent) |  |  |  | 304.00 | 449.00 | 546.00
| 0M-5886-017 | CORDSET #6 50A 250V 3P-4W 17FT | https://www.se.com/us/en/product/0M-5886-017 |  |  | 3PH POWER DISTRIBUTION | Power Distribution | Configurable Power Accessories | 5.67(kilos) 12.50(lbs) | 8.00x14.00x18.00(in) 20.32x35.56x45.72(cent) |  |  |  | 481.00 | 699.00 | 866.00
| 0M-5886-019 | CORDSET #6 50A 250V 3P-4W 19FT | https://www.se.com/us/en/product/0M-5886-019 |  |  | 3PH POWER DISTRIBUTION | Power Distribution | Configurable Power Accessories | 6.17(kilos) 13.60(lbs) | 8.00x14.00x18.00(in) 20.32x35.56x45.72(cent) |  |  |  | 338.00 | 499.00 | 608.00
| 0M-5886-021 | CORDSET #6 50A 250V 3P-4W 21FT | https://www.se.com/us/en/product/0M-5886-021 |  |  | 3PH POWER DISTRIBUTION | Power Distribution | Configurable Power Accessories | 6.71(kilos) 14.80(lbs) | 10.00x14.00x18.00(in) 25.40x35.56x45.72(cent) |  |  |  | 355.00 | 519.00 | 639.00
| 0M-5886-023 | CORDSET #6 50A 250V 3P-4W 23FT | https://www.se.com/us/en/product/0M-5886-023 |  |  | 3PH POWER DISTRIBUTION | Power Distribution | Configurable Power Accessories | 7.26(kilos) 16.00(lbs) | 10.00x14.00x18.00(in) 25.40x35.56x45.72(cent) |  |  |  | 373.00 | 549.00 | 670.00
| 0M-5886-025 | CORDSET #6 50A 250V 3P-4W 25FT | https://www.se.com/us/en/product/0M-5886-025 |  |  | 3PH POWER DISTRIBUTION | Power Distribution | Configurable Power Accessories | 7.71(kilos) 17.00(lbs) | 10.00x14.00x18.00(in) 25.40x35.56x45.72(cent) |  |  |  | 379.00 | 549.00 | 681.00
| 0M-5886-027 | CORDSET #6 50A 250V 3P-4W 27FT | https://www.se.com/us/en/product/0M-5886-027 |  |  | 3PH POWER DISTRIBUTION | Power Distribution | Configurable Power Accessories | 8.26(kilos) 18.20(lbs) | 10.00x14.00x18.00(in) 25.40x35.56x45.72(cent) |  |  |  | 407.00 | 599.00 | 732.00
| 0M-5886-029 | CORDSET #6 50A 250V 3P-4W 29FT | https://www.se.com/us/en/product/0M-5886-029 |  |  | 3PH POWER DISTRIBUTION | Power Distribution | Configurable Power Accessories | 8.98(kilos) 19.80(lbs) | 12.00x14.00x18.00(in) 30.48x35.56x45.72(cent) |  |  |  | 414.00 | 599.00 | 744.00
| 0M-5886-031 | CORDSET #6 50A 250V 3P-4W 31FT | https://www.se.com/us/en/product/0M-5886-031 |  |  | 3PH POWER DISTRIBUTION | Power Distribution | Configurable Power Accessories | 9.53(kilos) 21.00(lbs) | 12.00x14.00x18.00(in) 30.48x35.56x45.72(cent) |  |  |  | 432.00 | 629.00 | 777.00
| 0M-5886-033 | CORDSET #6 50A 250V 3P-4W 33FT | https://www.se.com/us/en/product/0M-5886-033 |  |  | 3PH POWER DISTRIBUTION | Power Distribution | Configurable Power Accessories | 10.02(kilos) 22.10(lbs) | 12.00x14.00x18.00(in) 30.48x35.56x45.72(cent) |  |  |  | 459.00 | 669.00 | 825.00
| 0M-5886-035 | CORDSET #6 50A 250V 3P-4W 35FT | https://www.se.com/us/en/product/0M-5886-035 |  |  | 3PH POWER DISTRIBUTION | Power Distribution | Configurable Power Accessories | 10.57(kilos) 23.30(lbs) | 12.00x14.00x18.00(in) 30.48x35.56x45.72(cent) |  |  |  | 467.00 | 679.00 | 839.00
| 0M-5886-037 | CORDSET #6 50A 250V 3P-4W 37FT | https://www.se.com/us/en/product/0M-5886-037 |  |  | 3PH POWER DISTRIBUTION | Power Distribution | Configurable Power Accessories | 11.07(kilos) 24.40(lbs) | 12.00x18.00x18.00(in) 30.48x45.72x45.72(cent) |  |  |  | 485.00 | 709.00 | 872.00
| 0M-5886-039 | CORDSET #6 50A 250V 3P-4W 39FT | https://www.se.com/us/en/product/0M-5886-039 |  |  | 3PH POWER DISTRIBUTION | Power Distribution | Configurable Power Accessories | 11.57(kilos) 25.51(lbs) | 12.00x18.00x18.00(in) 30.48x45.72x45.72(cent) |  |  |  | 501.00 | 729.00 | 902.00
| 0M-5886-041 | CORDSET #6 50A 250V 3P-4W 41FT | https://www.se.com/us/en/product/0M-5886-041 |  |  | 3PH POWER DISTRIBUTION | Power Distribution | Configurable Power Accessories | 12.11(kilos) 26.70(lbs) | 12.00x18.00x18.00(in) 30.48x45.72x45.72(cent) |  |  |  | 518.00 | 759.00 | 932.00
| 0M-5886-043 | CORDSET #6 50A 250V 3P-4W 43FT | https://www.se.com/us/en/product/0M-5886-043 |  |  | 3PH POWER DISTRIBUTION | Power Distribution | Configurable Power Accessories | 12.61(kilos) 27.81(lbs) | 12.00x18.00x18.00(in) 30.48x45.72x45.72(cent) |  |  |  | 536.00 | 779.00 | 965.00
| 0M-5886-045 | CORDSET #6 50A 250V 3P-4W 45FT | https://www.se.com/us/en/product/0M-5886-045 |  |  | 3PH POWER DISTRIBUTION | Power Distribution | Configurable Power Accessories | 13.15(kilos) 29.00(lbs) | 12.00x18.00x18.00(in) 30.48x45.72x45.72(cent) |  |  |  | 554.00 | 809.00 | 997.00
| 0M-5886-047 | CORDSET #6 50A 250V 3P-4W 47FT | https://www.se.com/us/en/product/0M-5886-047 |  |  | 3PH POWER DISTRIBUTION | Power Distribution | Configurable Power Accessories | 13.65(kilos) 30.10(lbs) | 14.00x18.00x18.00(in) 35.56x45.72x45.72(cent) |  |  |  | 571.00 | 829.00 | 1030.00
| 0M-5886-049 | CORDSET #6 50A 250V 3P-4W 49FT | https://www.se.com/us/en/product/0M-5886-049 |  |  | 3PH POWER DISTRIBUTION | Power Distribution | Configurable Power Accessories | 14.15(kilos) 31.21(lbs) | 14.00x18.00x18.00(in) 35.56x45.72x45.72(cent) |  |  |  | 589.00 | 859.00 | 1060.00
| 0M-5886-051 | CORDSET #6 50A 250V 3P-4W 51FT | https://www.se.com/us/en/product/0M-5886-051 |  |  | 3PH POWER DISTRIBUTION | Power Distribution | Configurable Power Accessories | 14.70(kilos) 32.40(lbs) | 14.00x18.00x18.00(in) 35.56x45.72x45.72(cent) |  |  |  | 604.00 | 879.00 | 1090.00
| 0M-5886-053 | CORDSET #6 50A 250V 3P-4W 53FT | https://www.se.com/us/en/product/0M-5886-053 |  |  | 3PH POWER DISTRIBUTION | Power Distribution | Configurable Power Accessories | 15.20(kilos) 33.50(lbs) | 14.00x18.00x18.00(in) 35.56x45.72x45.72(cent) |  |  |  | 488.00 | 709.00 | 878.00
| 0M-5886-055 | CORDSET #6 50A 250V 3P-4W 55FT | https://www.se.com/us/en/product/0M-5886-055 |  |  | 3PH POWER DISTRIBUTION | Power Distribution | Configurable Power Accessories | 14.83(kilos) 32.70(lbs) | 14.00x18.00x18.00(in) 35.56x45.72x45.72(cent) |  |  |  | 502.00 | 729.00 | 903.00
| 0M-5891 | KIT 150A SUBFEED ISX PDU | https://www.se.com/us/en/product/0M-5891 |  |  | 3PH POWER DISTRIBUTION | Power Distribution | Configurable Power Accessories | 4.54(kilos) 10.00(lbs) | 12.00x12.00x12.00(in) 30.48x30.48x30.48(cent) |  |  |  | 514.00 | 749.00 | 926.00
| 0M-5892 | 225A SUBFEED KIT ISX PDU | https://www.se.com/us/en/product/0M-5892 |  |  | 3PH POWER DISTRIBUTION | Power Distribution | Configurable Power Accessories | 4.54(kilos) 10.00(lbs) | 12.00x12.00x12.00(in) 30.48x30.48x30.48(cent) |  |  |  | 689.00 | 1000.00 | 1245.00
| 0M-6866 | S/A TESTED 3P 50A CKT BRKR 120/240 UL | https://www.se.com/us/en/product/0M-6866 |  |  | 3PH POWER DISTRIBUTION | Power Distribution | Configurable Power Accessories | 0.45(kilos) 1.00(lbs) | 3.00x4.00x4.00(in) 7.62x10.16x10.16(cent) |  |  |  | 173.00 | 259.99 | 312.00
| 0M-8577 | ISX ACCESORY BOX LARGE | https://www.se.com/us/en/product/0M-8577 |  |  | SPARES 3PH | Power Distribution | Configurable Power Distribution | [5 empty] | 15.00 | 21.99 | 27.00
| 0M-8578 | ISX ACCESORY BOX SMALL | https://www.se.com/us/en/product/0M-8578 |  |  | SPARES 3PH | Power Distribution | Configurable Power Distribution | [5 empty] | 15.00 | 21.99 | 27.00
| 0M-815481A-005 | ASSY WHIP 5WIRE 12AWG L21-20 5FT | https://www.se.com/us/en/product/0M-815481A-005 |  |  | 3PH POWER DISTRIBUTION | Power Distribution | Configurable Power Distribution | 5.44(kilos) 12.00(lbs) | 12.00x12.00x12.00(in) 30.48x30.48x30.48(cent) |  |  |  | 106.00 | 159.99 | 191.00
| 0M-815481A-007 | ASSY WHIP 5WIRE 12AWG L21-20 7FT | https://www.se.com/us/en/product/0M-815481A-007 |  |  | 3PH POWER DISTRIBUTION | Power Distribution | Configurable Power Distribution | 5.44(kilos) 12.00(lbs) | 12.00x12.00x12.00(in) 30.48x30.48x30.48(cent) |  |  |  | 113.00 | 169.99 | 203.00
| 0M-815481A-009 | ASSY WHIP 5WIRE 12AWG L21-20 9FT | https://www.se.com/us/en/product/0M-815481A-009 |  |  | 3PH POWER DISTRIBUTION | Power Distribution | Configurable Power Distribution | 5.44(kilos) 12.00(lbs) | 12.00x12.00x12.00(in) 30.48x30.48x30.48(cent) |  |  |  | 117.00 | 169.99 | 210.00
| 0M-815481A-011 | ASSY WHIP 5WIRE 12AWG L21-20 11FT | https://www.se.com/us/en/product/0M-815481A-011 |  |  | 3PH POWER DISTRIBUTION | Power Distribution | Configurable Power Distribution | 5.44(kilos) 12.00(lbs) | 12.00x12.00x12.00(in) 30.48x30.48x30.48(cent) |  |  |  | 122.00 | 179.99 | 218.00
| 0M-815481A-013 | ASSY WHIP 5WIRE 12AWG L21-20 13FT | https://www.se.com/us/en/product/0M-815481A-013 |  |  | 3PH POWER DISTRIBUTION | Power Distribution | Configurable Power Distribution | 5.44(kilos) 12.00(lbs) | 12.00x12.00x12.00(in) 30.48x30.48x30.48(cent) |  |  |  | 126.00 | 189.99 | 227.00
| 0M-815481A-015 | ASSY WHIP 5WIRE 12AWG L21-20 15FT | https://www.se.com/us/en/product/0M-815481A-015 |  |  | 3PH POWER DISTRIBUTION | Power Distribution | Configurable Power Distribution | 5.44(kilos) 12.00(lbs) | 12.00x12.00x12.00(in) 30.48x30.48x30.48(cent) |  |  |  | 134.00 | 199.99 | 241.00
| 0M-815481A-017 | ASSY WHIP 5WIRE 12AWG L21-20 17FT | https://www.se.com/us/en/product/0M-815481A-017 |  |  | 3PH POWER DISTRIBUTION | Power Distribution | Configurable Power Distribution | 5.44(kilos) 12.00(lbs) | 12.00x12.00x12.00(in) 30.48x30.48x30.48(cent) |  |  |  | 126.00 | 189.99 | 226.00
| 0M-815481A-019 | ASSY WHIP 5WIRE 12AWG L21-20 19FT | https://www.se.com/us/en/product/0M-815481A-019 |  |  | 3PH POWER DISTRIBUTION | Power Distribution | Configurable Power Distribution | 5.44(kilos) 12.00(lbs) | 12.00x12.00x12.00(in) 30.48x30.48x30.48(cent) |  |  |  | 165.00 | 239.99 | 296.00
| 0M-815481A-021 | ASSY WHIP 5WIRE 12AWG L21-20 21FT | https://www.se.com/us/en/product/0M-815481A-021 |  |  | 3PH POWER DISTRIBUTION | Power Distribution | Configurable Power Distribution | 5.44(kilos) 12.00(lbs) | 12.00x12.00x12.00(in) 30.48x30.48x30.48(cent) |  |  |  | 151.00 | 219.99 | 271.00
| 0M-815481A-023 | ASSY WHIP 5WIRE 12AWG L21-20 23FT | https://www.se.com/us/en/product/0M-815481A-023 |  |  | 3PH POWER DISTRIBUTION | Power Distribution | Configurable Power Distribution | 5.44(kilos) 12.00(lbs) | 12.00x12.00x12.00(in) 30.48x30.48x30.48(cent) |  |  |  | 149.00 | 219.99 | 267.00
| 0M-815481A-025 | ASSY WHIP 5WIRE 12AWG L21-20 25FT | https://www.se.com/us/en/product/0M-815481A-025 |  |  | 3PH POWER DISTRIBUTION | Power Distribution | Configurable Power Distribution | 5.44(kilos) 12.00(lbs) | 12.00x12.00x12.00(in) 30.48x30.48x30.48(cent) |  |  |  | 153.00 | 229.99 | 276.00
| 0M-815481A-027 | ASSY WHIP 5WIRE 12AWG L21-20 27FT | https://www.se.com/us/en/product/0M-815481A-027 |  |  | 3PH POWER DISTRIBUTION | Power Distribution | Configurable Power Distribution | 5.44(kilos) 12.00(lbs) | 12.00x12.00x12.00(in) 30.48x30.48x30.48(cent) |  |  |  | 159.00 | 239.99 | 286.00
| 0M-815481A-031 | ASSY WHIP 5WIRE 12AWG L21-20 31FT | https://www.se.com/us/en/product/0M-815481A-031 |  |  | 3PH POWER DISTRIBUTION | Power Distribution | Configurable Power Distribution | 5.44(kilos) 12.00(lbs) | 12.00x12.00x12.00(in) 30.48x30.48x30.48(cent) |  |  |  | 160.00 | 239.99 | 288.00
| 0M-815481A-039 | ASSY WHIP 5WIRE 12AWG L21-20 39FT | https://www.se.com/us/en/product/0M-815481A-039 |  |  | 3PH POWER DISTRIBUTION | Power Distribution | Configurable Power Distribution | 5.44(kilos) 12.00(lbs) | 12.00x12.00x12.00(in) 30.48x30.48x30.48(cent) |  |  |  | 188.00 | 279.99 | 338.00
| 0M-815481A-045 | ASSY WHIP 5WIRE 12AWG L21-20 45FT | https://www.se.com/us/en/product/0M-815481A-045 |  |  | 3PH POWER DISTRIBUTION | Power Distribution | Configurable Power Distribution | 5.44(kilos) 12.00(lbs) | 12.00x12.00x12.00(in) 30.48x30.48x30.48(cent) |  |  |  | 202.00 | 299.99 | 363.00
| 0M-815481A-049 | ASSY WHIP 5WIRE 12AWG L21-20 49FT | https://www.se.com/us/en/product/0M-815481A-049 |  |  | 3PH POWER DISTRIBUTION | Power Distribution | Configurable Power Distribution | 5.44(kilos) 12.00(lbs) | 12.00x12.00x12.00(in) 30.48x30.48x30.48(cent) |  |  |  | 211.00 | 309.99 | 379.00
| 0M-815481A-051 | ASSY WHIP 5WIRE 12AWG L21-20 51FT | https://www.se.com/us/en/product/0M-815481A-051 |  |  | 3PH POWER DISTRIBUTION | Power Distribution | Configurable Power Distribution | 5.44(kilos) 12.00(lbs) | 12.00x12.00x12.00(in) 30.48x30.48x30.48(cent) |  |  |  | 217.00 | 319.99 | 390.00
| 0M-815481A-055 | ASSY WHIP 5WIRE 12AWG L21-20 55FT | https://www.se.com/us/en/product/0M-815481A-055 |  |  | 3PH POWER DISTRIBUTION | Power Distribution | Configurable Power Distribution | 5.44(kilos) 12.00(lbs) | 12.00x12.00x12.00(in) 30.48x30.48x30.48(cent) |  |  |  | 226.00 | 329.99 | 406.00
| 0M-815481A-057 | ASSY WHIP 5WIRE 12AWG L21-20 57FT | https://www.se.com/us/en/product/0M-815481A-057 |  |  | 3PH POWER DISTRIBUTION | Power Distribution | Configurable Power Distribution | 5.44(kilos) 12.00(lbs) | 12.00x12.00x12.00(in) 30.48x30.48x30.48(cent) |  |  |  | 230.00 | 339.99 | 414.00
| 0M-815481A-059 | ASSY WHIP 5WIRE 12AWG L21-20 59FT | https://www.se.com/us/en/product/0M-815481A-059 |  |  | 3PH POWER DISTRIBUTION | Power Distribution | Configurable Power Distribution | 5.44(kilos) 12.00(lbs) | 12.00x12.00x12.00(in) 30.48x30.48x30.48(cent) |  |  |  | 237.00 | 349.99 | 425.00
| 0M-815481A-061 | ASSY WHIP 5WIRE 12AWG L21-20 61FT | https://www.se.com/us/en/product/0M-815481A-061 |  |  | 3PH POWER DISTRIBUTION | Power Distribution | Configurable Power Distribution | 5.44(kilos) 12.00(lbs) | 12.00x12.00x12.00(in) 30.48x30.48x30.48(cent) |  |  |  | 361.00 | 529.00 | 649.00
| 0M-815482-005 | ASSY WHIP 5WIRE 10AWG L21-30 5FT | https://www.se.com/us/en/product/0M-815482-005 |  |  | 3PH POWER DISTRIBUTION | Power Distribution | Configurable Power Accessories | 3.63(kilos) 8.00(lbs) | 60.00x2.00x2.00(in) 152.40x5.08x5.08(cent) |  |  |  | 222.00 | 329.99 | 399.00
| 0M-815482-007 | ASSY WHIP 5WIRE 10AWG L21-30 7FT | https://www.se.com/us/en/product/0M-815482-007 |  |  | 3PH POWER DISTRIBUTION | Power Distribution | Configurable Power Accessories | 1.81(kilos) 4.00(lbs) | 84.00x2.00x2.00(in) 213.36x5.08x5.08(cent) |  |  |  | 238.00 | 349.99 | 427.00
| 0M-815482-009 | ASSY WHIP 5WIRE 10AWG L21-30 9FT | https://www.se.com/us/en/product/0M-815482-009 |  |  | 3PH POWER DISTRIBUTION | Power Distribution | Configurable Power Accessories | 1.81(kilos) 4.00(lbs) | 96.00x2.00x2.00(in) 243.84x5.08x5.08(cent) |  |  |  | 253.00 | 369.99 | 455.00
| 0M-815482-011 | ASSY WHIP 5WIRE 10AWG L21-30 11FT | https://www.se.com/us/en/product/0M-815482-011 |  |  | 3PH POWER DISTRIBUTION | Power Distribution | Configurable Power Accessories | 1.81(kilos) 4.00(lbs) | 108.00x2.00x2.00(in) 274.32x5.08x5.08(cent) |  |  |  | 269.00 | 389.99 | 483.00
| 0M-815482-013 | ASSY WHIP 5WIRE 10AWG L21-30 13FT | https://www.se.com/us/en/product/0M-815482-013 |  |  | 3PH POWER DISTRIBUTION | Power Distribution | Configurable Power Accessories | 1.81(kilos) 4.00(lbs) | 132.00x2.00x2.00(in) 335.28x5.08x5.08(cent) |  |  |  | 284.00 | 419.00 | 511.00
| 0M-815482-015 | ASSY WHIP 5WIRE 10AWG L21-30 15FT | https://www.se.com/us/en/product/0M-815482-015 |  |  | 3PH POWER DISTRIBUTION | Power Distribution | Configurable Power Accessories | 4.54(kilos) 10.00(lbs) | 180.00x2.00x2.00(in) 457.20x5.08x5.08(cent) |  |  |  | 300.00 | 439.00 | 539.00
| 0M-815482-017 | ASSY WHIP 5WIRE 10AWG L21-30 17FT | https://www.se.com/us/en/product/0M-815482-017 |  |  | 3PH POWER DISTRIBUTION | Power Distribution | Configurable Power Accessories | 1.81(kilos) 4.00(lbs) | 204.00x2.00x2.00(in) 518.16x5.08x5.08(cent) |  |  |  | 264.00 | 389.99 | 475.00
| 0M-815482-019 | ASSY WHIP 5WIRE 10AWG L21-30 19FT | https://www.se.com/us/en/product/0M-815482-019 |  |  | 3PH POWER DISTRIBUTION | Power Distribution | Configurable Power Accessories | 4.54(kilos) 10.00(lbs) | 228.00x2.00x2.00(in) 579.12x5.08x5.08(cent) |  |  |  | 331.00 | 489.00 | 595.00
| 0M-815482-021 | ASSY WHIP 5WIRE 10AWG L21-30 21FT | https://www.se.com/us/en/product/0M-815482-021 |  |  | 3PH POWER DISTRIBUTION | Power Distribution | Configurable Power Accessories | 1.81(kilos) 4.00(lbs) | 252.00x2.00x2.00(in) 640.08x5.08x5.08(cent) |  |  |  | 292.00 | 429.00 | 525.00
| 0M-815482-023 | ASSY WHIP 5WIRE 10AWG L21-30 23FT | https://www.se.com/us/en/product/0M-815482-023 |  |  | 3PH POWER DISTRIBUTION | Power Distribution | Configurable Power Accessories | 1.81(kilos) 4.00(lbs) | 276.00x2.00x2.00(in) 701.04x5.08x5.08(cent) |  |  |  | 306.00 | 449.00 | 550.00
| 0M-815482-025 | ASSY WHIP 5WIRE 10AWG L21-30 25FT | https://www.se.com/us/en/product/0M-815482-025 |  |  | 3PH POWER DISTRIBUTION | Power Distribution | Configurable Power Accessories | 2.27(kilos) 5.00(lbs) | 300.00x2.00x2.00(in) 762.00x5.08x5.08(cent) |  |  |  | 320.00 | 469.00 | 576.00
| 0M-815482-027 | ASSY WHIP 5WIRE 10AWG L21-30 27FT | https://www.se.com/us/en/product/0M-815482-027 |  |  | 3PH POWER DISTRIBUTION | Power Distribution | Configurable Power Accessories | 1.81(kilos) 4.00(lbs) | 324.00x2.00x2.00(in) 822.96x5.08x5.08(cent) |  |  |  | 393.00 | 579.00 | 707.00
| 0M-815482-029 | ASSY WHIP 5WIRE 10AWG L21-30 29FT | https://www.se.com/us/en/product/0M-815482-029 |  |  | 3PH POWER DISTRIBUTION | Power Distribution | Configurable Power Accessories | 1.81(kilos) 4.00(lbs) | 348.00x2.00x2.00(in) 883.92x5.08x5.08(cent) |  |  |  | 409.00 | 599.00 | 735.00
| 0M-815482-031 | ASSY WHIP 5WIRE 10AWG L21-30 31FT | https://www.se.com/us/en/product/0M-815482-031 |  |  | 3PH POWER DISTRIBUTION | Power Distribution | Configurable Power Accessories | 2.27(kilos) 5.00(lbs) | 372.00x2.00x2.00(in) 944.88x5.08x5.08(cent) |  |  |  | 352.00 | 509.00 | 632.00
| 0M-815482-033 | ASSY WHIP 5WIRE 10AWG L21-30 33FT | https://www.se.com/us/en/product/0M-815482-033 |  |  | 3PH POWER DISTRIBUTION | Power Distribution | Configurable Power Accessories | 2.27(kilos) 5.00(lbs) | 396.00x2.00x2.00(in) 1005.84x5.08x5.08(cent) |  |  |  | 365.00 | 529.00 | 657.00
| 0M-815482-035 | ASSY WHIP 5WIRE 10AWG L21-30 35FT | https://www.se.com/us/en/product/0M-815482-035 |  |  | 3PH POWER DISTRIBUTION | Power Distribution | Configurable Power Accessories | 2.27(kilos) 5.00(lbs) | 420.00x2.00x2.00(in) 1066.80x5.08x5.08(cent) |  |  |  | 379.00 | 549.00 | 681.00
| 0M-815482-037 | ASSY WHIP 5WIRE 10AWG L21-30 37FT | https://www.se.com/us/en/product/0M-815482-037 |  |  | 3PH POWER DISTRIBUTION | Power Distribution | Configurable Power Accessories | 2.27(kilos) 5.00(lbs) | 444.00x2.00x2.00(in) 1127.76x5.08x5.08(cent) |  |  |  | 392.00 | 569.00 | 706.00
| 0M-815482-039 | ASSY WHIP 5WIRE 10AWG L21-30 39FT | https://www.se.com/us/en/product/0M-815482-039 |  |  | 3PH POWER DISTRIBUTION | Power Distribution | Configurable Power Accessories | 6.35(kilos) 14.00(lbs) | 468.00x2.00x2.00(in) 1188.72x5.08x5.08(cent) |  |  |  | 409.00 | 599.00 | 735.00
| 0M-815482-041 | ASSY WHIP 5WIRE 10AWG L21-30 41FT | https://www.se.com/us/en/product/0M-815482-041 |  |  | 3PH POWER DISTRIBUTION | Power Distribution | Configurable Power Accessories | 2.27(kilos) 5.00(lbs) | 492.00x2.00x2.00(in) 1249.68x5.08x5.08(cent) |  |  |  | 420.00 | 609.00 | 755.00
| 0M-815482-043 | ASSY WHIP 5WIRE 10AWG L21-30 43FT | https://www.se.com/us/en/product/0M-815482-043 |  |  | 3PH POWER DISTRIBUTION | Power Distribution | Configurable Power Accessories | 2.27(kilos) 5.00(lbs) | 516.00x2.00x2.00(in) 1310.64x5.08x5.08(cent) |  |  |  | 433.00 | 629.00 | 779.00
| 0M-815482-045 | ASSY WHIP 5WIRE 10AWG L21-30 45FT | https://www.se.com/us/en/product/0M-815482-045 |  |  | 3PH POWER DISTRIBUTION | Power Distribution | Configurable Power Accessories | 2.27(kilos) 5.00(lbs) | 1080.00x2.00x2.00(in) 2743.20x5.08x5.08(cent) |  |  |  | 670.00 | 979.00 | 1210.00
| 0M-815482-047 | ASSY WHIP 5WIRE 10AWG L21-30 47FT | https://www.se.com/us/en/product/0M-815482-047 |  |  | 3PH POWER DISTRIBUTION | Power Distribution | Configurable Power Accessories | 2.27(kilos) 5.00(lbs) | 1128.00x2.00x2.00(in) 2865.12x5.08x5.08(cent) |  |  |  | 460.00 | 669.00 | 828.00
| 0M-815482-049 | ASSY WHIP 5WIRE 10AWG L21-30 49FT | https://www.se.com/us/en/product/0M-815482-049 |  |  | 3PH POWER DISTRIBUTION | Power Distribution | Configurable Power Accessories | 6.80(kilos) 15.00(lbs) | 1176.00x2.00x2.00(in) 2987.04x5.08x5.08(cent) |  |  |  | 564.00 | 819.00 | 1015.00
| 0M-815482-051 | ASSY WHIP 5WIRE 10AWG L21-30 51FT | https://www.se.com/us/en/product/0M-815482-051 |  |  | 3PH POWER DISTRIBUTION | Power Distribution | Configurable Power Accessories | 2.72(kilos) 6.00(lbs) | 612.00x2.00x2.00(in) 1554.48x5.08x5.08(cent) |  |  |  | 488.00 | 709.00 | 877.00
| 0M-815482-053 | ASSY WHIP 5WIRE 10AWG L21-30 53FT | https://www.se.com/us/en/product/0M-815482-053 |  |  | 3PH POWER DISTRIBUTION | Power Distribution | Configurable Power Accessories | 2.72(kilos) 6.00(lbs) | 636.00x2.00x2.00(in) 1615.44x5.08x5.08(cent) |  |  |  | 501.00 | 729.00 | 902.00
| 0M-815482-055 | ASSY WHIP 5WIRE 10AWG L21-30 55FT | https://www.se.com/us/en/product/0M-815482-055 |  |  | 3PH POWER DISTRIBUTION | Power Distribution | Configurable Power Accessories | 2.72(kilos) 6.00(lbs) | 660.00x2.00x2.00(in) 1676.40x5.08x5.08(cent) |  |  |  | 515.00 | 749.00 | 926.00
| 0M-815484A-009 | ASSY WHIP 3WIRE 12AWG L5-20 9FT | https://www.se.com/us/en/product/0M-815484A-009 |  |  | 3PH POWER DISTRIBUTION | Power Distribution | Configurable Power Distribution | 5.44(kilos) 12.00(lbs) | 12.00x12.00x12.00(in) 30.48x30.48x30.48(cent) |  |  |  | 146.00 | 219.99 | 262.00
| 0M-815484A-011 | ASSY WHIP 3WIRE 12AWG L5-20 11FT | https://www.se.com/us/en/product/0M-815484A-011 |  |  | 3PH POWER DISTRIBUTION | Power Distribution | Configurable Power Distribution | 5.44(kilos) 12.00(lbs) | 12.00x12.00x12.00(in) 30.48x30.48x30.48(cent) |  |  |  | 149.00 | 219.99 | 267.00
| 0M-815484A-015 | ASSY WHIP 3WIRE 12AWG L5-20 15FT | https://www.se.com/us/en/product/0M-815484A-015 |  |  | 3PH POWER DISTRIBUTION | Power Distribution | Configurable Power Distribution | 5.44(kilos) 12.00(lbs) | 12.00x12.00x12.00(in) 30.48x30.48x30.48(cent) |  |  |  | 158.00 | 229.99 | 284.00
| 0M-815484A-017 | ASSY WHIP 3WIRE 12AWG L5-20 17FT | https://www.se.com/us/en/product/0M-815484A-017 |  |  | 3PH POWER DISTRIBUTION | Power Distribution | Configurable Power Distribution | 5.44(kilos) 12.00(lbs) | 12.00x12.00x12.00(in) 30.48x30.48x30.48(cent) |  |  |  | 161.00 | 239.99 | 289.00
| 0M-815484A-021 | ASSY WHIP 3WIRE 12AWG L5-20 21FT | https://www.se.com/us/en/product/0M-815484A-021 |  |  | 3PH POWER DISTRIBUTION | Power Distribution | Configurable Power Distribution | 5.44(kilos) 12.00(lbs) | 12.00x12.00x12.00(in) 30.48x30.48x30.48(cent) |  |  |  | 168.00 | 249.99 | 303.00
| 0M-815484A-025 | ASSY WHIP 3WIRE 12AWG L5-20 25FT | https://www.se.com/us/en/product/0M-815484A-025 |  |  | 3PH POWER DISTRIBUTION | Power Distribution | Configurable Power Distribution | 5.44(kilos) 12.00(lbs) | 12.00x12.00x12.00(in) 30.48x30.48x30.48(cent) |  |  |  | 176.00 | 259.99 | 316.00
| 0M-815489-005 | ASSY WHIP 60A IEC309 5FT | https://www.se.com/us/en/product/0M-815489-005 |  |  | 3PH POWER DISTRIBUTION | Power Distribution | Configurable Power Accessories | 1.36(kilos) 3.00(lbs) | 60.00x3.00x3.00(in) 152.40x7.62x7.62(cent) |  |  |  | 533.00 | 779.00 | 958.00
| 0M-815489-007 | ASSY WHIP 60A IEC309 7FT | https://www.se.com/us/en/product/0M-815489-007 |  |  | 3PH POWER DISTRIBUTION | Power Distribution | Configurable Power Accessories | 1.36(kilos) 3.00(lbs) | 84.00x3.00x3.00(in) 213.36x7.62x7.62(cent) |  |  |  | 422.00 | 619.00 | 759.00
| 0M-815489-009 | ASSY WHIP 60A IEC309 9FT | https://www.se.com/us/en/product/0M-815489-009 |  |  | 3PH POWER DISTRIBUTION | Power Distribution | Configurable Power Accessories | 1.36(kilos) 3.00(lbs) | 108.00x3.00x3.00(in) 274.32x7.62x7.62(cent) |  |  |  | 613.00 | 889.00 | 1105.00
| 0M-815489-011 | ASSY WHIP 60A IEC309 11FT | https://www.se.com/us/en/product/0M-815489-011 |  |  | 3PH POWER DISTRIBUTION | Power Distribution | Configurable Power Accessories | 1.81(kilos) 4.00(lbs) | 132.00x3.00x3.00(in) 335.28x7.62x7.62(cent) |  |  |  | 641.00 | 929.00 | 1155.00
| 0M-815489-013 | ASSY WHIP 60A IEC309 13FT | https://www.se.com/us/en/product/0M-815489-013 |  |  | 3PH POWER DISTRIBUTION | Power Distribution | Configurable Power Accessories | 1.81(kilos) 4.00(lbs) | 156.00x3.00x3.00(in) 396.24x7.62x7.62(cent) |  |  |  | 672.00 | 979.00 | 1210.00
| 0M-815489-015 | ASSY WHIP 60A IEC309 15FT | https://www.se.com/us/en/product/0M-815489-015 |  |  | 3PH POWER DISTRIBUTION | Power Distribution | Configurable Power Accessories | 1.81(kilos) 4.00(lbs) | 180.00x3.00x3.00(in) 457.20x7.62x7.62(cent) |  |  |  | 715.00 | 1050.00 | 1290.00
| 0M-815489-017 | ASSY WHIP 60A IEC309 17FT | https://www.se.com/us/en/product/0M-815489-017 |  |  | 3PH POWER DISTRIBUTION | Power Distribution | Configurable Power Accessories | 1.81(kilos) 4.00(lbs) | 204.00x3.00x3.00(in) 518.16x7.62x7.62(cent) |  |  |  | 740.00 | 1075.00 | 1335.00
| 0M-815489-019 | ASSY WHIP 60A IEC309 19FT | https://www.se.com/us/en/product/0M-815489-019 |  |  | 3PH POWER DISTRIBUTION | Power Distribution | Configurable Power Accessories | 1.81(kilos) 4.00(lbs) | 228.00x3.00x3.00(in) 579.12x7.62x7.62(cent) |  |  |  | 774.00 | 1125.00 | 1395.00
| 0M-815489-021 | ASSY WHIP 60A IEC309 21FT | https://www.se.com/us/en/product/0M-815489-021 |  |  | 3PH POWER DISTRIBUTION | Power Distribution | Configurable Power Accessories | 1.81(kilos) 4.00(lbs) | 252.00x3.00x3.00(in) 640.08x7.62x7.62(cent) |  |  |  | 808.00 | 1175.00 | 1455.00
| 0M-815489-023 | ASSY WHIP 60A IEC309 23FT | https://www.se.com/us/en/product/0M-815489-023 |  |  | 3PH POWER DISTRIBUTION | Power Distribution | Configurable Power Accessories | 1.81(kilos) 4.00(lbs) | 276.00x3.00x3.00(in) 701.04x7.62x7.62(cent) |  |  |  | 574.00 | 839.00 | 1035.00
| 0M-815489-025 | ASSY WHIP 60A IEC309 25FT | https://www.se.com/us/en/product/0M-815489-025 |  |  | 3PH POWER DISTRIBUTION | Power Distribution | Configurable Power Accessories | 1.81(kilos) 4.00(lbs) | 300.00x3.00x3.00(in) 762.00x7.62x7.62(cent) |  |  |  | 580.00 | 849.00 | 1045.00
| 0M-815489-027 | ASSY WHIP 60A IEC309 27FT | https://www.se.com/us/en/product/0M-815489-027 |  |  | 3PH POWER DISTRIBUTION | Power Distribution | Configurable Power Accessories | 2.27(kilos) 5.00(lbs) | 324.00x3.00x3.00(in) 822.96x7.62x7.62(cent) |  |  |  | 603.00 | 879.00 | 1085.00
| 0M-815489-029 | ASSY WHIP 60A IEC309 29FT | https://www.se.com/us/en/product/0M-815489-029 |  |  | 3PH POWER DISTRIBUTION | Power Distribution | Configurable Power Accessories | 1.81(kilos) 4.00(lbs) | 348.00x3.00x3.00(in) 883.92x7.62x7.62(cent) |  |  |  | 624.00 | 909.00 | 1125.00
| 0M-815489-031 | ASSY WHIP 60A IEC309 31FT | https://www.se.com/us/en/product/0M-815489-031 |  |  | 3PH POWER DISTRIBUTION | Power Distribution | Configurable Power Accessories | 2.27(kilos) 5.00(lbs) | 372.00x3.00x3.00(in) 944.88x7.62x7.62(cent) |  |  |  | 645.00 | 939.00 | 1165.00
| 0M-815489-033 | ASSY WHIP 60A IEC309 33FT | https://www.se.com/us/en/product/0M-815489-033 |  |  | 3PH POWER DISTRIBUTION | Power Distribution | Configurable Power Accessories | 2.27(kilos) 5.00(lbs) | 396.00x3.00x3.00(in) 1005.84x7.62x7.62(cent) |  |  |  | 669.00 | 979.00 | 1205.00
| 0M-815518 | ASSY CKT BRKR 3P 60A SQD QOB | https://www.se.com/us/en/product/0M-815518 |  |  | 3PH POWER DISTRIBUTION | Power Distribution | Configurable Power Accessories | 0.91(kilos) 2.00(lbs) | 0.00x0.00x0.00(in) 0.01x0.01x0.01(cent) |  |  |  | 100.00 | 149.99 | 179.00
| 0M-STEU400K1 | 400A STATIC TRANS SW 220V FST XFER | https://www.se.com/us/en/product/0M-STEU400K1 |  |  | CRITICAL POWER COMPNTS | Power Distribution | Static Transfer Switches | 635.03(kilos) 1400.24(lbs) | 0.00x0.00x100.00(in) 0.01x0.01x254.00(cent) |  |  |  | 29245.00 | 42500.00 | 52640.00
| 0M-STSU30HY3 | UPSILON STS30 3POLE 380-415V 1400MM | https://www.se.com/us/en/product/0M-STSU30HY3 |  |  | CRITICAL POWER COMPNTS | Power Distribution | Static Transfer Switches | 234.02(kilos) 516.00(lbs) | 37.01x62.99x92.52(in) 94.00x160.00x235.00(cent) |  |  | 731304736974 | 11975.00 | 17400.00 | 21550.00
| 0M-STSU30HY4 | UPSILON STS30 4POLE 380-415V 1400MM | https://www.se.com/us/en/product/0M-STSU30HY4 |  |  | CRITICAL POWER COMPNTS | Power Distribution | Static Transfer Switches | 234.51(kilos) 517.09(lbs) | 37.01x92.52x62.99(in) 94.00x235.00x160.00(cent) |  |  |  | 12585.00 | 18300.00 | 22650.00
| 0M-STSU30HZ4 | UPSILON STS30 4POLE 380-415V 1900MM | https://www.se.com/us/en/product/0M-STSU30HZ4 |  |  | CRITICAL POWER COMPNTS | Power Distribution | Static Transfer Switches | 234.51(kilos) 517.09(lbs) | 37.01x92.52x79.92(in) 94.00x235.00x203.00(cent) |  |  |  | 12825.00 | 18600.00 | 23085.00
| 0M-STSU30HZ5 | UPSILON STS30 3POLE 380-415V 1900MM/PDU | https://www.se.com/us/en/product/0M-STSU30HZ5 |  |  | CRITICAL POWER COMPNTS | Power Distribution | Static Transfer Switches | 226.80(kilos) 500.08(lbs) | 0.00x0.00x100.00(in) 0.01x0.01x254.00(cent) |  |  |  | 15190.00 | 22100.00 | 27340.00
| 0M-STSU30HZ6 | UPSILON STS30 4POLE 380-415V 1900MM/PDU | https://www.se.com/us/en/product/0M-STSU30HZ6 |  |  | CRITICAL POWER COMPNTS | Power Distribution | Static Transfer Switches | 226.80(kilos) 500.08(lbs) | 0.00x0.00x100.00(in) 0.01x0.01x254.00(cent) |  |  |  | 15800.00 | 23000.00 | 28435.00
| 0M-STSU60HY3 | UPSILON STS60 3POLE 380-415V 1400MM | https://www.se.com/us/en/product/0M-STSU60HY3 |  |  | CRITICAL POWER COMPNTS | Power Distribution | Static Transfer Switches | 234.51(kilos) 517.09(lbs) | 37.01x92.52x79.92(in) 94.00x235.00x203.00(cent) |  |  | 731304632474 | 13195.00 | 19200.00 | 23750.00
| 0M-STSU60HY4 | UPSILON STS60 4POLE 380-415V 1400MM | https://www.se.com/us/en/product/0M-STSU60HY4 |  |  | CRITICAL POWER COMPNTS | Power Distribution | Static Transfer Switches | 234.51(kilos) 517.09(lbs) | 37.01x92.52x79.92(in) 94.00x235.00x203.00(cent) |  |  |  | 13805.00 | 20100.00 | 24850.00
| 0M-STSU60HZ4 | UPSILON STS60 4POLE 380-415V 1900MM | https://www.se.com/us/en/product/0M-STSU60HZ4 |  |  | CRITICAL POWER COMPNTS | Power Distribution | Static Transfer Switches | 234.51(kilos) 517.09(lbs) | 37.01x92.52x79.92(in) 94.00x235.00x203.00(cent) |  |  |  | 14070.00 | 20400.00 | 25325.00
| 0M-STSU60HZ5 | UPSILON STS60 3POLE 380-415V 1900MM/PDU | https://www.se.com/us/en/product/0M-STSU60HZ5 |  |  | CRITICAL POWER COMPNTS | Power Distribution | Static Transfer Switches | 226.80(kilos) 500.08(lbs) | 0.00x0.00x100.00(in) 0.01x0.01x254.00(cent) |  |  |  | 16735.00 | 24300.00 | 30115.00
| 0M-STSU60HZ6 | UPSILON STS60 4POLE 380-415V 1900MM/PDU | https://www.se.com/us/en/product/0M-STSU60HZ6 |  |  | CRITICAL POWER COMPNTS | Power Distribution | Static Transfer Switches | 226.80(kilos) 500.08(lbs) | 0.00x0.00x100.00(in) 0.01x0.01x254.00(cent) |  |  |  | 17330.00 | 25200.00 | 31195.00
| 0M-STSU100HY3 | UPSILON STS100 3POLE 380-415V 1400MM | https://www.se.com/us/en/product/0M-STSU100HY3 |  |  | CRITICAL POWER COMPNTS | Power Distribution | Static Transfer Switches | 234.51(kilos) 517.09(lbs) | 35.43x92.52x79.92(in) 90.00x235.00x203.00(cent) |  |  |  | 14135.00 | 20500.00 | 25440.00
| 0M-STSU100HY4 | UPSILON STS100 4POLE 380-415V 1400MM | https://www.se.com/us/en/product/0M-STSU100HY4 |  |  | CRITICAL POWER COMPNTS | Power Distribution | Static Transfer Switches | 234.51(kilos) 517.09(lbs) | 37.01x92.52x79.92(in) 94.00x235.00x203.00(cent) |  |  |  | 14855.00 | 21600.00 | 26735.00
| 0M-STSU100HZ3 | UPSILON STS100 3POLE 380-415V 1900MM | https://www.se.com/us/en/product/0M-STSU100HZ3 |  |  | CRITICAL POWER COMPNTS | Power Distribution | Static Transfer Switches | 234.51(kilos) 517.09(lbs) | 37.01x92.52x79.92(in) 94.00x235.00x203.00(cent) |  |  |  | 14405.00 | 20900.00 | 25925.00
| 0M-STSU100HZ4 | UPSILON STS100 4POLE 380-415V 1900MM | https://www.se.com/us/en/product/0M-STSU100HZ4 |  |  | CRITICAL POWER COMPNTS | Power Distribution | Static Transfer Switches | 234.51(kilos) 517.09(lbs) | 37.01x92.52x79.92(in) 94.00x235.00x203.00(cent) |  |  |  | 15135.00 | 22000.00 | 27240.00
| 0M-STSU100HZ5 | UPSILON STS100 3POLE 380-415V 1900MM/PDU | https://www.se.com/us/en/product/0M-STSU100HZ5 |  |  | CRITICAL POWER COMPNTS | Power Distribution | Static Transfer Switches | 365.23(kilos) 805.34(lbs) | 81.10x33.07x37.80(in) 206.00x84.00x96.00(cent) |  |  |  | 17930.00 | 26000.00 | 32275.00
| 0M-STSU100HZ6 | UPSILON STS100 4POLE 380-415V 1900MM/PDU | https://www.se.com/us/en/product/0M-STSU100HZ6 |  |  | CRITICAL POWER COMPNTS | Power Distribution | Static Transfer Switches | 226.80(kilos) 500.08(lbs) | 0.00x0.00x100.00(in) 0.01x0.01x254.00(cent) |  |  |  | 18650.00 | 27100.00 | 33570.00
| 0M-STSU160HX4 | UPSILON STS160 4POLE 380-415V IP00 | https://www.se.com/us/en/product/0M-STSU160HX4 |  |  | CRITICAL POWER COMPNTS | Power Distribution | Static Transfer Switches | 226.80(kilos) 500.08(lbs) | 0.00x0.00x100.00(in) 0.01x0.01x254.00(cent) |  |  |  | 13780.00 | 20000.00 | 24805.00
| 0M-STSU160HZ3 | UPSILON STS160 3POLE 380-415V 1900MM | https://www.se.com/us/en/product/0M-STSU160HZ3 |  |  | CRITICAL POWER COMPNTS | Power Distribution | Static Transfer Switches | 244.49(kilos) 539.09(lbs) | 37.01x96.46x79.92(in) 94.00x245.00x203.00(cent) |  |  |  | 17455.00 | 25400.00 | 31420.00
| 0M-STSU160HZ4 | UPSILON STS160 4POLE 380-415V 1900MM | https://www.se.com/us/en/product/0M-STSU160HZ4 |  |  | CRITICAL POWER COMPNTS | Power Distribution | Static Transfer Switches | 244.49(kilos) 539.09(lbs) | 37.01x96.46x79.92(in) 94.00x245.00x203.00(cent) |  |  |  | 18430.00 | 26800.00 | 33175.00
| 0M-STSU250HX4 | UPSILON STS250 4POLE 380-415V IP00 | https://www.se.com/us/en/product/0M-STSU250HX4 |  |  | CRITICAL POWER COMPNTS | Power Distribution | Static Transfer Switches | 226.80(kilos) 500.08(lbs) | 0.00x0.00x100.00(in) 0.01x0.01x254.00(cent) |  |  |  | 15330.00 | 22300.00 | 27595.00
| 0M-STSU250HY3 | UPSILON STS250 3POLE 380-415V 1400MM | https://www.se.com/us/en/product/0M-STSU250HY3 |  |  | CRITICAL POWER COMPNTS | Power Distribution | Static Transfer Switches | 244.49(kilos) 539.09(lbs) | 37.01x96.46x79.92(in) 94.00x245.00x203.00(cent) |  |  |  | 19165.00 | 27800.00 | 34495.00
| 0M-STSU250HY4 | UPSILON STS250 4POLE 380-415V 1400MM | https://www.se.com/us/en/product/0M-STSU250HY4 |  |  | CRITICAL POWER COMPNTS | Power Distribution | Static Transfer Switches | 244.49(kilos) 539.09(lbs) | 37.01x96.46x79.92(in) 94.00x245.00x203.00(cent) |  |  |  | 20125.00 | 29200.00 | 36220.00
| 0M-STSU250HZ3 | UPSILON STS250 3POLE 380-415V 1900MM | https://www.se.com/us/en/product/0M-STSU250HZ3 |  |  | CRITICAL POWER COMPNTS | Power Distribution | Static Transfer Switches | 244.49(kilos) 539.09(lbs) | 77.95x31.10x36.61(in) 198.00x79.00x93.00(cent) |  |  |  | 19530.00 | 28400.00 | 35150.00
| 0M-STSU400HZ3 | UPSILON STS400 3POLE 380-415V 1900MM | https://www.se.com/us/en/product/0M-STSU400HZ3 |  |  | CRITICAL POWER COMPNTS | Power Distribution | Static Transfer Switches | 346.27(kilos) 763.53(lbs) | 37.01x136.61x79.92(in) 94.00x347.00x203.00(cent) |  |  |  | 23905.00 | 34700.00 | 43025.00
| 0M-STSU400QX4 | UPSILON STS400 4POLE 380-400V IP00 | https://www.se.com/us/en/product/0M-STSU400QX4 |  |  | CRITICAL POWER COMPNTS | Power Distribution | Static Transfer Switches | 317.52(kilos) 700.12(lbs) | 0.00x0.00x100.00(in) 0.01x0.01x254.00(cent) |  |  |  | 19660.00 | 28600.00 | 35385.00
| 0M-STSU400RX4 | UPSILON STS400 4POLE 415V IP00 | https://www.se.com/us/en/product/0M-STSU400RX4 |  |  | FAMILY OTHER FOR SP3PH | Power Distribution | Static Transfer Switches | 317.52(kilos) 700.12(lbs) | 0.00x0.00x100.00(in) 0.01x0.01x254.00(cent) |  |  |  | 19660.00 | 28600.00 | 35385.00
| 0M-STSU630QX4 | UPSILON STS630 4POLE 380-400V IP00 | https://www.se.com/us/en/product/0M-STSU630QX4 |  |  | CRITICAL POWER COMPNTS | Power Distribution | Static Transfer Switches | 347.00(kilos) 765.13(lbs) | 79.92x31.50x37.01(in) 203.00x80.01x94.01(cent) |  |  |  | 24060.00 | 34900.00 | 43310.00
| 0M-STSU630QZ4 | UPSILON STS630 4POLE 380-400V 1900MM | https://www.se.com/us/en/product/0M-STSU630QZ4 |  |  | CRITICAL POWER COMPNTS | Power Distribution | Static Transfer Switches | 347.00(kilos) 765.13(lbs) | 79.92x31.50x37.01(in) 203.00x80.01x94.01(cent) |  |  |  | 32180.00 | 46700.00 | 57925.00
| 0M-STSU630RX4 | UPSILON STS630 4POLE 415V IP00 | https://www.se.com/us/en/product/0M-STSU630RX4 |  |  | CRITICAL POWER COMPNTS | Power Distribution | Static Transfer Switches | 347.00(kilos) 765.13(lbs) | 79.92x31.50x37.01(in) 203.00x80.01x94.01(cent) |  |  |  | 24060.00 | 34900.00 | 43310.00
| 0M-STSU630RZ4 | UPSILON STS630 4POLE 415V 1900MM | https://www.se.com/us/en/product/0M-STSU630RZ4 |  |  | CRITICAL POWER COMPNTS | Power Distribution | Static Transfer Switches | 347.00(kilos) 765.13(lbs) | 79.92x31.50x37.01(in) 203.00x80.01x94.01(cent) |  |  |  | 32180.00 | 46700.00 | 57925.00
| 827-0406 | "HOLE PLUG FOR 1.125" WHIP" | https://www.se.com/us/en/product/827-0406 |  |  | SPARES 3PH | Power Distribution | Configurable Power Accessories | [5 empty] | 34.00 | 49.99 | 60.00
| ANC309 | Custom Third Party PL309 Solution | https://www.se.com/us/en/product/ANC309 |  |  | 3PH POWER DISTRIBUTION | Power Distribution | Configurable Power Distribution | [5 empty] | Call for Quote | Call for Quote | Call for Quote
| ANC310 | Custon Third Party PL310 Solution | https://www.se.com/us/en/product/ANC310 |  |  | CRITICAL POWER COMPNTS | Power Distribution | Static Transfer Switches | 0.01(kilos) 0.02(lbs) | 0.00x0.00x0.00(in) 0.01x0.01x0.01(cent) |  |  |  | Call for Quote | Call for Quote | Call for Quote
| CMS309 | CUSTOM 3 PH PWR DIST | https://www.se.com/us/en/product/CMS309 |  |  | FAMILY OTHER FOR SP3PH | Power Distribution | Configurable Power Distribution | [5 empty] | Call for Quote | Call for Quote | Call for Quote
| ISX-20KF | 208V 20kW UPS w/ Bypass and Distribution | https://www.se.com/us/en/product/ISX-20KF | 208 3 PH | 120 ,208 3 PH | 3PH POWER DISTRIBUTION | Power Distribution | Configurable Power Distribution |  | 84.49x27.52x39.61(in) 214.60x69.90x100.60(cent) |  |  |  | Call for Quote | Call for Quote | Call for Quote
| PB100EC | PB busway end closure 100A black | https://www.se.com/us/en/product/PB100EC | 240 |  | BUSWAYS-POWER IEC AND NEMA - PPLVB - EMPP | Power Distribution | iBusway for Data Center | 0.00(kilos) 0.01(lbs) | 5.98x2.72x7.72(in) 15.20x6.90x19.60(cent) |  |  | 785901689768 | 57.00 | 89.99 | 102.00
| PBCF4A100ATBM1B | PB busway feed unit w/ metering & gateway 100A 208V | https://www.se.com/us/en/product/PBCF4A100ATBM1B | 120 ,208 3 PH | 120 ,208 3 PH | BUSWAYS-POWER IEC AND NEMA - PPLVB - EMPP | Power Distribution | iBusway for Data Center | 17.24(kilos) 38.01(lbs) |  |  |  |  | 1925.00 | 2800.00 | 3465.00
| PBCF4A100ATBM4B | PB busway feed unit w/ metering & gateway 100A 415V | https://www.se.com/us/en/product/PBCF4A100ATBM4B | 240 ,415 3 PH | 240 ,415 3 PH | BUSWAYS-POWER IEC AND NEMA - PPLVB - EMPP | Power Distribution | iBusway for Data Center | 17.24(kilos) 38.01(lbs) |  |  |  |  | 1925.00 | 2800.00 | 3465.00
| PD1PADAPT1-N | Adaptor for T1 Type Circuit Breaker, 1-Pole, Neutral | https://www.se.com/us/en/product/PD1PADAPT1-N |  |  | 3PH POWER DISTRIBUTION | Power Distribution | Configurable Power Accessories | 0.91(kilos) 2.01(lbs) | 5.00x5.00x5.00(in) 12.70x12.70x12.70(cent) |  |  | 731304277460 | 137.00 | 199.99 | 246.00
| PD3P60AT1B | 3-Pole Circuit Breaker, 60A, T1 Type for Symmetra PX250/500kW | https://www.se.com/us/en/product/PD3P60AT1B | 480 3 PH |  | 3PH POWER DISTRIBUTION | Power Distribution | Configurable Power Accessories | 2.70(kilos) 5.95(lbs) | 17.01x22.01x21.50(in) 43.20x55.90x54.60(cent) |  |  | 731304277958 | 415.00 | 609.00 | 746.00
| PD3P70AT1B | 3-Pole Circuit Breaker, 70A, T1 Type for Symmetra PX250/500kW | https://www.se.com/us/en/product/PD3P70AT1B | 480 3 PH,400 3 PH | 480 3 PH,400 3 PH | 3PH POWER DISTRIBUTION | Power Distribution | Configurable Power Accessories | 2.70(kilos) 5.95(lbs) | 170.00x22.01x21.50(in) 431.80x55.90x54.60(cent) |  |  | 731304267249 | 1245.00 | 1825.00 | 2235.00
| PD3P80AT1B | 3-Pole Circuit Breaker, 80A, T1 Type for Symmetra PX250/500kW | https://www.se.com/us/en/product/PD3P80AT1B | 480 3 PH,400 3 PH | 480 3 PH,400 3 PH | 3PH POWER DISTRIBUTION | Power Distribution | Configurable Power Accessories | 2.70(kilos) 5.95(lbs) | 17.01x22.01x21.50(in) 43.20x55.90x54.60(cent) |  |  | 731304267140 | 386.00 | 569.00 | 695.00
| PD3P90AT1B | 3-Pole Circuit Breaker, 90A, T1 Type for Symmetra PX250/500kW | https://www.se.com/us/en/product/PD3P90AT1B | 480 3 PH,400 3 PH | 480 3 PH,400 3 PH | 3PH POWER DISTRIBUTION | Power Distribution | Configurable Power Accessories | 2.70(kilos) 5.95(lbs) | 17.01x22.01x21.50(in) 43.20x55.90x54.60(cent) |  |  | 731304267157 | 456.00 | 669.00 | 820.00
| PD3P100AT1B | 3-Pole Circuit Breaker, 100A, T1 Type for Symmetra PX250/500kW | https://www.se.com/us/en/product/PD3P100AT1B | 480 3 PH,400 3 PH | 480 3 PH,400 3 PH | 3PH POWER DISTRIBUTION | Power Distribution | Configurable Power Accessories | 2.80(kilos) 6.17(lbs) | 17.01x22.01x21.50(in) 43.20x55.90x54.60(cent) |  |  | 731304267164 | 487.00 | 709.00 | 877.00
| PD3P125AT3B | 3-Pole Circuit Breaker, 125A, T3 Type for Symmetra PX250/500kW | https://www.se.com/us/en/product/PD3P125AT3B | 480 3 PH,400 3 PH | 480 3 PH,400 3 PH | 3PH POWER DISTRIBUTION | Power Distribution | Configurable Power Accessories | 3.70(kilos) 8.16(lbs) | 17.01x22.01x21.50(in) 43.20x55.90x54.60(cent) |  |  | 731304267171 | 680.00 | 989.00 | 1225.00
| PD3P150AT3B | 3-Pole Circuit Breaker, 150A, T3 Type for Symmetra PX250/500kW | https://www.se.com/us/en/product/PD3P150AT3B | 480 3 PH,400 3 PH | 480 3 PH,400 3 PH | 3PH POWER DISTRIBUTION | Power Distribution | Configurable Power Accessories | 3.70(kilos) 8.16(lbs) | 17.01x22.01x21.50(in) 43.20x55.90x54.60(cent) |  |  | 731304267188 | 680.00 | 989.00 | 1225.00
| PD3P175AT3B | 3-Pole Circuit Breaker, 175A, T3 Type for Symmetra PX250/500kW | https://www.se.com/us/en/product/PD3P175AT3B | 480 3 PH,400 3 PH | 480 3 PH,400 3 PH | 3PH POWER DISTRIBUTION | Power Distribution | Configurable Power Accessories | 3.70(kilos) 8.16(lbs) | 17.01x22.01x21.50(in) 43.20x55.90x54.60(cent) |  |  | 731304267195 | 911.00 | 1325.00 | 1640.00
| PD3P200AT3B | 3-Pole Circuit Breaker, 200A, T3 Type for Symmetra PX250/500kW | https://www.se.com/us/en/product/PD3P200AT3B | 480 3 PH,400 3 PH | 480 3 PH,400 3 PH | 3PH POWER DISTRIBUTION | Power Distribution | Configurable Power Accessories | 3.70(kilos) 8.16(lbs) | 17.01x22.01x21.50(in) 43.20x55.90x54.60(cent) |  |  | 731304267744 | 1065.00 | 1550.00 | 1915.00
| PD3P225AT3B | 3-Pole Circuit Breaker, 225A, T3 Type for Symmetra PX250/500kW | https://www.se.com/us/en/product/PD3P225AT3B | 480 3 PH,400 3 PH | 480 3 PH,400 3 PH | 3PH POWER DISTRIBUTION | Power Distribution | Configurable Power Accessories | 3.70(kilos) 8.16(lbs) | 17.01x22.01x21.50(in) 43.20x55.90x54.60(cent) |  |  | 731304267201 | 706.00 | 1025.00 | 1275.00
| PD3P300AETT5B | 3-Pole Circuit Breaker, 300A, Electronic Trip, T5 Type for Symmetra PX250/500KW | https://www.se.com/us/en/product/PD3P300AETT5B | 480 3 PH,400 3 PH | 480 3 PH ,400 3 PH | 3PH POWER DISTRIBUTION | Power Distribution | Configurable Power Accessories | 4.55(kilos) 10.03(lbs) | 12.01x12.01x12.52(in) 30.50x30.50x31.80(cent) |  |  | 731304303404 | 1300.00 | 1900.00 | 2335.00
| PD3P300AT5B | 3-Pole Circuit Breaker, 300A, T5 Type for Symmetra PX250/500kW | https://www.se.com/us/en/product/PD3P300AT5B | 480 3 PH,400 3 PH | 480 3 PH,400 3 PH | 3PH POWER DISTRIBUTION | Power Distribution | Configurable Power Accessories | 7.90(kilos) 17.42(lbs) | 17.01x22.01x21.50(in) 43.20x55.90x54.60(cent) |  |  | 731304267218 | 1505.00 | 2200.00 | 2705.00
| PD3P400AT5B | 3-Pole Circuit Breaker, 400A, T5 Type for Symmetra PX250/500kW | https://www.se.com/us/en/product/PD3P400AT5B | 480 3 PH,400 3 PH | 480 3 PH,400 3 PH | 3PH POWER DISTRIBUTION | Power Distribution | Configurable Power Accessories | 7.80(kilos) 17.20(lbs) | 17.01x22.01x21.50(in) 43.20x55.90x54.60(cent) |  |  | 731304267232 | 1705.00 | 2475.00 | 3070.00
| PD3PADAPT1 | Adaptor for T1 Type Circuit Breaker, 3 Pole | https://www.se.com/us/en/product/PD3PADAPT1 | 480 3 PH,400 3 PH |  | 3PH POWER DISTRIBUTION | Power Distribution | Configurable Power Accessories | 1.36(kilos) 3.00(lbs) | 18.39x10.20x7.64(in) 46.70x25.90x19.40(cent) |  |  | 731304267256 | 221.00 | 319.99 | 398.00
| PD3PADAPT3 | Adaptor for T3 Type Circuit Breaker, 3 Pole | https://www.se.com/us/en/product/PD3PADAPT3 | 480 3 PH,400 3 PH | 480 3 PH | 3PH POWER DISTRIBUTION | Power Distribution | Configurable Power Accessories | 1.82(kilos) 4.01(lbs) | 18.39x10.91x7.64(in) 46.70x27.70x19.40(cent) |  |  | 731304267263 | 250.00 | 369.99 | 450.00
| PD3PADAPT5 | Adaptor for T5 Type Circuit Breaker, 3 Pole | https://www.se.com/us/en/product/PD3PADAPT5 | 480 3 PH,400 3 PH | 480 3 PH | 3PH POWER DISTRIBUTION | Power Distribution | Configurable Power Accessories | 2.27(kilos) 5.01(lbs) | 18.27x10.20x7.64(in) 46.40x25.90x19.40(cent) |  |  | 731304267751 | 538.00 | 789.00 | 968.00
| PD4P60AT1B | 4-Pole Circuit Breaker, 60A, T1 Type for Symmetra PX250/500kW | https://www.se.com/us/en/product/PD4P60AT1B | 480 3 PH,400 3 PH |  | 3PH POWER DISTRIBUTION | Power Distribution | Configurable Power Accessories | 2.70(kilos) 5.95(lbs) | 17.01x22.01x21.50(in) 43.20x55.90x54.60(cent) |  |  | 731304277965 | 572.00 | 829.00 | 1030.00
| PD4P100AT1B | 4-Pole Circuit Breaker, 100A, T1 Type for Symmetra PX250/500kW | https://www.se.com/us/en/product/PD4P100AT1B | 480 3 PH,400 3 PH | 480 3 PH,400 3 PH | 3PH POWER DISTRIBUTION | Power Distribution | Configurable Power Accessories | 2.68(kilos) 5.91(lbs) | 9.02x7.99x6.50(in) 22.90x20.30x16.50(cent) |  |  | 731304278467 | 610.00 | 889.00 | 1100.00
| PD40F6FK1-M | APC PDU 208V/208V W/ MBP | https://www.se.com/us/en/product/PD40F6FK1-M | 208 3 PH | 120 ,208 3 PH | 3PH POWER DISTRIBUTION | Power Distribution | Configurable Power Distribution | 590.00(kilos) 1300.95(lbs) | 85.98x35.98x47.99(in) 218.40x91.40x121.90(cent) |  |  | 731304221029 | 18785.00 | 27300.00 | 33810.00
| PD40G6FK1-M | APC PDU 480V/208V W/ MBP | https://www.se.com/us/en/product/PD40G6FK1-M | 480 3 PH | 120 ,208 3 PH | 3PH POWER DISTRIBUTION | Power Distribution | Configurable Power Distribution | 590.00(kilos) 1300.95(lbs) | 85.98x35.98x47.99(in) 218.40x91.40x121.90(cent) |  |  | 731304221043 | 19675.00 | 28600.00 | 35415.00
| PD60F6FK1 | APC 60KVA PDU W/ 208 PRI 208/120 SEC | https://www.se.com/us/en/product/PD60F6FK1 | 208 3 PH | 120 ,208 3 PH | 3PH POWER DISTRIBUTION | Power Distribution | Configurable Power Distribution | 470.00(kilos) 1036.35(lbs) | 85.98x35.98x47.99(in) 218.40x91.40x121.90(cent) |  |  | 731304205814 | 17255.00 | 25100.00 | 31060.00
| PD60G6FK1 | APC 60KVA PDU W/ 480 PRI 208/120 SEC | https://www.se.com/us/en/product/PD60G6FK1 | 480 3 PH | 120 ,208 3 PH | 3PH POWER DISTRIBUTION | Power Distribution | Configurable Power Distribution | 470.00(kilos) 1036.35(lbs) | 85.98x35.98x47.99(in) 218.40x91.40x121.90(cent) |  |  | 731304205821 | 17255.00 | 25100.00 | 31060.00
| PDM1316IEC-3P | APC IT Power Distribution Module 3x1 Pole 3 Wire 16A 3xIEC309 300cm, 360cm, 420cm | https://www.se.com/us/en/product/PDM1316IEC-3P | 400 3 PH | 230 | 3PH POWER DISTRIBUTION | Power Distribution | Modular Power Accessories | 4.60(kilos) 10.14(lbs) | 5.98x17.01x15.98(in) 15.20x43.20x40.60(cent) |  |  | 731304257974 | 1230.00 | 1800.00 | 2210.00
| PDM1320IEC-3P-1 | APC IT Power Distribution Module 3x1 Pole 3 Wire 20A 240V IEC309 260cm 380cm 500cm | https://www.se.com/us/en/product/PDM1320IEC-3P-1 | 240 | 240 | 3PH POWER DISTRIBUTION | Power Distribution | Modular Power Accessories | 4.60(kilos) 10.14(lbs) | 5.98x17.01x16.50(in) 15.20x43.20x41.90(cent) |  |  | 731304268178 | 683.00 | 999.00 | 1230.00
| PDM1320IEC-3P-2 | APC IT Power Distribution Module 3x1 Pole 3 Wire 20A 240V IEC309 680cm 860cm 1040cm | https://www.se.com/us/en/product/PDM1320IEC-3P-2 | 240 | 240 | 3PH POWER DISTRIBUTION | Power Distribution | Modular Power Accessories | 7.73(kilos) 17.04(lbs) | 5.98x17.01x16.50(in) 15.20x43.20x41.90(cent) |  |  | 731304268185 | 882.00 | 1300.00 | 1590.00
| PDM1320IEC-3P-3 | APC IT Power Distribution Module 3x1 Pole 3 Wire 20A 240V IEC309 1680cm 1680cm 1680cm | https://www.se.com/us/en/product/PDM1320IEC-3P-3 | 240 | 240 | 3PH POWER DISTRIBUTION | Power Distribution | Modular Power Accessories | 10.00(kilos) 22.05(lbs) | 5.98x17.01x16.50(in) 15.20x43.20x41.90(cent) |  |  | 731304268192 | 1075.00 | 1575.00 | 1935.00
| PDM1320L5-3P-1 | APC IT Power Distribution Module 3x1 Pole 3 Wire 20A 250V L5-20 UL 260cm 380cm 500cm | https://www.se.com/us/en/product/PDM1320L5-3P-1 | 208 3 PH | 120 | 3PH POWER DISTRIBUTION | Power Distribution | Modular Power Accessories | 2.50(kilos) 5.51(lbs) | 5.00x17.52x15.98(in) 12.70x44.50x40.60(cent) |  |  | 731304272045 | 1205.00 | 1750.00 | 2165.00
| PDM1320L5-3P-2 | APC IT Power Distribution Module 3x1 Pole 3 Wire 20A 250V L5-20 UL 680cm 860cm 1040cm | https://www.se.com/us/en/product/PDM1320L5-3P-2 | 208 3 PH | 120 | 3PH POWER DISTRIBUTION | Power Distribution | Modular Power Accessories | 2.50(kilos) 5.51(lbs) | 5.00x17.52x15.98(in) 12.70x44.50x40.60(cent) |  |  | 731304272052 | 1690.00 | 2450.00 | 3040.00
| PDM1320L5-3P-3 | APC IT Power Distribution Module 3x1 Pole 3 Wire 20A 240V L5-20 UL 1680cm 1680cm 1680cm | https://www.se.com/us/en/product/PDM1320L5-3P-3 | 208 3 PH | 120 | 3PH POWER DISTRIBUTION | Power Distribution | Modular Power Accessories | 2.50(kilos) 5.51(lbs) | 5.00x17.52x15.98(in) 12.70x44.50x40.60(cent) |  |  | 731304272069 | 2445.00 | 3550.00 | 4395.00
| PDM1332IEC-3P | APC IT Power Distribution Module 3x1 Pole 3 Wire 32A 3xIEC309 300cm, 360cm, 420cm | https://www.se.com/us/en/product/PDM1332IEC-3P | 400 3 PH | 230 | 3PH POWER DISTRIBUTION | Power Distribution | Modular Power Accessories | 7.30(kilos) 16.10(lbs) | 5.98x17.01x5.98(in) 15.20x43.20x15.20(cent) |  |  | 731304257622 | 1130.00 | 1650.00 | 2035.00
| PDM1332IEC-3P-2 | APC IT Power Distribution Module 3x1 Pole 3 Wire 32A 3xIEC309 480cm, 540cm, 600cm | https://www.se.com/us/en/product/PDM1332IEC-3P-2 | 400 3 PH | 230 | 3PH POWER DISTRIBUTION | Power Distribution | Modular Power Accessories | 7.30(kilos) 16.10(lbs) | 5.98x17.01x5.98(in) 15.20x43.20x15.20(cent) |  |  | 731304261742 | 1215.00 | 1775.00 | 2190.00
| PDM1332IEC-3P-3 | APC IT Power Distribution Module 3x1 Pole 3 Wire 32A 3xIEC309 660cm, 720cm, 780cm | https://www.se.com/us/en/product/PDM1332IEC-3P-3 | 400 3 PH | 230 | 3PH POWER DISTRIBUTION | Power Distribution | Modular Power Accessories | 7.30(kilos) 16.10(lbs) | 5.98x17.01x17.01(in) 15.20x43.20x43.20(cent) |  |  | 731304261759 | 1340.00 | 1950.00 | 2415.00
| PDM2316IEC-3P30R-1 | Pwr Dist. Mod. 3X1 Pole 3 Wire RCD 16A 3XIEC309 300cm, 360cm, 420cm | https://www.se.com/us/en/product/PDM2316IEC-3P30R-1 | 400 3 PH | 230 | 3PH POWER DISTRIBUTION | Power Distribution | Modular Power Accessories | 7.70(kilos) 16.98(lbs) | 10.00x17.01x15.98(in) 25.40x43.20x40.60(cent) |  |  | 731304285915 | 1230.00 | 1800.00 | 2210.00
| PDM2330L6-12-380 | APC IT Power Distribution Module 2 Pole 3 Wire 30A L1-L2 L6-30 380cm | https://www.se.com/us/en/product/PDM2330L6-12-380 | 208 | 208 | 3PH POWER DISTRIBUTION | Power Distribution | Modular Power Accessories | 5.20(kilos) 11.47(lbs) | 5.00x17.48x15.98(in) 12.70x44.40x40.60(cent) |  |  | 731304285991 | 585.00 | 849.00 | 1055.00
| PDM2330L6-12-500 | APC IT Power Distribution Module 2 Pole 3 Wire 30A L1-L2 L6-30 500CM | https://www.se.com/us/en/product/PDM2330L6-12-500 | 208 | 208 | 3PH POWER DISTRIBUTION | Power Distribution | Modular Power Accessories | 5.20(kilos) 11.47(lbs) | 5.00x17.48x15.98(in) 12.70x44.40x40.60(cent) |  |  | 731304286004 | 602.00 | 879.00 | 1085.00
| PDM2330L6-12-620 | APC IT Power Distribution Module 2 Pole 3 Wire 30A L1-L2 L6-30 620CM | https://www.se.com/us/en/product/PDM2330L6-12-620 | 208 | 208 | 3PH POWER DISTRIBUTION | Power Distribution | Modular Power Accessories | 5.20(kilos) 11.47(lbs) | 5.00x17.48x15.98(in) 12.70x44.40x40.60(cent) |  |  | 731304286011 | 633.00 | 919.00 | 1140.00
| PDM2330L6-12-740 | APC IT Power Distribution Module 2 Pole 3 Wire 30A L1-L2 L6-30 740CM | https://www.se.com/us/en/product/PDM2330L6-12-740 | 208 | 208 | 3PH POWER DISTRIBUTION | Power Distribution | Modular Power Accessories | 5.20(kilos) 11.47(lbs) | 5.00x17.48x15.98(in) 12.70x44.40x40.60(cent) |  |  | 731304286028 | 662.00 | 959.00 | 1195.00
| PDM2330L6-12-860 | APC IT Power Distribution Module 2 Pole 3 Wire 30A L1-L2 L6-30 860CM | https://www.se.com/us/en/product/PDM2330L6-12-860 | 208 | 208 | 3PH POWER DISTRIBUTION | Power Distribution | Modular Power Accessories | 5.20(kilos) 11.47(lbs) | 5.00x17.48x15.98(in) 12.70x44.40x40.60(cent) |  |  | 731304286035 | 677.00 | 989.00 | 1220.00
| PDM2330L6-12-980 | APC IT Power Distribution Module 2 Pole 3 Wire 30A L1-L2 L6-30 980CM | https://www.se.com/us/en/product/PDM2330L6-12-980 | 208 | 208 | 3PH POWER DISTRIBUTION | Power Distribution | Modular Power Accessories | 5.20(kilos) 11.47(lbs) | 5.00x17.48x15.98(in) 12.70x44.40x40.60(cent) |  |  | 731304286042 | 698.00 | 1025.00 | 1260.00
| PDM2330L6-12-1200 | APC IT Power Distribution Module 2 Pole 3 Wire 30A L1-L2 L6-30 1200CM | https://www.se.com/us/en/product/PDM2330L6-12-1200 | 208 | 208 | 3PH POWER DISTRIBUTION | Power Distribution | Modular Power Accessories | 5.20(kilos) 11.47(lbs) | 5.00x17.48x15.98(in) 12.70x44.40x40.60(cent) |  |  | 731304285960 | 831.00 | 1225.00 | 1500.00
| PDM2330L6-12-1400 | APC IT Power Distribution Module 2 Pole 3 Wire 30A L1-L2 L6-30 1400CM | https://www.se.com/us/en/product/PDM2330L6-12-1400 | 208 | 208 | 3PH POWER DISTRIBUTION | Power Distribution | Modular Power Accessories | 7.70(kilos) 16.98(lbs) | 10.00x17.01x15.98(in) 25.40x43.20x40.60(cent) |  |  | 731304285977 | 888.00 | 1300.00 | 1600.00
| PDM2330L6-12-1680 | APC IT Power Distribution Module 2 Pole 3 Wire 30A L1-L2 L6-30 1680CM | https://www.se.com/us/en/product/PDM2330L6-12-1680 | 208 | 208 | 3PH POWER DISTRIBUTION | Power Distribution | Modular Power Accessories | 7.70(kilos) 16.98(lbs) | 10.00x17.01x15.98(in) 25.40x43.20x40.60(cent) |  |  | 731304285984 | 970.00 | 1425.00 | 1750.00
| PDM2330L6-23-380 | APC IT Power Distribution Module 2 Pole 3 Wire 30A L2-L3 L6-30 380CM | https://www.se.com/us/en/product/PDM2330L6-23-380 | 208 | 208 | 3PH POWER DISTRIBUTION | Power Distribution | Modular Power Accessories | 5.20(kilos) 11.47(lbs) | 5.00x17.48x15.98(in) 12.70x44.40x40.60(cent) |  |  | 731304286080 | 585.00 | 849.00 | 1055.00
| PDM2330L6-23-500 | APC IT Power Distribution Module 2 Pole 3 Wire 30A L2-L3 L6-30 500CM | https://www.se.com/us/en/product/PDM2330L6-23-500 | 208 | 208 | 3PH POWER DISTRIBUTION | Power Distribution | Modular Power Accessories | 5.20(kilos) 11.47(lbs) | 5.00x17.48x15.98(in) 12.70x44.40x40.60(cent) |  |  | 731304286097 | 601.00 | 879.00 | 1085.00
| PDM2330L6-23-620 | APC IT Power Distribution Module 2 Pole 3 Wire 30A L2-L3 L6-30 620CM | https://www.se.com/us/en/product/PDM2330L6-23-620 | 208 | 208 | 3PH POWER DISTRIBUTION | Power Distribution | Modular Power Accessories | 5.20(kilos) 11.47(lbs) | 5.00x17.48x15.98(in) 12.70x44.40x40.60(cent) |  |  | 731304286103 | 634.00 | 919.00 | 1145.00
| PDM2330L6-23-740 | APC IT Power Distribution Module 2 Pole 3 Wire 30A L2-L3 L6-30 740CM | https://www.se.com/us/en/product/PDM2330L6-23-740 | 208 | 208 | 3PH POWER DISTRIBUTION | Power Distribution | Modular Power Accessories | 5.20(kilos) 11.47(lbs) | 5.00x17.48x15.98(in) 12.70x44.40x40.60(cent) |  |  | 731304286110 | 661.00 | 959.00 | 1190.00
| PDM2330L6-23-860 | APC IT Power Distribution Module 2 Pole 3 Wire 30A L2-L3 L6-30 860CM | https://www.se.com/us/en/product/PDM2330L6-23-860 | 208 | 208 | 3PH POWER DISTRIBUTION | Power Distribution | Modular Power Accessories | 5.20(kilos) 11.47(lbs) | 5.00x17.48x15.98(in) 12.70x44.40x40.60(cent) |  |  | 731304286127 | 679.00 | 989.00 | 1225.00
| PDM2330L6-23-980 | APC IT Power Distribution Module 2 Pole 3 Wire 30A L2-L3 L6-30 980CM | https://www.se.com/us/en/product/PDM2330L6-23-980 | 208 | 208 | 3PH POWER DISTRIBUTION | Power Distribution | Modular Power Accessories | 5.20(kilos) 11.47(lbs) | 5.00x17.48x15.98(in) 12.70x44.40x40.60(cent) |  |  | 731304286134 | 703.00 | 1025.00 | 1265.00
| PDM2330L6-23-1200 | APC IT Power Distribution Module 2 Pole 3 Wire 30A L2-L3 L6-30 1200CM | https://www.se.com/us/en/product/PDM2330L6-23-1200 | 208 | 208 | 3PH POWER DISTRIBUTION | Power Distribution | Modular Power Accessories | 5.20(kilos) 11.47(lbs) | 5.00x17.48x15.98(in) 12.70x44.40x40.60(cent) |  |  | 731304286059 | 826.00 | 1200.00 | 1490.00
| PDM2330L6-23-1400 | APC IT Power Distribution Module 2 Pole 3 Wire 30A L2-L3 L6-30 1400CM | https://www.se.com/us/en/product/PDM2330L6-23-1400 | 208 | 208 | 3PH POWER DISTRIBUTION | Power Distribution | Modular Power Accessories | 5.20(kilos) 11.47(lbs) | 5.00x17.48x15.98(in) 12.70x44.40x40.60(cent) |  |  | 731304286066 | 882.00 | 1300.00 | 1590.00
| PDM2330L6-23-1680 | APC IT Power Distribution Module 2 Pole 3 Wire 30A L2-L3 L6-30 1680CM | https://www.se.com/us/en/product/PDM2330L6-23-1680 | 208 | 208 | 3PH POWER DISTRIBUTION | Power Distribution | Modular Power Accessories | 5.20(kilos) 11.47(lbs) | 5.00x17.48x15.98(in) 12.70x44.40x40.60(cent) |  |  | 731304286073 | 970.00 | 1425.00 | 1745.00
| PDM2330L6-31-380 | APC IT Power Distribution Module 2 Pole 3 Wire 30A L3-L1 L6-30 380CM | https://www.se.com/us/en/product/PDM2330L6-31-380 | 208 | 208 | 3PH POWER DISTRIBUTION | Power Distribution | Modular Power Accessories | 5.20(kilos) 11.47(lbs) | 5.00x17.48x15.98(in) 12.70x44.40x40.60(cent) |  |  | 731304286172 | 585.00 | 849.00 | 1055.00
| PDM2330L6-31-500 | APC IT Power Distribution Module 2 Pole 3 Wire 30A L3-L1 L6-30 500CM | https://www.se.com/us/en/product/PDM2330L6-31-500 | 208 | 208 | 3PH POWER DISTRIBUTION | Power Distribution | Modular Power Accessories | 5.20(kilos) 11.47(lbs) | 5.00x17.48x15.98(in) 12.70x44.40x40.60(cent) |  |  | 731304286189 | 600.00 | 869.00 | 1080.00
| PDM2330L6-31-620 | APC IT Power Distribution Module 2 Pole 3 Wire 30A L3-L1 L6-30 620CM | https://www.se.com/us/en/product/PDM2330L6-31-620 | 208 | 208 | 3PH POWER DISTRIBUTION | Power Distribution | Modular Power Accessories | 5.20(kilos) 11.47(lbs) | 5.00x17.48x15.98(in) 12.70x44.40x40.60(cent) |  |  | 731304286196 | 632.00 | 919.00 | 1140.00
| PDM2330L6-31-740 | APC IT Power Distribution Module 2 Pole 3 Wire 30A L3-L1 L6-30 740CM | https://www.se.com/us/en/product/PDM2330L6-31-740 | 208 | 208 | 3PH POWER DISTRIBUTION | Power Distribution | Modular Power Accessories | 5.20(kilos) 11.47(lbs) | 5.00x17.48x15.98(in) 12.70x44.40x40.60(cent) |  |  | 731304286202 | 661.00 | 959.00 | 1190.00
| PDM2330L6-31-860 | APC IT Power Distribution Module 2 Pole 3 Wire 30A L3-L1 L6-30 860CM | https://www.se.com/us/en/product/PDM2330L6-31-860 | 208 | 208 | 3PH POWER DISTRIBUTION | Power Distribution | Modular Power Accessories | 5.20(kilos) 11.47(lbs) | 5.00x17.48x15.98(in) 12.70x44.40x40.60(cent) |  |  | 731304286219 | 678.00 | 989.00 | 1220.00
| PDM2330L6-31-980 | APC IT Power Distribution Module 2 Pole 3 Wire 30A L3-L1 L6-30 980CM | https://www.se.com/us/en/product/PDM2330L6-31-980 | 208 | 208 | 3PH POWER DISTRIBUTION | Power Distribution | Modular Power Accessories | 5.20(kilos) 11.47(lbs) | 5.00x17.48x15.98(in) 12.70x44.40x40.60(cent) |  |  | 731304286226 | 698.00 | 1025.00 | 1260.00
| PDM2330L6-31-1200 | APC IT Power Distribution Module 2 Pole 3 Wire 30A L3-L1 L6-30 1200CM | https://www.se.com/us/en/product/PDM2330L6-31-1200 | 208 | 208 | 3PH POWER DISTRIBUTION | Power Distribution | Modular Power Accessories | 5.20(kilos) 11.47(lbs) | 5.00x17.48x15.98(in) 12.70x44.40x40.60(cent) |  |  | 731304286141 | 826.00 | 1200.00 | 1490.00
| PDM2330L6-31-1400 | APC IT Power Distribution Module 2 Pole 3 Wire 30A L3-L1 L6-30 1400CM | https://www.se.com/us/en/product/PDM2330L6-31-1400 | 208 | 208 | 3PH POWER DISTRIBUTION | Power Distribution | Modular Power Accessories | 5.20(kilos) 11.47(lbs) | 5.00x17.48x15.98(in) 12.70x44.40x40.60(cent) |  |  | 731304286158 | 883.00 | 1300.00 | 1590.00
| PDM2330L6-31-1680 | APC IT Power Distribution Module 2 Pole 3 Wire 30A L3-L1 L6-30 1680CM | https://www.se.com/us/en/product/PDM2330L6-31-1680 | 208 | 208 | 3PH POWER DISTRIBUTION | Power Distribution | Modular Power Accessories | 5.20(kilos) 11.47(lbs) | 5.00x17.48x15.98(in) 12.70x44.40x40.60(cent) |  |  | 731304286165 | 973.00 | 1425.00 | 1755.00
| PDM2332IEC-3P30R-1 | PWR Dist. Mod. 3x1 POLE 3 WIRE RCD 32A 3xIEC309 300CM, 360CM, 420CM | https://www.se.com/us/en/product/PDM2332IEC-3P30R-1 | 400 3 PH | 230 | 3PH POWER DISTRIBUTION | Power Distribution | Modular Power Accessories | 7.70(kilos) 16.98(lbs) | 10.00x17.01x15.98(in) 25.40x43.20x40.60(cent) |  |  | 731304265641 | 1080.00 | 1575.00 | 1945.00
| PDM2332IEC-3P30R-2 | Power Dist. Mod. 3x1 POLE 3 Wire RCD 32A 3xIEC309 480CM, 540CM, 600CM | https://www.se.com/us/en/product/PDM2332IEC-3P30R-2 | 400 3 PH | 230 | 3PH POWER DISTRIBUTION | Power Distribution | Modular Power Accessories | 10.40(kilos) 22.93(lbs) | 10.00x17.01x15.98(in) 25.40x43.20x40.60(cent) |  |  | 731304265658 | 1180.00 | 1725.00 | 2125.00
| PDM2332IEC-3P30R-3 | Power Dist. Mod. 3x1 POLE 3 Wire RCD 32A 3xIEC309 660CM, 720CM, 780CM | https://www.se.com/us/en/product/PDM2332IEC-3P30R-3 | 400 3 PH | 230 | 3PH POWER DISTRIBUTION | Power Distribution | Modular Power Accessories | 13.10(kilos) 28.89(lbs) | 10.00x17.01x15.98(in) 25.40x43.20x40.60(cent) |  |  | 731304266419 | 1310.00 | 1900.00 | 2350.00
| PDM3450CS50-200 | APC IT Power Distribution Module 3 Pole 4 Wire 50A CS50 200cm | https://www.se.com/us/en/product/PDM3450CS50-200 | 208 3 PH | 208 3 PH | 3PH POWER DISTRIBUTION | Power Distribution | Modular Power Accessories | 4.27(kilos) 9.41(lbs) | 5.00x17.52x15.98(in) 12.70x44.50x40.60(cent) |  |  | 731304281504 | 1095.00 | 1600.00 | 1970.00
| PDM3450CS50-260 | APC IT Power Distribution Module 3 Pole 4 Wire 50A CS50 260cm | https://www.se.com/us/en/product/PDM3450CS50-260 | 208 3 PH | 208 3 PH | 3PH POWER DISTRIBUTION | Power Distribution | Modular Power Accessories | 4.45(kilos) 9.81(lbs) | 5.00x17.52x15.98(in) 12.70x44.50x40.60(cent) |  |  | 731304281511 | 1180.00 | 1725.00 | 2125.00
| PDM3450CS50-320 | APC IT Power Distribution Module 3 Pole 4 Wire 50A CS50 320cm | https://www.se.com/us/en/product/PDM3450CS50-320 | 208 3 PH | 208 3 PH | 3PH POWER DISTRIBUTION | Power Distribution | Modular Power Accessories | 4.64(kilos) 10.23(lbs) | 5.00x17.52x15.98(in) 12.70x44.50x40.60(cent) |  |  | 731304281528 | 1205.00 | 1750.00 | 2170.00
| PDM3450CS50-380 | APC IT Power Distribution Module 3 Pole 4 Wire 50A CS50 380cm | https://www.se.com/us/en/product/PDM3450CS50-380 | 208 3 PH | 208 3 PH | 3PH POWER DISTRIBUTION | Power Distribution | Modular Power Accessories | 4.82(kilos) 10.63(lbs) | 5.00x17.52x15.98(in) 12.70x44.50x40.60(cent) |  |  | 731304281535 | 1265.00 | 1850.00 | 2275.00
| PDM3450CS50-440 | APC IT Power Distribution Module 3 Pole 4 Wire 50A CS50 440cm | https://www.se.com/us/en/product/PDM3450CS50-440 | 208 3 PH | 208 3 PH | 3PH POWER DISTRIBUTION | Power Distribution | Modular Power Accessories | 5.00(kilos) 11.03(lbs) | 5.00x17.52x15.98(in) 12.70x44.50x40.60(cent) |  |  | 731304281542 | 1315.00 | 1925.00 | 2365.00
| PDM3450CS50-500 | APC IT Power Distribution Module 3 Pole 4 Wire 50A CS50 500cm | https://www.se.com/us/en/product/PDM3450CS50-500 | 208 3 PH | 208 3 PH | 3PH POWER DISTRIBUTION | Power Distribution | Modular Power Accessories | 5.18(kilos) 11.42(lbs) | 5.00x17.52x15.98(in) 12.70x44.50x40.60(cent) |  |  | 731304281559 | 1335.00 | 1950.00 | 2400.00
| PDM3450CS50-560 | APC IT Power Distribution Module 3 Pole 4 Wire 50A CS50 560cm | https://www.se.com/us/en/product/PDM3450CS50-560 | 208 3 PH | 208 3 PH | 3PH POWER DISTRIBUTION | Power Distribution | Modular Power Accessories | 5.36(kilos) 11.82(lbs) | 5.00x17.52x15.98(in) 12.70x44.50x40.60(cent) |  |  | 731304281566 | 1425.00 | 2075.00 | 2560.00
| PDM3450CS50-620 | APC IT Power Distribution Module 3 Pole 4 Wire 50A CS50 620cm | https://www.se.com/us/en/product/PDM3450CS50-620 | 208 3 PH | 208 3 PH | 3PH POWER DISTRIBUTION | Power Distribution | Modular Power Accessories | 5.55(kilos) 12.24(lbs) | 5.00x17.52x15.98(in) 12.70x44.50x40.60(cent) |  |  | 731304281573 | 1450.00 | 2100.00 | 2605.00
| PDM3450CS50-680 | APC IT Power Distribution Module 3 Pole 4 Wire 50A CS50 680cm | https://www.se.com/us/en/product/PDM3450CS50-680 | 208 3 PH | 208 3 PH | 3PH POWER DISTRIBUTION | Power Distribution | Modular Power Accessories | 5.73(kilos) 12.63(lbs) | 5.00x17.52x15.98(in) 12.70x44.50x40.60(cent) |  |  | 731304281580 | 1535.00 | 2250.00 | 2765.00
| PDM3450CS50-740 | APC IT Power Distribution Module 3 Pole 4 Wire 50A CS50 740c | https://www.se.com/us/en/product/PDM3450CS50-740 | 208 3 PH | 208 3 PH | 3PH POWER DISTRIBUTION | Power Distribution | Modular Power Accessories | 5.91(kilos) 13.03(lbs) | 5.00x17.52x15.98(in) 12.70x44.50x40.60(cent) |  |  | 731304281597 | 1560.00 | 2275.00 | 2810.00
| PDM3450CS50-800 | APC IT Power Distribution Module 3 Pole 4 Wire 50A CS50 800cm | https://www.se.com/us/en/product/PDM3450CS50-800 | 208 3 PH | 208 3 PH | 3PH POWER DISTRIBUTION | Power Distribution | Modular Power Accessories | 6.09(kilos) 13.43(lbs) | 5.00x17.52x15.98(in) 12.70x44.50x40.60(cent) |  |  | 731304281610 | 1615.00 | 2350.00 | 2900.00
| PDM3450CS50-860 | APC IT Power Distribution Module 3 Pole 4 Wire 50A CS50 860cm | https://www.se.com/us/en/product/PDM3450CS50-860 | 208 3 PH | 208 3 PH | 3PH POWER DISTRIBUTION | Power Distribution | Modular Power Accessories | 6.27(kilos) 13.83(lbs) | 5.00x17.52x15.98(in) 12.70x44.50x40.60(cent) |  |  | 731304281627 | 1730.00 | 2525.00 | 3110.00
| PDM3450CS50-920 | APC IT Power Distribution Module 3 Pole 4 Wire 50A CS50 920cm | https://www.se.com/us/en/product/PDM3450CS50-920 | 208 3 PH | 208 3 PH | 3PH POWER DISTRIBUTION | Power Distribution | Modular Power Accessories | 6.45(kilos) 14.22(lbs) | 5.00x17.52x15.98(in) 12.70x44.50x40.60(cent) |  |  | 731304281634 | 1720.00 | 2500.00 | 3095.00
| PDM3450CS50-980 | APC IT Power Distribution Module 3 Pole 4 Wire 50A CS50 980cm | https://www.se.com/us/en/product/PDM3450CS50-980 | 208 3 PH | 208 3 PH | 3PH POWER DISTRIBUTION | Power Distribution | Modular Power Accessories | 6.64(kilos) 14.64(lbs) | 5.00x17.52x15.98(in) 12.70x44.50x40.60(cent) |  |  | 731304281641 | 1795.00 | 2625.00 | 3235.00
| PDM3450CS50-1040 | APC IT Power Distribution Module 3 Pole 4 Wire 50A CS50 1040cm | https://www.se.com/us/en/product/PDM3450CS50-1040 | 208 3 PH | 208 3 PH | 3PH POWER DISTRIBUTION | Power Distribution | Modular Power Accessories | 6.82(kilos) 15.04(lbs) | 5.00x17.52x15.98(in) 12.70x44.50x40.60(cent) |  |  | 731304281481 | 1795.00 | 2625.00 | 3230.00
| PDM3450CS50-1680 | APC IT Power Distribution Module 3 Pole 4 Wire 50A CS50 1680CM | https://www.se.com/us/en/product/PDM3450CS50-1680 | 208 3 PH | 208 3 PH | 3PH POWER DISTRIBUTION | Power Distribution | Modular Power Accessories | 6.82(kilos) 15.04(lbs) | 5.00x17.48x15.98(in) 12.70x44.40x40.60(cent) |  |  | 731304281658 | 2395.00 | 3475.00 | 4310.00
| PDM3460IEC309-200 | APC IT Power Distribution Module 3 Pole 4 Wire 60A IEC309 200cm | https://www.se.com/us/en/product/PDM3460IEC309-200 | 208 3 PH | 208 3 PH | 3PH POWER DISTRIBUTION | Power Distribution | Modular Power Accessories | 2.50(kilos) 5.51(lbs) | 5.00x17.52x15.98(in) 12.70x44.50x40.60(cent) |  |  | 731304272670 | 1395.00 | 2025.00 | 2510.00
| PDM3460IEC309-260 | APC IT POWER DISTRIBUTION MODULE 3 POLE 4 WIRE 60A IEC309 260CM | https://www.se.com/us/en/product/PDM3460IEC309-260 | 208 3 PH | 208 3 PH | 3PH POWER DISTRIBUTION | Power Distribution | Modular Power Accessories | 4.45(kilos) 9.81(lbs) | 5.00x17.52x15.98(in) 12.70x44.50x40.60(cent) |  |  | 731304272588 | 1475.00 | 2150.00 | 2650.00
| PDM3460IEC309-320 | APC IT Power Distribution Module 3 Pole 4 Wire 60A IEC309 320cm | https://www.se.com/us/en/product/PDM3460IEC309-320 | 208 3 PH | 208 3 PH | 3PH POWER DISTRIBUTION | Power Distribution | Modular Power Accessories | 4.64(kilos) 10.23(lbs) | 5.00x17.52x15.98(in) 12.70x44.50x40.60(cent) |  |  | 731304272618 | 1560.00 | 2275.00 | 2810.00
| PDM3460IEC309-380 | APC IT Power Distribution Module 3 Pole 4 Wire 60A IEC309 380cm | https://www.se.com/us/en/product/PDM3460IEC309-380 | 208 3 PH | 208 3 PH | 3PH POWER DISTRIBUTION | Power Distribution | Modular Power Accessories | 4.82(kilos) 10.63(lbs) | 5.00x17.52x15.98(in) 12.70x44.50x40.60(cent) |  |  | 731304272571 | 1595.00 | 2325.00 | 2865.00
| PDM3460IEC309-440 | APC IT Power Distribution Module 3 Pole 4 Wire 60A IEC309 440cm | https://www.se.com/us/en/product/PDM3460IEC309-440 | 208 3 PH | 208 3 PH | 3PH POWER DISTRIBUTION | Power Distribution | Modular Power Accessories | 5.00(kilos) 11.03(lbs) | 5.00x17.52x15.98(in) 12.70x44.50x40.60(cent) |  |  | 731304272601 | 1695.00 | 2475.00 | 3055.00
| PDM3460IEC309-500 | APC IT Power Distribution Module 3 Pole 4 Wire 60A IEC309 500cm | https://www.se.com/us/en/product/PDM3460IEC309-500 | 208 3 PH | 208 3 PH | 3PH POWER DISTRIBUTION | Power Distribution | Modular Power Accessories | 5.18(kilos) 11.42(lbs) | 5.00x17.52x15.98(in) 12.70x44.50x40.60(cent) |  |  | 731304272502 | 1755.00 | 2550.00 | 3155.00
| PDM3460IEC309-560 | APC IT Power Distribution Module 3 Pole 4 Wire 60A IEC309 560cm | https://www.se.com/us/en/product/PDM3460IEC309-560 | 208 3 PH | 208 3 PH | 3PH POWER DISTRIBUTION | Power Distribution | Modular Power Accessories | 5.36(kilos) 11.82(lbs) | 5.00x17.52x15.98(in) 12.70x44.50x40.60(cent) |  |  | 731304272540 | 1835.00 | 2675.00 | 3300.00
| PDM3460IEC309-620 | APC IT Power Distribution Module 3 Pole 4 Wire 60A IEC309 620cm | https://www.se.com/us/en/product/PDM3460IEC309-620 | 208 3 PH | 208 3 PH | 3PH POWER DISTRIBUTION | Power Distribution | Modular Power Accessories | 5.55(kilos) 12.24(lbs) | 5.00x17.52x15.98(in) 12.70x44.50x40.60(cent) |  |  | 731304272526 | 1905.00 | 2775.00 | 3430.00
| PDM3460IEC309-680 | APC IT Power Distribution Module 3 Pole 4 Wire 60A IEC309 680cm | https://www.se.com/us/en/product/PDM3460IEC309-680 | 208 3 PH | 208 3 PH | 3PH POWER DISTRIBUTION | Power Distribution | Modular Power Accessories | 5.73(kilos) 12.63(lbs) | 5.00x17.52x15.98(in) 12.70x44.50x40.60(cent) |  |  | 731304272557 | 1975.00 | 2875.00 | 3550.00
| PDM3460IEC309-740 | APC IT Power Distribution Module 3 Pole 4 Wire 60A IEC309 740cm | https://www.se.com/us/en/product/PDM3460IEC309-740 | 208 3 PH | 208 3 PH | 3PH POWER DISTRIBUTION | Power Distribution | Modular Power Accessories | 5.91(kilos) 13.03(lbs) | 5.00x17.52x15.98(in) 12.70x44.50x40.60(cent) |  |  | 731304272595 | 2050.00 | 2975.00 | 3685.00
| PDM3460IEC309-800 | APC IT Power Distribution Module 3 Pole 4 Wire 60A IEC309 800cm | https://www.se.com/us/en/product/PDM3460IEC309-800 | 208 3 PH | 208 3 PH | 3PH POWER DISTRIBUTION | Power Distribution | Modular Power Accessories | 6.09(kilos) 13.43(lbs) | 5.00x17.52x15.98(in) 12.70x44.50x40.60(cent) |  |  | 731304272519 | 2125.00 | 3100.00 | 3820.00
| PDM3460IEC309-860 | APC IT Power Distribution Module 3 Pole 4 Wire 60A IEC309 860cm | https://www.se.com/us/en/product/PDM3460IEC309-860 | 208 3 PH | 208 3 PH | 3PH POWER DISTRIBUTION | Power Distribution | Modular Power Accessories | 6.27(kilos) 13.83(lbs) | 5.00x17.52x15.98(in) 12.70x44.50x40.60(cent) |  |  | 731304272564 | 2165.00 | 3150.00 | 3900.00
| PDM3460IEC309-920 | APC IT Power Distribution Module 3 Pole 4 Wire 60A IEC309 920cm | https://www.se.com/us/en/product/PDM3460IEC309-920 | 208 3 PH | 208 3 PH | 3PH POWER DISTRIBUTION | Power Distribution | Modular Power Accessories | 6.45(kilos) 14.22(lbs) | 5.00x17.52x15.98(in) 12.70x44.50x40.60(cent) |  |  | 731304272625 | 2260.00 | 3275.00 | 4065.00
| PDM3460IEC309-980 | APC IT Power Distribution Module 3 Pole 4 Wire 60A IEC309 980cm | https://www.se.com/us/en/product/PDM3460IEC309-980 | 208 3 PH | 208 3 PH | 3PH POWER DISTRIBUTION | Power Distribution | Modular Power Accessories | 6.64(kilos) 14.64(lbs) | 5.00x17.52x15.98(in) 12.70x44.50x40.60(cent) |  |  | 731304272649 | 2325.00 | 3375.00 | 4180.00
| PDM3460IEC309-1040 | APC IT Power Distribution Module 3 Pole 4 Wire 60A IEC309 1040cm | https://www.se.com/us/en/product/PDM3460IEC309-1040 | 208 3 PH | 208 3 PH | 3PH POWER DISTRIBUTION | Power Distribution | Modular Power Accessories | 5.20(kilos) 11.47(lbs) | 5.00x17.52x15.98(in) 12.70x44.50x40.60(cent) |  |  | 731304272656 | 2415.00 | 3500.00 | 4345.00
| PDM3460IEC309-1680 | APC IT Power Distribution Module 3 Pole 4 Wire 60A IEC309 1680cm | https://www.se.com/us/en/product/PDM3460IEC309-1680 | 208 3 PH | 208 3 PH | 3PH POWER DISTRIBUTION | Power Distribution | Modular Power Accessories | 26.36(kilos) 58.12(lbs) | 10.00x20.00x20.00(in) 25.40x50.80x50.80(cent) |  |  | 731304272632 | 3145.00 | 4575.00 | 5660.00
| PDM3516IEC-140 | APC IT Power Distribution Module 3 Pole 5 Wire 16A IEC309 140cm | https://www.se.com/us/en/product/PDM3516IEC-140 | 400 3 PH | 230 ,400 3 PH | 3PH POWER DISTRIBUTION | Power Distribution | Modular Power Accessories | 2.30(kilos) 5.07(lbs) | 5.98x17.01x15.98(in) 15.20x43.20x40.60(cent) |  |  | 731304257943 | 471.00 | 689.00 | 847.00
| PDM3516IEC-200 | APC IT Power Distribution Module 3 Pole 5 Wire 16A IEC309 200cm | https://www.se.com/us/en/product/PDM3516IEC-200 | 400 3 PH | 230 ,400 3 PH | 3PH POWER DISTRIBUTION | Power Distribution | Modular Power Accessories | 2.50(kilos) 5.51(lbs) | 5.98x17.01x15.98(in) 15.20x43.20x40.60(cent) |  |  | 731304258032 | 598.00 | 869.00 | 1080.00
| PDM3516IEC-260 | APC IT Power Distribution Module 3 Pole 5 Wire 16A IEC309 260cm | https://www.se.com/us/en/product/PDM3516IEC-260 | 400 3 PH | 230 ,400 3 PH | 3PH POWER DISTRIBUTION | Power Distribution | Modular Power Accessories | 2.70(kilos) 5.95(lbs) | 5.98x17.01x15.98(in) 15.20x43.20x40.60(cent) |  |  | 731304258049 | 566.00 | 829.00 | 1020.00
| PDM3516IEC-320 | APC IT Power Distribution Module 3 Pole 5 Wire 16A IEC309 320cm | https://www.se.com/us/en/product/PDM3516IEC-320 | 400 3 PH | 230 ,400 3 PH | 3PH POWER DISTRIBUTION | Power Distribution | Modular Power Accessories | 2.90(kilos) 6.39(lbs) | 5.98x17.01x15.98(in) 15.20x43.20x40.60(cent) |  |  | 731304257981 | 626.00 | 909.00 | 1130.00
| PDM3516IEC-380 | APC IT Power Distribution Module 3 Pole 5 Wire 16A IEC309 380cm | https://www.se.com/us/en/product/PDM3516IEC-380 | 400 3 PH | 230 ,400 3 PH | 3PH POWER DISTRIBUTION | Power Distribution | Modular Power Accessories | 3.10(kilos) 6.84(lbs) | 5.98x17.01x15.98(in) 15.20x43.20x40.60(cent) |  |  | 731304258056 | 640.00 | 929.00 | 1155.00
| PDM3516IEC-440 | APC IT Power Distribution Module 3 Pole 5 Wire 16A IEC309 440cm | https://www.se.com/us/en/product/PDM3516IEC-440 | 400 3 PH | 230 ,400 3 PH | 3PH POWER DISTRIBUTION | Power Distribution | Modular Power Accessories | 3.30(kilos) 7.28(lbs) | 5.98x17.01x15.98(in) 15.20x43.20x40.60(cent) |  |  | 731304258063 | 586.00 | 859.00 | 1055.00
| PDM3516IEC-500 | APC IT Power Distribution Module 3 Pole 5 Wire 16A IEC309 500cm | https://www.se.com/us/en/product/PDM3516IEC-500 | 400 3 PH | 230 ,400 3 PH | 3PH POWER DISTRIBUTION | Power Distribution | Modular Power Accessories | 3.50(kilos) 7.72(lbs) | 5.98x17.01x15.98(in) 15.20x43.20x40.60(cent) |  |  | 731304258070 | 647.00 | 939.00 | 1165.00
| PDM3516IEC-560 | APC IT Power Distribution Module 3 Pole 5 Wire 16A IEC309 560cm | https://www.se.com/us/en/product/PDM3516IEC-560 | 400 3 PH | 230 ,400 3 PH | 3PH POWER DISTRIBUTION | Power Distribution | Modular Power Accessories | 3.70(kilos) 8.16(lbs) | 5.98x17.01x15.98(in) 15.20x43.20x40.60(cent) |  |  | 731304258087 | 653.00 | 949.00 | 1175.00
| PDM3516IEC-620 | APC IT Power Distribution Module 3 Pole 5 Wire 16A IEC309 620cm | https://www.se.com/us/en/product/PDM3516IEC-620 | 400 3 PH | 230 ,400 3 PH | 3PH POWER DISTRIBUTION | Power Distribution | Modular Power Accessories | 3.80(kilos) 8.38(lbs) | 5.98x17.01x15.98(in) 15.20x43.20x40.60(cent) |  |  | 731304258094 | 791.00 | 1150.00 | 1425.00
| PDM3516IEC-680 | APC IT Power Distribution Module 3 Pole 5 Wire 16A IEC309 680cm | https://www.se.com/us/en/product/PDM3516IEC-680 | 400 3 PH | 230 ,400 3 PH | 3PH POWER DISTRIBUTION | Power Distribution | Modular Power Accessories | 4.00(kilos) 8.82(lbs) | 5.98x17.01x15.98(in) 15.20x43.20x40.60(cent) |  |  | 731304258100 | 772.00 | 1125.00 | 1390.00
| PDM3516IEC-740 | APC IT Power Distribution Module 3 Pole 5 Wire 16A IEC309 740cm | https://www.se.com/us/en/product/PDM3516IEC-740 | 400 3 PH | 230 ,400 3 PH | 3PH POWER DISTRIBUTION | Power Distribution | Modular Power Accessories | 4.20(kilos) 9.26(lbs) | 5.98x17.01x15.98(in) 15.20x43.20x40.60(cent) |  |  | 731304258117 | 809.00 | 1175.00 | 1460.00
| PDM3516IEC-800 | APC IT Power Distribution Module 3 Pole 5 Wire 16A IEC309 800cm | https://www.se.com/us/en/product/PDM3516IEC-800 | 400 3 PH | 230 ,400 3 PH | 3PH POWER DISTRIBUTION | Power Distribution | Modular Power Accessories | 4.40(kilos) 9.70(lbs) | 5.98x17.01x15.98(in) 15.20x43.20x40.60(cent) |  |  | 731304258124 | 779.00 | 1150.00 | 1405.00
| PDM3516IEC-860 | APC IT Power Distribution Module 3 Pole 5 Wire 16A IEC309 860cm | https://www.se.com/us/en/product/PDM3516IEC-860 | 400 3 PH | 230 ,400 3 PH | 3PH POWER DISTRIBUTION | Power Distribution | Modular Power Accessories | 4.60(kilos) 10.14(lbs) | 5.98x17.01x15.98(in) 15.20x43.20x40.60(cent) |  |  | 731304258230 | 631.00 | 919.00 | 1135.00
| PDM3516IEC-920 | APC IT Power Distribution Module 3 Pole 5 Wire 16A IEC309 920cm | https://www.se.com/us/en/product/PDM3516IEC-920 | 400 3 PH | 230 ,400 3 PH | 3PH POWER DISTRIBUTION | Power Distribution | Modular Power Accessories | 4.80(kilos) 10.58(lbs) | 5.98x17.01x15.98(in) 15.20x43.20x40.60(cent) |  |  | 731304258759 | 638.00 | 929.00 | 1150.00
| PDM3516IEC-980 | APC IT Power Distribution Module 3 Pole 5 Wire 16A IEC309 980cm | https://www.se.com/us/en/product/PDM3516IEC-980 | 400 3 PH | 230 ,400 3 PH | 3PH POWER DISTRIBUTION | Power Distribution | Modular Power Accessories | 5.00(kilos) 11.03(lbs) | 5.98x17.01x15.98(in) 15.20x43.20x40.60(cent) |  |  | 731304284406 | 646.00 | 939.00 | 1165.00
| PDM3516IEC-1040 | APC IT Power Distribution Module 3 Pole 5 Wire 16A IEC309 1040cm | https://www.se.com/us/en/product/PDM3516IEC-1040 | 400 3 PH | 230 ,400 3 PH | 3PH POWER DISTRIBUTION | Power Distribution | Modular Power Accessories | 5.20(kilos) 11.47(lbs) | 5.98x17.01x15.98(in) 15.20x43.20x40.60(cent) |  |  | 731304257998 | 652.00 | 949.00 | 1175.00
| PDM3520IEC309-200 | APC IT Power Distribution Module 3 Pole 5 Wire 20A 240V IEC309 200cm | https://www.se.com/us/en/product/PDM3520IEC309-200 | 230 | 240 | 3PH POWER DISTRIBUTION | Power Distribution | Modular Power Accessories | 4.27(kilos) 9.41(lbs) | 5.00x17.48x15.98(in) 12.70x44.40x40.60(cent) |  |  | 731304265375 | 629.00 | 919.00 | 1135.00
| PDM3520IEC309-260 | APC IT Power Distribution Module 3 Pole 5 Wire 20A 240V IEC309 260cm | https://www.se.com/us/en/product/PDM3520IEC309-260 | 230 | 240 | 3PH POWER DISTRIBUTION | Power Distribution | Modular Power Accessories | 4.45(kilos) 9.81(lbs) | 5.00x17.52x15.98(in) 12.70x44.50x40.60(cent) |  |  | 731304265368 | 637.00 | 929.00 | 1150.00
| PDM3520IEC309-320 | APC IT Power Distribution Module 3 Pole 5 Wire 20A 240V IEC309 320cm | https://www.se.com/us/en/product/PDM3520IEC309-320 | 230 | 240 | 3PH POWER DISTRIBUTION | Power Distribution | Modular Power Accessories | 4.64(kilos) 10.23(lbs) | 5.00x17.48x15.98(in) 12.70x44.40x40.60(cent) |  |  | 731304265399 | 636.00 | 929.00 | 1145.00
| PDM3520IEC309-380 | APC IT Power Distribution Module 3 Pole 5 Wire 20A 240V IEC309 380cm | https://www.se.com/us/en/product/PDM3520IEC309-380 | 230 | 240 | 3PH POWER DISTRIBUTION | Power Distribution | Modular Power Accessories | 4.82(kilos) 10.63(lbs) | 5.00x17.48x15.98(in) 12.70x44.40x40.60(cent) |  |  | 731304265382 | 632.00 | 919.00 | 1140.00
| PDM3520IEC309-440 | APC IT Power Distribution Module 3 Pole 5 Wire 20A 240V IEC309 440cm | https://www.se.com/us/en/product/PDM3520IEC309-440 | 230 | 240 | 3PH POWER DISTRIBUTION | Power Distribution | Modular Power Accessories | 5.00(kilos) 11.03(lbs) | 5.00x17.48x15.98(in) 12.70x44.40x40.60(cent) |  |  | 731304295846 | 653.00 | 949.00 | 1175.00
| PDM3520IEC309-500 | APC IT Power Distribution Module 3 Pole 5 Wire 20A 240V IEC309 500cm | https://www.se.com/us/en/product/PDM3520IEC309-500 | 230 | 240 | 3PH POWER DISTRIBUTION | Power Distribution | Modular Power Accessories | 5.18(kilos) 11.42(lbs) | 5.00x17.52x15.98(in) 12.70x44.50x40.60(cent) |  |  | 731304265290 | 673.00 | 979.00 | 1215.00
| PDM3520IEC309-560 | APC IT Power Distribution Module 3 Pole 5 Wire 20A 240V IEC309 560cm | https://www.se.com/us/en/product/PDM3520IEC309-560 | 230 | 240 | 3PH POWER DISTRIBUTION | Power Distribution | Modular Power Accessories | 5.36(kilos) 11.82(lbs) | 5.00x17.48x15.98(in) 12.70x44.40x40.60(cent) |  |  | 731304295853 | 669.00 | 979.00 | 1205.00
| PDM3520IEC309-620 | APC IT Power Distribution Module 3 Pole 5 Wire 20A 240V IEC309 620cm | https://www.se.com/us/en/product/PDM3520IEC309-620 | 230 | 240 | 3PH POWER DISTRIBUTION | Power Distribution | Modular Power Accessories | 5.55(kilos) 12.24(lbs) | 5.00x17.48x15.98(in) 12.70x44.40x40.60(cent) |  |  | 731304265306 | 677.00 | 989.00 | 1220.00
| PDM3520IEC309-680 | APC IT Power Distribution Module 3 Pole 5 Wire 20A 240V IEC309 680cm | https://www.se.com/us/en/product/PDM3520IEC309-680 | 230 | 240 | 3PH POWER DISTRIBUTION | Power Distribution | Modular Power Accessories | 5.73(kilos) 12.63(lbs) | 5.00x17.48x15.98(in) 12.70x44.40x40.60(cent) |  |  | 731304265313 | 685.00 | 999.00 | 1235.00
| PDM3520IEC309-740 | APC IT Power Distribution Module 3 Pole 5 Wire 20A 240V IEC309 740cm | https://www.se.com/us/en/product/PDM3520IEC309-740 | 230 | 240 | 3PH POWER DISTRIBUTION | Power Distribution | Modular Power Accessories | 5.91(kilos) 13.03(lbs) | 5.00x17.48x15.98(in) 12.70x44.40x40.60(cent) |  |  | 731304265320 | 675.00 | 979.00 | 1215.00
| PDM3520IEC309-800 | APC IT Power Distribution Module 3 Pole 5 Wire 20A 240V IEC309 800cm | https://www.se.com/us/en/product/PDM3520IEC309-800 | 230 | 240 | 3PH POWER DISTRIBUTION | Power Distribution | Modular Power Accessories | 6.09(kilos) 13.43(lbs) | 5.00x17.48x15.98(in) 12.70x44.40x40.60(cent) |  |  | 731304265337 | 681.00 | 989.00 | 1230.00
| PDM3520IEC309-860 | APC IT Power Distribution Module 3 Pole 5 Wire 20A 240V IEC309 860cm | https://www.se.com/us/en/product/PDM3520IEC309-860 | 230 | 240 | 3PH POWER DISTRIBUTION | Power Distribution | Modular Power Accessories | 6.27(kilos) 13.83(lbs) | 5.00x17.48x15.98(in) 12.70x44.40x40.60(cent) |  |  | 731304295884 | 705.00 | 1025.00 | 1270.00
| PDM3520IEC309-920 | APC IT Power Distribution Module 3 Pole 5 Wire 20A 240V IEC309 920cm | https://www.se.com/us/en/product/PDM3520IEC309-920 | 230 | 240 | 3PH POWER DISTRIBUTION | Power Distribution | Modular Power Accessories | 6.45(kilos) 14.22(lbs) | 5.00x17.48x15.98(in) 12.70x44.40x40.60(cent) |  |  | 731304295891 | 707.00 | 1025.00 | 1275.00
| PDM3520IEC309-980 | APC IT Power Distribution Module 3 Pole 5 Wire 20A 240V IEC309 980cm | https://www.se.com/us/en/product/PDM3520IEC309-980 | 230 | 240 | 3PH POWER DISTRIBUTION | Power Distribution | Modular Power Accessories | 6.64(kilos) 14.64(lbs) | 5.00x17.48x15.98(in) 12.70x44.40x40.60(cent) |  |  | 731304265344 | 702.00 | 1025.00 | 1265.00
| PDM3520IEC309-1040 | APC IT Power Distribution Module 3 Pole 5 Wire 20A 240V IEC309 1040cm | https://www.se.com/us/en/product/PDM3520IEC309-1040 | 230 | 240 | 3PH POWER DISTRIBUTION | Power Distribution | Modular Power Accessories | 6.82(kilos) 15.04(lbs) | 5.00x17.48x15.98(in) 12.70x44.40x40.60(cent) |  |  | 731304265351 | 717.00 | 1050.00 | 1295.00
| PDM3520IEC309-1680 | APC IT Power Distribution Module 3 Pole 5 Wire 20A 240V IEC309 1680cm | https://www.se.com/us/en/product/PDM3520IEC309-1680 | 230 | 240 | 3PH POWER DISTRIBUTION | Power Distribution | Modular Power Accessories | 8.82(kilos) 19.45(lbs) | 5.00x17.48x15.98(in) 12.70x44.40x40.60(cent) |  |  | 731304266495 | 813.00 | 1200.00 | 1465.00
| PDM3520L2120-200 | APC IT Power Distribution Module 3 Pole 5 Wire 20A L21-20 200cm | https://www.se.com/us/en/product/PDM3520L2120-200 | 208 3 PH | 120 | 3PH POWER DISTRIBUTION | Power Distribution | Modular Power Accessories | 2.50(kilos) 5.51(lbs) | 5.00x17.52x15.98(in) 12.70x44.50x40.60(cent) |  |  | 731304265177 | 606.00 | 879.00 | 1095.00
| PDM3520L2120-260 | APC IT Power Distribution Module 3 Pole 5 Wire 20A L21-20 260cm | https://www.se.com/us/en/product/PDM3520L2120-260 | 208 3 PH | 120 | 3PH POWER DISTRIBUTION | Power Distribution | Modular Power Accessories | 4.45(kilos) 9.81(lbs) | 5.00x17.52x15.98(in) 12.70x44.50x40.60(cent) |  |  | 731304265245 | 614.00 | 889.00 | 1105.00
| PDM3520L2120-320 | APC IT Power Distribution Module 3 Pole 5 Wire 20A L21-20 320cm | https://www.se.com/us/en/product/PDM3520L2120-320 | 208 3 PH | 120 | 3PH POWER DISTRIBUTION | Power Distribution | Modular Power Accessories | 4.64(kilos) 10.23(lbs) | 5.00x17.52x15.98(in) 12.70x44.50x40.60(cent) |  |  | 731304265153 | 634.00 | 919.00 | 1145.00
| PDM3520L2120-380 | APC IT Power Distribution Module 3 Pole 5 Wire 20A L21-20 380cm | https://www.se.com/us/en/product/PDM3520L2120-380 | 208 3 PH | 120 | 3PH POWER DISTRIBUTION | Power Distribution | Modular Power Accessories | 4.82(kilos) 10.63(lbs) | 5.00x17.52x15.98(in) 12.70x44.50x40.60(cent) |  |  | 731304265214 | 641.00 | 929.00 | 1155.00
| PDM3520L2120-440 | APC IT Power Distribution Module 3 Pole 5 Wire 20A L21-20 440cm | https://www.se.com/us/en/product/PDM3520L2120-440 | 208 3 PH | 120 | 3PH POWER DISTRIBUTION | Power Distribution | Modular Power Accessories | 5.00(kilos) 11.03(lbs) | 5.00x17.52x15.98(in) 12.70x44.50x40.60(cent) |  |  | 731304265221 | 660.00 | 959.00 | 1190.00
| PDM3520L2120-500 | APC IT Power Distribution Module 3 Pole 5 Wire 20A L21-20 500cm | https://www.se.com/us/en/product/PDM3520L2120-500 | 208 3 PH | 120 | 3PH POWER DISTRIBUTION | Power Distribution | Modular Power Accessories | 5.18(kilos) 11.42(lbs) | 5.00x17.52x15.98(in) 12.70x44.50x40.60(cent) |  |  | 731304282198 | 671.00 | 979.00 | 1210.00
| PDM3520L2120-560 | APC IT Power Distribution Module 3 Pole 5 Wire 20A L21-20 560cm | https://www.se.com/us/en/product/PDM3520L2120-560 | 208 3 PH | 120 | 3PH POWER DISTRIBUTION | Power Distribution | Modular Power Accessories | 5.36(kilos) 11.82(lbs) | 5.00x17.52x15.98(in) 12.70x44.50x40.60(cent) |  |  | 731304265238 | 692.00 | 1025.00 | 1245.00
| PDM3520L2120-620 | APC IT Power Distribution Module 3 Pole 5 Wire 20A L21-20 620cm | https://www.se.com/us/en/product/PDM3520L2120-620 | 208 3 PH | 120 | 3PH POWER DISTRIBUTION | Power Distribution | Modular Power Accessories | 5.55(kilos) 12.24(lbs) | 5.00x17.52x15.98(in) 12.70x44.50x40.60(cent) |  |  | 731304265184 | 706.00 | 1025.00 | 1275.00
| PDM3520L2120-680 | APC IT Power Distribution Module 3 Pole 5 Wire 20A L21-20 680cm | https://www.se.com/us/en/product/PDM3520L2120-680 | 208 3 PH | 120 | 3PH POWER DISTRIBUTION | Power Distribution | Modular Power Accessories | 5.73(kilos) 12.63(lbs) | 5.00x17.52x15.98(in) 12.70x44.50x40.60(cent) |  |  | 731304265276 | 726.00 | 1075.00 | 1310.00
| PDM3520L2120-740 | APC IT Power Distribution Module 3 Pole 5 Wire 20A L21-20 740cm | https://www.se.com/us/en/product/PDM3520L2120-740 | 208 3 PH | 120 | 3PH POWER DISTRIBUTION | Power Distribution | Modular Power Accessories | 5.91(kilos) 13.03(lbs) | 5.00x17.52x15.98(in) 12.70x44.50x40.60(cent) |  |  | 731304265269 | 731.00 | 1075.00 | 1320.00
| PDM3520L2120-800 | APC IT Power Distribution Module 3 Pole 5 Wire 20A L21-20 800cm | https://www.se.com/us/en/product/PDM3520L2120-800 | 208 3 PH | 120 | 3PH POWER DISTRIBUTION | Power Distribution | Modular Power Accessories | 6.09(kilos) 13.43(lbs) | 5.00x17.52x15.98(in) 12.70x44.50x40.60(cent) |  |  | 731304265207 | 747.00 | 1100.00 | 1345.00
| PDM3520L2120-860 | APC IT Power Distribution Module 3 Pole 5 Wire 20A L21-20 860cm | https://www.se.com/us/en/product/PDM3520L2120-860 | 208 3 PH | 120 | 3PH POWER DISTRIBUTION | Power Distribution | Modular Power Accessories | 6.27(kilos) 13.83(lbs) | 5.00x17.52x15.98(in) 12.70x44.50x40.60(cent) |  |  | 731304265160 | 760.00 | 1125.00 | 1370.00
| PDM3520L2120-920 | APC IT Power Distribution Module 3 Pole 5 Wire 20A L21-20 920cm | https://www.se.com/us/en/product/PDM3520L2120-920 | 208 3 PH | 120 | 3PH POWER DISTRIBUTION | Power Distribution | Modular Power Accessories | 6.45(kilos) 14.22(lbs) | 5.00x17.52x15.98(in) 12.70x44.50x40.60(cent) |  |  | 731304282204 | 778.00 | 1150.00 | 1400.00
| PDM3520L2120-980 | APC IT Power Distribution Module 3 Pole 5 Wire 20A L21-20 980cm | https://www.se.com/us/en/product/PDM3520L2120-980 | 208 3 PH | 120 | 3PH POWER DISTRIBUTION | Power Distribution | Modular Power Accessories | 6.64(kilos) 14.64(lbs) | 5.00x17.52x15.98(in) 12.70x44.50x40.60(cent) |  |  | 731304265283 | 792.00 | 1150.00 | 1430.00
| PDM3520L2120-1040 | APC IT Power Distribution Module 3 Pole 5 Wire 20A L21-20 1040cm | https://www.se.com/us/en/product/PDM3520L2120-1040 | 208 3 PH | 120 | 3PH POWER DISTRIBUTION | Power Distribution | Modular Power Accessories | 5.20(kilos) 11.47(lbs) | 5.00x17.52x15.98(in) 12.70x44.50x40.60(cent) |  |  | 731304282211 | 812.00 | 1200.00 | 1465.00
| PDM3520L2120-1680 | APC IT Power Distribution Module 3 Pole 5 Wire 20A L21-20 1680cm | https://www.se.com/us/en/product/PDM3520L2120-1680 | 208 3 PH | 120 | 3PH POWER DISTRIBUTION | Power Distribution | Modular Power Accessories | 5.20(kilos) 11.47(lbs) | 5.00x17.52x15.98(in) 12.70x44.50x40.60(cent) |  |  | 731304266501 | 969.00 | 1425.00 | 1745.00
| PDM3530L2130-200 | APC IT Power Distribution Module 3 Pole 5 Wire 30A L21-30 200cm | https://www.se.com/us/en/product/PDM3530L2130-200 | 208 3 PH | 120 | 3PH POWER DISTRIBUTION | Power Distribution | Modular Power Accessories | 2.50(kilos) 5.51(lbs) | 5.00x17.52x15.98(in) 12.70x44.50x40.60(cent) |  |  | 731304272427 | 777.00 | 1150.00 | 1400.00
| PDM3530L2130-260 | APC IT Power Distribution Module 3 Pole 5 Wire 30A L21-30 260cm | https://www.se.com/us/en/product/PDM3530L2130-260 | 208 3 PH | 120 | 3PH POWER DISTRIBUTION | Power Distribution | Modular Power Accessories | 4.45(kilos) 9.81(lbs) | 5.00x17.52x15.98(in) 12.70x44.50x40.60(cent) |  |  | 731304272410 | 813.00 | 1200.00 | 1465.00
| PDM3530L2130-320 | APC IT Power Distribution Module 3 Pole 5 Wire 30A L21-30 320cm | https://www.se.com/us/en/product/PDM3530L2130-320 | 208 3 PH | 120 | 3PH POWER DISTRIBUTION | Power Distribution | Modular Power Accessories | 4.64(kilos) 10.23(lbs) | 5.00x17.52x15.98(in) 12.70x44.50x40.60(cent) |  |  | 731304272472 | 830.00 | 1225.00 | 1495.00
| PDM3530L2130-380 | APC IT Power Distribution Module 3 Pole 5 Wire 30A L21-30 380cm | https://www.se.com/us/en/product/PDM3530L2130-380 | 208 3 PH | 120 | 3PH POWER DISTRIBUTION | Power Distribution | Modular Power Accessories | 4.82(kilos) 10.63(lbs) | 5.00x17.52x15.98(in) 12.70x44.50x40.60(cent) |  |  | 731304273042 | 868.00 | 1275.00 | 1565.00
| PDM3530L2130-440 | APC IT Power Distribution Module 3 Pole 5 Wire 30A L21-30 440cm | https://www.se.com/us/en/product/PDM3530L2130-440 | 208 3 PH | 120 | 3PH POWER DISTRIBUTION | Power Distribution | Modular Power Accessories | 5.00(kilos) 11.03(lbs) | 5.00x17.52x15.98(in) 12.70x44.50x40.60(cent) |  |  | 731304272441 | 900.00 | 1325.00 | 1620.00
| PDM3530L2130-500 | APC IT Power Distribution Module 3 Pole 5 Wire 30A L21-30 500cm | https://www.se.com/us/en/product/PDM3530L2130-500 | 208 3 PH | 120 | 3PH POWER DISTRIBUTION | Power Distribution | Modular Power Accessories | 5.18(kilos) 11.42(lbs) | 5.00x17.52x15.98(in) 12.70x44.50x40.60(cent) |  |  | 731304272397 | 927.00 | 1350.00 | 1670.00
| PDM3530L2130-560 | APC IT Power Distribution Module 3 Pole 5 Wire 30A L21-30 560cm | https://www.se.com/us/en/product/PDM3530L2130-560 | 208 3 PH | 120 | 3PH POWER DISTRIBUTION | Power Distribution | Modular Power Accessories | 5.36(kilos) 11.82(lbs) | 5.00x17.52x15.98(in) 12.70x44.50x40.60(cent) |  |  | 731304272403 | 953.00 | 1400.00 | 1715.00
| PDM3530L2130-620 | APC IT Power Distribution Module 3 Pole 5 Wire 30A L21-30 620cm | https://www.se.com/us/en/product/PDM3530L2130-620 | 208 3 PH | 120 | 3PH POWER DISTRIBUTION | Power Distribution | Modular Power Accessories | 5.55(kilos) 12.24(lbs) | 5.00x17.52x15.98(in) 12.70x44.50x40.60(cent) |  |  | 731304273035 | 993.00 | 1450.00 | 1790.00
| PDM3530L2130-680 | APC IT Power Distribution Module 3 Pole 5 Wire 30A L21-30 680cm | https://www.se.com/us/en/product/PDM3530L2130-680 | 208 3 PH | 120 | 3PH POWER DISTRIBUTION | Power Distribution | Modular Power Accessories | 5.73(kilos) 12.63(lbs) | 5.00x17.52x15.98(in) 12.70x44.50x40.60(cent) |  |  | 731304272458 | 1030.00 | 1500.00 | 1850.00
| PDM3530L2130-740 | APC IT Power Distribution Module 3 Pole 5 Wire 30A L21-30 740c | https://www.se.com/us/en/product/PDM3530L2130-740 | 208 3 PH | 120 | 3PH POWER DISTRIBUTION | Power Distribution | Modular Power Accessories | 5.91(kilos) 13.03(lbs) | 5.00x17.52x15.98(in) 12.70x44.50x40.60(cent) |  |  | 731304273011 | 1065.00 | 1550.00 | 1915.00
| PDM3530L2130-800 | APC IT Power Distribution Module 3 Pole 5 Wire 30A L21-30 800cm | https://www.se.com/us/en/product/PDM3530L2130-800 | 208 3 PH | 120 | 3PH POWER DISTRIBUTION | Power Distribution | Modular Power Accessories | 6.09(kilos) 13.43(lbs) | 5.00x17.52x15.98(in) 12.70x44.50x40.60(cent) |  |  | 731304272465 | 1090.00 | 1600.00 | 1960.00
| PDM3530L2130-860 | APC IT Power Distribution Module 3 Pole 5 Wire 30A L21-30 860cm | https://www.se.com/us/en/product/PDM3530L2130-860 | 208 3 PH | 120 | 3PH POWER DISTRIBUTION | Power Distribution | Modular Power Accessories | 6.27(kilos) 13.83(lbs) | 5.00x17.52x15.98(in) 12.70x44.50x40.60(cent) |  |  | 731304273028 | 1130.00 | 1650.00 | 2035.00
| PDM3530L2130-920 | APC IT Power Distribution Module 3 Pole 5 Wire 30A L21-30 920cm | https://www.se.com/us/en/product/PDM3530L2130-920 | 208 3 PH | 120 | 3PH POWER DISTRIBUTION | Power Distribution | Modular Power Accessories | 6.45(kilos) 14.22(lbs) | 5.00x17.52x15.98(in) 12.70x44.50x40.60(cent) |  |  | 731304272991 | 1145.00 | 1675.00 | 2060.00
| PDM3530L2130-980 | APC IT Power Distribution Module 3 Pole 5 Wire 30A L21-30 980cm | https://www.se.com/us/en/product/PDM3530L2130-980 | 208 3 PH | 120 | 3PH POWER DISTRIBUTION | Power Distribution | Modular Power Accessories | 6.64(kilos) 14.64(lbs) | 5.00x17.52x15.98(in) 12.70x44.50x40.60(cent) |  |  | 731304273004 | 1210.00 | 1750.00 | 2175.00
| PDM3530L2130-1040 | APC IT Power Distribution Module 3 Pole 5 Wire 30A L21-30 1040cm | https://www.se.com/us/en/product/PDM3530L2130-1040 | 208 3 PH | 120 | 3PH POWER DISTRIBUTION | Power Distribution | Modular Power Accessories | 5.20(kilos) 11.47(lbs) | 5.00x17.52x15.98(in) 12.70x44.50x40.60(cent) |  |  | 731304272380 | 1215.00 | 1775.00 | 2185.00
| PDM3530L2130-1680 | APC IT Power Distribution Module 3 Pole 5 Wire 30A L21-30 1680cm | https://www.se.com/us/en/product/PDM3530L2130-1680 | 208 3 PH | 120 | 3PH POWER DISTRIBUTION | Power Distribution | Modular Power Accessories | 5.20(kilos) 11.47(lbs) | 5.00x17.52x15.98(in) 12.70x44.50x40.60(cent) |  |  | 731304272489 | 1570.00 | 2275.00 | 2825.00
| PDM3532IEC-200 | APC IT Power Distribution Module 3 Pole 5 Wire 32A IEC309 200cm | https://www.se.com/us/en/product/PDM3532IEC-200 | 400 3 PH | 230 ,400 3 PH | 3PH POWER DISTRIBUTION | Power Distribution | Modular Power Accessories | 3.00(kilos) 6.62(lbs) | 5.98x17.01x15.98(in) 15.20x43.20x40.60(cent) |  |  | 731304258148 | 629.00 | 919.00 | 1135.00
| PDM3532IEC-260 | APC IT Power Distribution Module 3 Pole 5 Wire 32A IEC309 260cm | https://www.se.com/us/en/product/PDM3532IEC-260 | 400 3 PH | 230 ,400 3 PH | 3PH POWER DISTRIBUTION | Power Distribution | Modular Power Accessories | 3.30(kilos) 7.28(lbs) | 5.98x17.01x15.98(in) 15.20x43.20x40.60(cent) |  |  | 731304258155 | 705.00 | 1025.00 | 1270.00
| PDM3532IEC-320 | APC IT Power Distribution Module 3 Pole 5 Wire 32A IEC309 320cm | https://www.se.com/us/en/product/PDM3532IEC-320 | 400 3 PH | 230 ,400 3 PH | 3PH POWER DISTRIBUTION | Power Distribution | Modular Power Accessories | 3.60(kilos) 7.94(lbs) | 5.98x17.01x15.98(in) 15.20x43.20x40.60(cent) |  |  | 731304258001 | 696.00 | 1025.00 | 1255.00
| PDM3532IEC-380 | APC IT Power Distribution Module 3 Pole 5 Wire 32A IEC309 380cm | https://www.se.com/us/en/product/PDM3532IEC-380 | 400 3 PH | 230 ,400 3 PH | 3PH POWER DISTRIBUTION | Power Distribution | Modular Power Accessories | 3.90(kilos) 8.60(lbs) | 5.98x17.01x15.98(in) 15.20x43.20x40.60(cent) |  |  | 731304258162 | 628.00 | 919.00 | 1130.00
| PDM3532IEC-440 | APC IT Power Distribution Module 3 Pole 5 Wire 32A IEC309 440cm | https://www.se.com/us/en/product/PDM3532IEC-440 | 400 3 PH | 230 ,400 3 PH | 3PH POWER DISTRIBUTION | Power Distribution | Modular Power Accessories | 4.20(kilos) 9.26(lbs) | 5.98x17.01x15.98(in) 15.20x43.20x40.60(cent) |  |  | 731304258179 | 639.00 | 929.00 | 1150.00
| PDM3532IEC-500 | APC IT Power Distribution Module 3 Pole 5 Wire 32A IEC309 500cm | https://www.se.com/us/en/product/PDM3532IEC-500 | 400 3 PH | 230 ,400 3 PH | 3PH POWER DISTRIBUTION | Power Distribution | Modular Power Accessories | 4.60(kilos) 10.14(lbs) | 5.98x17.01x15.98(in) 15.20x43.20x40.60(cent) |  |  | 731304260059 | 647.00 | 939.00 | 1165.00
| PDM3532IEC-560 | APC IT Power Distribution Module 3 Pole 5 Wire 32A IEC309 560cm | https://www.se.com/us/en/product/PDM3532IEC-560 | 400 3 PH | 230 ,400 3 PH | 3PH POWER DISTRIBUTION | Power Distribution | Modular Power Accessories | 4.90(kilos) 10.80(lbs) | 5.98x17.01x15.98(in) 15.20x43.20x40.60(cent) |  |  | 731304258186 | 755.00 | 1100.00 | 1360.00
| PDM3532IEC-620 | APC IT Power Distribution Module 3 Pole 5 Wire 32A IEC309 620cm | https://www.se.com/us/en/product/PDM3532IEC-620 | 400 3 PH | 230 ,400 3 PH | 3PH POWER DISTRIBUTION | Power Distribution | Modular Power Accessories | 5.20(kilos) 11.47(lbs) | 5.98x17.01x15.98(in) 15.20x43.20x40.60(cent) |  |  | 731304258193 | 658.00 | 959.00 | 1185.00
| PDM3532IEC-680 | APC IT Power Distribution Module 3 Pole 5 Wire 32A IEC309 680cm | https://www.se.com/us/en/product/PDM3532IEC-680 | 400 3 PH | 230 ,400 3 PH | 3PH POWER DISTRIBUTION | Power Distribution | Modular Power Accessories | 5.50(kilos) 12.13(lbs) | 7.99x17.01x15.98(in) 20.30x43.20x40.60(cent) |  |  | 731304258896 | 665.00 | 969.00 | 1200.00
| PDM3532IEC-740 | APC IT Power Distribution Module 3 Pole 5 Wire 32A IEC309 740cm | https://www.se.com/us/en/product/PDM3532IEC-740 | 400 3 PH | 230 ,400 3 PH | 3PH POWER DISTRIBUTION | Power Distribution | Modular Power Accessories | 5.80(kilos) 12.79(lbs) | 5.98x17.01x15.98(in) 15.20x43.20x40.60(cent) |  |  | 731304258209 | 672.00 | 979.00 | 1210.00
| PDM3532IEC-800 | APC IT Power Distribution Module 3 Pole 5 Wire 32A IEC309 800cm | https://www.se.com/us/en/product/PDM3532IEC-800 | 400 3 PH | 230 ,400 3 PH | 3PH POWER DISTRIBUTION | Power Distribution | Modular Power Accessories | 6.10(kilos) 13.45(lbs) | 7.99x17.01x15.98(in) 20.30x43.20x40.60(cent) |  |  | 731304258216 | 680.00 | 989.00 | 1225.00
| PDM3532IEC-860 | APC IT Power Distribution Module 3 Pole 5 Wire 32A IEC309 860cm | https://www.se.com/us/en/product/PDM3532IEC-860 | 400 3 PH | 230 ,400 3 PH | 3PH POWER DISTRIBUTION | Power Distribution | Modular Power Accessories | 6.50(kilos) 14.33(lbs) | 7.99x17.01x15.98(in) 20.30x43.20x40.60(cent) |  |  | 731304258223 | 687.00 | 999.00 | 1240.00
| PDM3532IEC-920 | APC IT Power Distribution Module 3 Pole 5 Wire 32A IEC309 920cm | https://www.se.com/us/en/product/PDM3532IEC-920 | 400 3 PH | 230 ,400 3 PH | 3PH POWER DISTRIBUTION | Power Distribution | Modular Power Accessories | 6.80(kilos) 14.99(lbs) | 7.99x17.01x15.98(in) 20.30x43.20x40.60(cent) |  |  | 731304260066 | 791.00 | 1150.00 | 1425.00
| PDM3532IEC-980 | APC IT Power Distribution Module 3 Pole 5 Wire 32A IEC309 980cm | https://www.se.com/us/en/product/PDM3532IEC-980 | 400 3 PH | 230 ,400 3 PH | 3PH POWER DISTRIBUTION | Power Distribution | Modular Power Accessories | 7.10(kilos) 15.66(lbs) | 7.99x17.01x15.98(in) 20.30x43.20x40.60(cent) |  |  | 731304260073 | 701.00 | 1025.00 | 1265.00
| PDM3532IEC-1040 | APC IT Power Distribution Module 3 Pole 5 Wire 32A IEC309 1040cm | https://www.se.com/us/en/product/PDM3532IEC-1040 | 400 3 PH | 230 ,400 3 PH | 3PH POWER DISTRIBUTION | Power Distribution | Modular Power Accessories | 7.40(kilos) 16.32(lbs) | 7.99x17.01x15.98(in) 20.30x43.20x40.60(cent) |  |  | 731304258018 | 760.00 | 1125.00 | 1370.00
| PDM3540IEC309-200 | APC IT Power Distribution Module 3 Pole 5 Wire 40A IEC 309 200cm | https://www.se.com/us/en/product/PDM3540IEC309-200 | 415 3 PH | 240 | 3PH POWER DISTRIBUTION | Power Distribution | Modular Power Accessories | 6.82(kilos) 15.04(lbs) | 5.00x17.48x15.98(in) 12.70x44.40x40.60(cent) |  |  | 731304280989 | 1110.00 | 1625.00 | 2000.00
| PDM3540IEC309-260 | APC IT Power Distribution Module 3 Pole 5 Wire 40A IEC 309 260cm | https://www.se.com/us/en/product/PDM3540IEC309-260 | 415 3 PH | 240 | 3PH POWER DISTRIBUTION | Power Distribution | Modular Power Accessories | 6.82(kilos) 15.04(lbs) | 5.00x17.48x15.98(in) 12.70x44.40x40.60(cent) |  |  | 731304280996 | 1205.00 | 1750.00 | 2170.00
| PDM3540IEC309-320 | APC IT Power Distribution Module 3 Pole 5 Wire 40A IEC 309 320cm | https://www.se.com/us/en/product/PDM3540IEC309-320 | 415 3 PH | 240 | 3PH POWER DISTRIBUTION | Power Distribution | Modular Power Accessories | 6.82(kilos) 15.04(lbs) | 5.00x17.48x15.98(in) 12.70x44.40x40.60(cent) |  |  | 731304281009 | 1270.00 | 1850.00 | 2280.00
| PDM3540IEC309-380 | APC IT Power Distribution Module 3 Pole 5 Wire 40A IEC 309 380cm | https://www.se.com/us/en/product/PDM3540IEC309-380 | 415 3 PH | 240 | 3PH POWER DISTRIBUTION | Power Distribution | Modular Power Accessories | 6.82(kilos) 15.04(lbs) | 5.00x17.48x15.98(in) 12.70x44.40x40.60(cent) |  |  | 731304281016 | 1325.00 | 1925.00 | 2385.00
| PDM3540IEC309-440 | APC IT Power Distribution Module 3 Pole 5 Wire 40A IEC 309 440cm | https://www.se.com/us/en/product/PDM3540IEC309-440 | 415 3 PH | 240 | 3PH POWER DISTRIBUTION | Power Distribution | Modular Power Accessories | 6.82(kilos) 15.04(lbs) | 5.00x17.48x15.98(in) 12.70x44.40x40.60(cent) |  |  | 731304281023 | 1390.00 | 2025.00 | 2495.00
| PDM3540IEC309-500 | APC IT Power Distribution Module 3 Pole 5 Wire 40A IEC 309 500cm | https://www.se.com/us/en/product/PDM3540IEC309-500 | 415 3 PH | 240 | 3PH POWER DISTRIBUTION | Power Distribution | Modular Power Accessories | 6.82(kilos) 15.04(lbs) | 5.00x17.48x15.98(in) 12.70x44.40x40.60(cent) |  |  | 731304281030 | 1450.00 | 2100.00 | 2605.00
| PDM3540IEC309-560 | APC IT Power Distribution Module 3 Pole 5 Wire 40A IEC 309 560cm | https://www.se.com/us/en/product/PDM3540IEC309-560 | 415 3 PH | 240 | 3PH POWER DISTRIBUTION | Power Distribution | Modular Power Accessories | 6.82(kilos) 15.04(lbs) | 5.00x17.48x15.98(in) 12.70x44.40x40.60(cent) |  |  | 731304281047 | 1540.00 | 2250.00 | 2765.00
| PDM3540IEC309-620 | APC IT Power Distribution Module 3 Pole 5 Wire 40A IEC 309 620cm | https://www.se.com/us/en/product/PDM3540IEC309-620 | 415 3 PH | 240 | 3PH POWER DISTRIBUTION | Power Distribution | Modular Power Accessories | 6.82(kilos) 15.04(lbs) | 5.00x17.48x15.98(in) 12.70x44.40x40.60(cent) |  |  | 731304281054 | 1570.00 | 2275.00 | 2825.00
| PDM3540IEC309-680 | APC IT Power Distribution Module 3 Pole 5 Wire 40A IEC 309 680cm | https://www.se.com/us/en/product/PDM3540IEC309-680 | 415 3 PH | 240 | 3PH POWER DISTRIBUTION | Power Distribution | Modular Power Accessories | 6.82(kilos) 15.04(lbs) | 5.00x17.48x15.98(in) 12.70x44.40x40.60(cent) |  |  | 731304281061 | 1660.00 | 2425.00 | 2985.00
| PDM3540IEC309-740 | APC IT Power Distribution Module 3 Pole 5 Wire 40A IEC 309 740cm | https://www.se.com/us/en/product/PDM3540IEC309-740 | 415 3 PH | 240 | 3PH POWER DISTRIBUTION | Power Distribution | Modular Power Accessories | 6.82(kilos) 15.04(lbs) | 5.00x17.48x15.98(in) 12.70x44.40x40.60(cent) |  |  | 731304281078 | 1700.00 | 2475.00 | 3060.00
| PDM3540IEC309-800 | APC IT Power Distribution Module 3 Pole 5 Wire 40A IEC 309 800cm | https://www.se.com/us/en/product/PDM3540IEC309-800 | 415 3 PH | 240 | 3PH POWER DISTRIBUTION | Power Distribution | Modular Power Accessories | 6.82(kilos) 15.04(lbs) | 5.00x17.48x15.98(in) 12.70x44.40x40.60(cent) |  |  | 731304281085 | 1785.00 | 2600.00 | 3215.00
| PDM3540IEC309-860 | APC IT Power Distribution Module 3 Pole 5 Wire 40A IEC 309 860cm | https://www.se.com/us/en/product/PDM3540IEC309-860 | 415 3 PH | 240 | 3PH POWER DISTRIBUTION | Power Distribution | Modular Power Accessories | 6.82(kilos) 15.04(lbs) | 5.00x17.48x15.98(in) 12.70x44.40x40.60(cent) |  |  | 731304281092 | 1820.00 | 2650.00 | 3270.00
| PDM3540IEC309-920 | APC IT Power Distribution Module 3 Pole 5 Wire 40A IEC 309 920cm | https://www.se.com/us/en/product/PDM3540IEC309-920 | 415 3 PH | 240 | 3PH POWER DISTRIBUTION | Power Distribution | Modular Power Accessories | 6.82(kilos) 15.04(lbs) | 5.00x17.48x15.98(in) 12.70x44.40x40.60(cent) |  |  | 731304281108 | 1885.00 | 2750.00 | 3385.00
| PDM3540IEC309-980 | APC IT Power Distribution Module 3 Pole 5 Wire 40A IEC 309 980cm | https://www.se.com/us/en/product/PDM3540IEC309-980 | 415 3 PH | 240 | 3PH POWER DISTRIBUTION | Power Distribution | Modular Power Accessories | 6.82(kilos) 15.04(lbs) | 5.00x17.48x15.98(in) 12.70x44.40x40.60(cent) |  |  | 731304281115 | 1940.00 | 2825.00 | 3490.00
| PDM3540IEC309-1040 | APC IT Power Distribution Module 3 Pole 5 Wire 40A IEC 309 1040cm | https://www.se.com/us/en/product/PDM3540IEC309-1040 | 415 3 PH | 240 | 3PH POWER DISTRIBUTION | Power Distribution | Modular Power Accessories | 6.82(kilos) 15.04(lbs) | 5.00x17.48x15.98(in) 12.70x44.40x40.60(cent) |  |  | 731304280095 | 2005.00 | 2925.00 | 3610.00
| PDM3540IEC309-1680 | APC IT Power Distribution Module 3 Pole 5 Wire 40A IEC 309 1680cm | https://www.se.com/us/en/product/PDM3540IEC309-1680 | 415 3 PH | 240 | 3PH POWER DISTRIBUTION | Power Distribution | Modular Power Accessories | 6.82(kilos) 15.04(lbs) | 5.00x17.48x15.98(in) 12.70x44.40x40.60(cent) |  |  | 731304280972 | 2665.00 | 3875.00 | 4800.00
| PDM3563IEC-200 | APC IT Power Distribution Module 3 Pole 5 Wire 63A IEC309 200cm | https://www.se.com/us/en/product/PDM3563IEC-200 | 400 3 PH | 230 ,400 3 PH | 3PH POWER DISTRIBUTION | Power Distribution | Modular Power Accessories | 11.36(kilos) 25.05(lbs) | 7.01x17.99x17.01(in) 17.80x45.70x43.20(cent) |  |  | 731304283676 | 1625.00 | 2375.00 | 2920.00
| PDM3563IEC-440 | APC IT Power Distribution Module 3 Pole 5 Wire 63A IEC309 440cm | https://www.se.com/us/en/product/PDM3563IEC-440 | 400 3 PH | 230 ,400 3 PH | 3PH POWER DISTRIBUTION | Power Distribution | Modular Power Accessories | 17.73(kilos) 39.09(lbs) | 9.02x20.00x20.00(in) 22.90x50.80x50.80(cent) |  |  | 731304283713 | 2060.00 | 3000.00 | 3710.00
| PDM3563IEC-560 | APC IT Power Distribution Module 3 Pole 5 Wire 63A IEC309 560cm | https://www.se.com/us/en/product/PDM3563IEC-560 | 400 3 PH | 230 ,400 3 PH | 3PH POWER DISTRIBUTION | Power Distribution | Modular Power Accessories | 20.45(kilos) 45.09(lbs) | 9.02x20.00x20.00(in) 22.90x50.80x50.80(cent) |  |  | 731304283737 | 2265.00 | 3300.00 | 4075.00
| PDM3563IEC-740 | APC IT Power Distribution Module 3 Pole 5 Wire 63A IEC309 740cm | https://www.se.com/us/en/product/PDM3563IEC-740 | 400 3 PH | 230 ,400 3 PH | 3PH POWER DISTRIBUTION | Power Distribution | Modular Power Accessories | 25.00(kilos) 55.13(lbs) | 9.02x20.00x20.00(in) 22.90x50.80x50.80(cent) |  |  | 731304283768 | 2685.00 | 3900.00 | 4825.00
| PDM3563IEC-800 | APC IT Power Distribution Module 3 Pole 5 Wire 63A IEC309 800cm | https://www.se.com/us/en/product/PDM3563IEC-800 | 400 3 PH | 230 ,400 3 PH | 3PH POWER DISTRIBUTION | Power Distribution | Modular Power Accessories | 26.82(kilos) 59.14(lbs) | 9.02x20.00x20.00(in) 22.90x50.80x50.80(cent) |  |  | 731304283775 | 2715.00 | 3950.00 | 4890.00
| PDM3563IEC-920 | APC IT Power Distribution Module 3 Pole 5 Wire 63A IEC309 920cm | https://www.se.com/us/en/product/PDM3563IEC-920 | 400 3 PH | 230 ,400 3 PH | 3PH POWER DISTRIBUTION | Power Distribution | Modular Power Accessories | 29.55(kilos) 65.16(lbs) | 9.02x20.00x20.00(in) 22.90x50.80x50.80(cent) |  |  | 731304283799 | 2935.00 | 4275.00 | 5285.00
| PDM3563IEC-980 | APC IT Power Distribution Module 3 Pole 5 Wire 63A IEC309 980cm | https://www.se.com/us/en/product/PDM3563IEC-980 | 400 3 PH | 230 ,400 3 PH | 3PH POWER DISTRIBUTION | Power Distribution | Modular Power Accessories | 31.36(kilos) 69.15(lbs) | 9.02x20.00x20.00(in) 22.90x50.80x50.80(cent) |  |  | 731304283805 | 3045.00 | 4425.00 | 5480.00
| PDM3563IEC-1040 | APC IT Power Distribution Module 3 Pole 5 Wire 63A IEC309 1040cm | https://www.se.com/us/en/product/PDM3563IEC-1040 | 400 3 PH | 230 ,400 3 PH | 3PH POWER DISTRIBUTION | Power Distribution | Modular Power Accessories | 32.73(kilos) 72.17(lbs) | 9.02x20.00x20.00(in) 22.90x50.80x50.80(cent) |  |  | 731304283669 | 3435.00 | 5000.00 | 6180.00
| PDPB150G6F | InfraStruxure PDU, 150kVA, 416A, 480V:208V Isolation Transformer, 84 Poles, 1 Subfeed | https://www.se.com/us/en/product/PDPB150G6F | 480 3 PH | 208 3 PH | 3PH POWER DISTRIBUTION | Power Distribution | Configurable Power Distribution | 863.64(kilos) 1904.33(lbs) | 84.65x40.00x48.03(in) 215.00x101.60x122.00(cent) |  |  | 731304303381 | 32930.00 | 47800.00 | 59270.00
| PDPBQ | Adapted Power Distribution Unit and Associated Parts used with Infrastruxure PDU/RPP | https://www.se.com/us/en/product/PDPBQ |  |  | 3PH POWER DISTRIBUTION | Power Distribution | Configurable Power Distribution | 0.01(kilos) 0.02(lbs) | 0.00x0.00x0.00(in) 0.01x0.01x0.01(cent) |  |  |  | Call for Quote | Call for Quote | Call for Quote
| PDPM72F-5U | APC Modular Rack Distribution Panel, 72kVA, 200A, 208V, 18 Pole, 5U | https://www.se.com/us/en/product/PDPM72F-5U | 208 3 PH |  | 3PH POWER DISTRIBUTION | Power Distribution | Modular Power Distribution | 34.00(kilos) 74.97(lbs) | 15.98x24.02x35.00(in) 40.60x61.00x88.90(cent) |  |  | 731304264521 | 3065.00 | 4450.00 | 5510.00
| PDPM100F6F-M | APC 100kVA Modular Power Distribution Unit, Isolation Transformer, 208:208V, 72 Pole, MBP, 1 Subfeed | https://www.se.com/us/en/product/PDPM100F6F-M | 208 3 PH | 120 ,208 3 PH | 3PH POWER DISTRIBUTION | Power Distribution | Modular Power Distribution | 863.64(kilos) 1904.33(lbs) | 84.65x40.00x48.03(in) 215.00x101.60x122.00(cent) |  |  | 731304280873 | 29150.00 | 42300.00 | 52465.00
| PDPM100F-M | APC 100kVA Modular Power Distribution Unit, 208V, 72 Poles, MBP, 1 Subfeed | https://www.se.com/us/en/product/PDPM100F-M | 208 3 PH | 208 3 PH | 3PH POWER DISTRIBUTION | Power Distribution | Modular Power Distribution | 454.55(kilos) 1002.28(lbs) | 84.65x40.00x48.03(in) 215.00x101.60x122.00(cent) |  |  | 731304280866 | 14805.00 | 21500.00 | 26645.00
| PDPM100G6F-M | APC 100kVA Modular Power Distribution Unit, Isolation Transformer, 480:208V, 72 Pole, MBP, 1 Subfeed | https://www.se.com/us/en/product/PDPM100G6F-M | 480 3 PH | 120 ,208 3 PH | 3PH POWER DISTRIBUTION | Power Distribution | Modular Power Distribution | 863.64(kilos) 1904.33(lbs) | 84.65x40.00x48.03(in) 215.00x101.60x122.00(cent) |  |  | 731304280880 | 28635.00 | 41600.00 | 51545.00
| PDPM100L6F-M | APC 100kVA Modular Power Distribution Unit, Isolation Transformer, 600:208V, 72 Pole, MBP, 1 Subfeed | https://www.se.com/us/en/product/PDPM100L6F-M | 600 3 PH | 208 3 PH | 3PH POWER DISTRIBUTION | Power Distribution | Modular Power Distribution | 863.64(kilos) 1904.33(lbs) | 84.65x40.00x48.03(in) 215.00x101.60x122.00(cent) |  |  | 731304280897 | 28580.00 | 41500.00 | 51440.00
| PDPM100SC | APC Symmetra PX 100kW Bottom Feed Side Car, 300mm | https://www.se.com/us/en/product/PDPM100SC | 120 ,208 ,208 3 PH,480 3 PH,600 3 PH |  | 3PH POWER DISTRIBUTION | Power Distribution | Modular Power Distribution | 159.00(kilos) 350.60(lbs) | 84.65x33.39x47.64(in) 215.00x84.80x121.00(cent) |  |  | 731304280903 | 5185.00 | 7525.00 | 9325.00
| PDPM138H-5U | APC Modular Rack Distribution Panel, 138kVA, 200A, 400V, 18 Pole, 5U | https://www.se.com/us/en/product/PDPM138H-5U | 400 3 PH | 400 3 PH | 3PH POWER DISTRIBUTION | Power Distribution | Modular Power Distribution | 34.00(kilos) 74.97(lbs) | 15.98x24.02x35.00(in) 40.60x61.00x88.90(cent) |  |  | 731304257950 | 3080.00 | 4475.00 | 5545.00
| PDPM144F | APC Modular Remote Power Panel, 144kVA, 400A, 208V, 72 Pole, 300mm | https://www.se.com/us/en/product/PDPM144F | 208 3 PH | 208 3 PH | 3PH POWER DISTRIBUTION | Power Distribution | Modular Power Distribution | 182.27(kilos) 401.91(lbs) | 88.50x33.50x47.48(in) 224.80x85.10x120.60(cent) |  |  | 731304271611 | 11295.00 | 16400.00 | 20325.00
| PDPM150G6F | APC 144kVA Modular Power Distribution Unit, Isolation Transformer, 480:208V, 72 Poles, 2 Subfeed | https://www.se.com/us/en/product/PDPM150G6F | 480 3 PH | 208 3 PH | 3PH POWER DISTRIBUTION | Power Distribution | Modular Power Distribution | 882.00(kilos) 1944.81(lbs) | 84.76x40.00x47.99(in) 215.30x101.60x121.90(cent) |  |  | 731304295396 | 37945.00 | 55100.00 | 68300.00
| PDPM150L6F | APC 144kVA Modular Power Distribution Unit, Isolation Transformer, 600:208V, 72 Poles, 2 Subfeed | https://www.se.com/us/en/product/PDPM150L6F | 600 3 PH | 208 3 PH | 3PH POWER DISTRIBUTION | Power Distribution | Modular Power Distribution | 927.00(kilos) 2044.04(lbs) | 84.76x40.00x47.99(in) 215.30x101.60x121.90(cent) |  |  | 731304295402 | 37765.00 | 54800.00 | 67970.00
| PDPM150SC | APC 150kVA Modular PDU Bottom Feed Side Car, 300mm | https://www.se.com/us/en/product/PDPM150SC | 208 ,208 3 PH,480 3 PH,600 3 PH | 208 ,208 3 PH ,415 3 PH ,480 3 PH ,600 3 PH | 3PH POWER DISTRIBUTION | Power Distribution | Modular Power Distribution | 155.00(kilos) 341.78(lbs) | 84.65x33.39x47.64(in) 215.00x84.80x121.00(cent) |  |  | 731304296256 | 4330.00 | 6300.00 | 7795.00
| PDPM175G6H | APC 175kVA Modular Power Distribution Unit, Isolation Transformer, 480:415V, 72 Poles, 2 Subfeed | https://www.se.com/us/en/product/PDPM175G6H | 480 3 PH | 415 3 PH | 3PH POWER DISTRIBUTION | Power Distribution | Modular Power Distribution | 987.00(kilos) 2176.34(lbs) | 84.76x40.00x47.99(in) 215.30x101.60x121.90(cent) |  |  | 731304295419 | 40565.00 | 58900.00 | 73020.00
| PDPM277H | APC Modular Remote Power Panel, 277kVA, 400A, 400V, 72 Pole, 300mm | https://www.se.com/us/en/product/PDPM277H | 400 3 PH |  | 3PH POWER DISTRIBUTION | Power Distribution | Modular Power Distribution | 182.68(kilos) 402.81(lbs) | 88.50x33.58x47.52(in) 224.80x85.30x120.70(cent) |  |  | 731304258247 | 10955.00 | 15900.00 | 19715.00
| PDPM288G6H | APC Modular Power Distribution Unit, 266kVA, 400A, 480V:415V Auto-transformer, 72 Pole, 300mm | https://www.se.com/us/en/product/PDPM288G6H | 480 3 PH | 230 ,240 | 3PH POWER DISTRIBUTION | Power Distribution | Modular Power Distribution | 545.45(kilos) 1202.72(lbs) | 84.02x11.73x42.20(in) 213.40x29.80x107.20(cent) |  |  | 731304266273 | 27145.00 | 39400.00 | 48860.00
| PDPMQ | Adapted Power Distribution Unit and Associated Parts used with Modular PDU/RPP | https://www.se.com/us/en/product/PDPMQ |  |  | 3PH POWER DISTRIBUTION | Power Distribution | Modular Power Distribution | 0.01(kilos) 0.02(lbs) | 0.00x0.00x0.00(in) 0.01x0.01x0.01(cent) |  |  |  | Call for Quote | Call for Quote | Call for Quote
| PDPS4200 | ISX PDU 200 A 4 Wire Pin & Sleeve Connector | https://www.se.com/us/en/product/PDPS4200 |  |  | 3PH POWER DISTRIBUTION | Power Distribution | Configurable Power Accessories | 20.00(kilos) 44.10(lbs) | 12.01x12.01x80.00(in) 30.50x30.50x203.20(cent) |  |  | 731304203421 | 3150.00 | 4575.00 | 5670.00
| PDPT4200 | ISX PDU Input Top Entry Cable w/ a 200 A 4 Wire plug | https://www.se.com/us/en/product/PDPT4200 |  |  | 3PH POWER DISTRIBUTION | Power Distribution | Configurable Power Accessories | 20.00(kilos) 44.10(lbs) | 12.01x12.01x80.00(in) 30.50x30.50x203.20(cent) |  |  | 731304202929 | 4515.00 | 6550.00 | 8125.00
| PDRPPNX10 | APC Xmerless PDU 208 V | https://www.se.com/us/en/product/PDRPPNX10 | 208 3 PH | 120 ,208 3 PH | 3PH POWER DISTRIBUTION | Power Distribution | Configurable Power Distribution | 200.00(kilos) 441.00(lbs) | 85.98x35.98x47.99(in) 218.40x91.40x121.90(cent) |  |  | 731304205791 | 15425.00 | 22400.00 | 27760.00
| PDRPPNX10-M | APC Xmerless PDU w/ MBP 208 V | https://www.se.com/us/en/product/PDRPPNX10-M | 208 3 PH | 208 3 PH | 3PH POWER DISTRIBUTION | Power Distribution | Configurable Power Distribution | 240.00(kilos) 529.20(lbs) | 85.98x35.98x47.99(in) 218.40x91.40x121.90(cent) |  |  | 731304206606 | 15350.00 | 22300.00 | 27625.00
| PDT1B-KIT | T1 Breaker Kit for unsupported breaker amperages with Current Transformer without Adaptors | https://www.se.com/us/en/product/PDT1B-KIT |  |  | 3PH POWER DISTRIBUTION | Power Distribution | Configurable Power Accessories | 0.91(kilos) 2.01(lbs) | 5.00x5.00x5.00(in) 12.70x12.70x12.70(cent) |  |  | 731304278733 | 102.00 | 149.99 | 182.00
| PDW4L21-20XC | 4' CABLE EXTENDER 5-WIRE #10 AWG, UL WITH L21-20R/P | https://www.se.com/us/en/product/PDW4L21-20XC | 208 3 PH | 120 ,208 3 PH | 3PH POWER DISTRIBUTION | Power Distribution | Configurable Power Accessories | 0.92(kilos) 2.03(lbs) | 4.02x12.01x17.52(in) 10.20x30.50x44.50(cent) |  |  | 731304233053 | 165.00 | 239.99 | 297.00
| PDW6L21-20XC | 6' CABLE EXTENDER 5-WIRE #10 AWG, UL WITH L21-20R/P | https://www.se.com/us/en/product/PDW6L21-20XC | 208 3 PH | 120 ,208 3 PH | 3PH POWER DISTRIBUTION | Power Distribution | Configurable Power Accessories | 1.18(kilos) 2.60(lbs) | 4.02x12.01x17.52(in) 10.20x30.50x44.50(cent) |  |  | 731304233107 | 184.00 | 269.99 | 332.00
| PDW8L21-20XC | 8' CABLE EXTENDER 5-WIRE #10 AWG, UL WITH L21-20R/P | https://www.se.com/us/en/product/PDW8L21-20XC | 208 3 PH | 120 ,208 3 PH | 3PH POWER DISTRIBUTION | Power Distribution | Configurable Power Accessories | 1.50(kilos) 3.31(lbs) | 4.02x12.01x17.52(in) 10.20x30.50x44.50(cent) |  |  | 731304233039 | 202.00 | 299.99 | 364.00
| PDW10L21-20XC | 10' CABLE EXTENDER 5-WIRE #10 AWG, UL WITH L21-20R/P | https://www.se.com/us/en/product/PDW10L21-20XC | 208 3 PH | 120 ,208 3 PH | 3PH POWER DISTRIBUTION | Power Distribution | Configurable Power Accessories | 1.78(kilos) 3.92(lbs) | 4.02x12.01x17.52(in) 10.20x30.50x44.50(cent) |  |  | 731304233091 | 211.00 | 309.99 | 380.00
| PDW12L21-20XC | 12' CABLE EXTENDER 5-WIRE #10 AWG, UL WITH L21-20R/P | https://www.se.com/us/en/product/PDW12L21-20XC | 208 3 PH | 120 ,208 3 PH | 3PH POWER DISTRIBUTION | Power Distribution | Configurable Power Accessories | 2.05(kilos) 4.52(lbs) | 4.02x12.01x17.52(in) 10.20x30.50x44.50(cent) |  |  | 731304233060 | 227.00 | 329.99 | 408.00
| PDW13L6-30C | 3WIRE WHIP W/L6-30 13 FT | https://www.se.com/us/en/product/PDW13L6-30C |  |  | 3PH POWER DISTRIBUTION | Power Distribution | Configurable Power Accessories | 2.27(kilos) 5.01(lbs) | 5.98x12.01x12.01(in) 15.20x30.50x30.50(cent) |  |  | 731304201847 | 132.00 | 199.99 | 237.00
| PDW14L21-20XC | 14' CABLE EXTENDER 5-WIRE #10 AWG, UL WITH L21-20R/P | https://www.se.com/us/en/product/PDW14L21-20XC | 208 3 PH | 120 ,208 3 PH | 3PH POWER DISTRIBUTION | Power Distribution | Configurable Power Accessories | 2.36(kilos) 5.20(lbs) | 4.02x12.01x17.52(in) 10.20x30.50x44.50(cent) |  |  | 731304233114 | 245.00 | 359.99 | 440.00
| PDW16L21-20XC | 16' CABLE EXTENDER 5-WIRE #10 AWG, UL WITH L21-20R/P | https://www.se.com/us/en/product/PDW16L21-20XC | 208 3 PH | 120 ,208 3 PH | 3PH POWER DISTRIBUTION | Power Distribution | Configurable Power Accessories | 2.64(kilos) 5.82(lbs) | 4.02x12.01x17.52(in) 10.20x30.50x44.50(cent) |  |  | 731304233022 | 259.00 | 379.99 | 465.00
| PDW18L21-20XC | 18' CABLE EXTENDER 5-WIRE #10 AWG, UL WITH L21-20R/P | https://www.se.com/us/en/product/PDW18L21-20XC | 208 3 PH | 120 ,208 3 PH | 3PH POWER DISTRIBUTION | Power Distribution | Configurable Power Accessories | 2.91(kilos) 6.42(lbs) | 4.02x12.01x17.52(in) 10.20x30.50x44.50(cent) |  |  | 731304233084 | 276.00 | 409.00 | 497.00
| PDX316IEC-120 | APC Modular IT Power Distribution Cable Extender 3 Wire 16A IEC309 120cm | https://www.se.com/us/en/product/PDX316IEC-120 | 230 | 230 | 3PH POWER DISTRIBUTION | Power Distribution | Modular Power Accessories | 1.40(kilos) 3.09(lbs) | 5.98x17.01x15.98(in) 15.20x43.20x40.60(cent) |  |  | 731304258292 | 222.00 | 329.99 | 399.00
| PDX316IEC-240 | APC Modular IT Power Distribution Cable Extender 3 Wire 16A IEC309 240cm | https://www.se.com/us/en/product/PDX316IEC-240 | 230 | 230 | 3PH POWER DISTRIBUTION | Power Distribution | Modular Power Accessories | 1.70(kilos) 3.75(lbs) | 5.98x17.01x15.98(in) 15.20x43.20x40.60(cent) |  |  | 731304258308 | 312.00 | 459.00 | 561.00
| PDX316IEC-480 | APC Modular IT Power Distribution Cable Extender 3 Wire 16A IEC309 480cm | https://www.se.com/us/en/product/PDX316IEC-480 | 230 | 230 | 3PH POWER DISTRIBUTION | Power Distribution | Modular Power Accessories | 2.20(kilos) 4.85(lbs) | 5.98x17.01x15.98(in) 15.20x43.20x40.60(cent) |  |  | 731304258322 | 286.00 | 419.00 | 515.00
| PDX316IEC-600 | APC Modular IT Power Distribution Cable Extender 3 Wire 16A IEC309 600cm | https://www.se.com/us/en/product/PDX316IEC-600 | 230 | 230 | 3PH POWER DISTRIBUTION | Power Distribution | Modular Power Accessories | 2.40(kilos) 5.29(lbs) | 5.98x17.01x15.98(in) 15.20x43.20x40.60(cent) |  |  | 731304258339 | 233.00 | 339.99 | 420.00
| PDX316IEC-720 | APC Modular IT Power Distribution Cable Extender 3 Wire 16A IEC309 720cm | https://www.se.com/us/en/product/PDX316IEC-720 | 230 | 230 | 3PH POWER DISTRIBUTION | Power Distribution | Modular Power Accessories | 2.70(kilos) 5.95(lbs) | 5.98x17.01x15.98(in) 15.20x43.20x40.60(cent) |  |  | 731304258346 | 246.00 | 359.99 | 442.00
| PDX316IEC-840 | APC Modular IT Power Distribution Cable Extender 3 Wire 16A IEC309 840cm | https://www.se.com/us/en/product/PDX316IEC-840 | 230 | 230 | 3PH POWER DISTRIBUTION | Power Distribution | Modular Power Accessories | 2.90(kilos) 6.39(lbs) | 5.98x17.01x15.98(in) 15.20x43.20x40.60(cent) |  |  | 731304258353 | 162.00 | 239.99 | 291.00
| PDX316IEC-960 | APC Modular IT Power Distribution Cable Extender 3 Wire 16A IEC309 960cm | https://www.se.com/us/en/product/PDX316IEC-960 | 230 | 230 | 3PH POWER DISTRIBUTION | Power Distribution | Modular Power Accessories | 3.10(kilos) 6.84(lbs) | 5.98x17.01x15.98(in) 15.20x43.20x40.60(cent) |  |  | 731304295907 | 253.00 | 369.99 | 454.00
| PDX316IEC-1080 | APC Modular IT Power Distribution Cable Extender 3 Wire 16A IEC309 1080cm | https://www.se.com/us/en/product/PDX316IEC-1080 | 230 | 230 | 3PH POWER DISTRIBUTION | Power Distribution | Modular Power Accessories | 3.40(kilos) 7.50(lbs) | 5.98x17.01x15.98(in) 15.20x43.20x40.60(cent) |  |  | 731304258360 | 268.00 | 389.99 | 481.00
| PDX332IEC-120 | APC Modular IT Power Distribution Cable Extender 3 Wire 32A IEC309 120cm | https://www.se.com/us/en/product/PDX332IEC-120 | 230 | 230 | 3PH POWER DISTRIBUTION | Power Distribution | Modular Power Accessories | 1.90(kilos) 4.19(lbs) | 5.98x17.01x15.98(in) 15.20x43.20x40.60(cent) |  |  | 731304258377 | 294.00 | 429.00 | 529.00
| PDX332IEC-240 | APC Modular IT Power Distribution Cable Extender 3 Wire 32A IEC309 240cm | https://www.se.com/us/en/product/PDX332IEC-240 | 230 | 230 | 3PH POWER DISTRIBUTION | Power Distribution | Modular Power Accessories | 2.30(kilos) 5.07(lbs) | 5.98x17.01x15.98(in) 15.20x43.20x40.60(cent) |  |  | 731304258384 | 400.00 | 589.00 | 720.00
| PDX332IEC-480 | APC Modular IT Power Distribution Cable Extender 3 Wire 32A IEC309 480cm | https://www.se.com/us/en/product/PDX332IEC-480 | 230 | 230 | 3PH POWER DISTRIBUTION | Power Distribution | Modular Power Accessories | 3.20(kilos) 7.06(lbs) | 5.98x17.01x15.98(in) 15.20x43.20x40.60(cent) |  |  | 731304258407 | 373.00 | 549.00 | 670.00
| PDX332IEC-600 | APC Modular IT Power Distribution Cable Extender 3 Wire 32A IEC309 600cm | https://www.se.com/us/en/product/PDX332IEC-600 | 230 | 230 | 3PH POWER DISTRIBUTION | Power Distribution | Modular Power Accessories | 3.70(kilos) 8.16(lbs) | 5.98x17.01x15.98(in) 15.20x43.20x40.60(cent) |  |  | 731304258414 | 320.00 | 469.00 | 576.00
| PDX332IEC-720 | APC Modular IT Power Distribution Cable Extender 3 Wire 32A IEC309 720cm | https://www.se.com/us/en/product/PDX332IEC-720 | 230 | 230 | 3PH POWER DISTRIBUTION | Power Distribution | Modular Power Accessories | 4.10(kilos) 9.04(lbs) | 5.98x17.01x15.98(in) 15.20x43.20x40.60(cent) |  |  | 731304258421 | 332.00 | 489.00 | 597.00
| PDX332IEC-840 | APC Modular IT Power Distribution Cable Extender 3 Wire 32A IEC309 840cm | https://www.se.com/us/en/product/PDX332IEC-840 | 230 | 230 | 3PH POWER DISTRIBUTION | Power Distribution | Modular Power Accessories | 4.60(kilos) 10.14(lbs) | 5.98x17.01x15.98(in) 15.20x43.20x40.60(cent) |  |  | 731304258438 | 339.00 | 499.00 | 609.00
| PDX332IEC-960 | APC Modular IT Power Distribution Cable Extender 3 Wire 32A IEC309 960cm | https://www.se.com/us/en/product/PDX332IEC-960 | 230 | 230 | 3PH POWER DISTRIBUTION | Power Distribution | Modular Power Accessories | 5.00(kilos) 11.03(lbs) | 5.98x17.01x15.98(in) 15.20x43.20x40.60(cent) |  |  | 731304258445 | 437.00 | 639.00 | 785.00
| PDX332IEC-1200 | APC Modular IT Power Distribution Cable Extender 3 Wire 32A IEC309 1200cm | https://www.se.com/us/en/product/PDX332IEC-1200 | 230 | 230 | 3PH POWER DISTRIBUTION | Power Distribution | Modular Power Accessories | 5.90(kilos) 13.01(lbs) | 5.98x17.01x15.98(in) 15.20x43.20x40.60(cent) |  |  | 731304258452 | 471.00 | 689.00 | 847.00
| PDX516IEC-300 | APC Modular IT Power Distribution Cable Extender 5 Wire 16A IEC309 300cm | https://www.se.com/us/en/product/PDX516IEC-300 | 400 3 PH | 400 3 PH | 3PH POWER DISTRIBUTION | Power Distribution | Modular Power Accessories | 2.10(kilos) 4.63(lbs) | 5.98x17.01x15.98(in) 15.20x43.20x40.60(cent) |  |  | 731304258254 | 336.00 | 489.00 | 604.00
| PDX516IEC-600 | APC Modular IT Power Distribution Cable Extender 5 Wire 16A IEC309 600cm | https://www.se.com/us/en/product/PDX516IEC-600 | 400 3 PH | 400 3 PH | 3PH POWER DISTRIBUTION | Power Distribution | Modular Power Accessories | 3.00(kilos) 6.62(lbs) | 5.98x17.01x15.98(in) 15.20x43.20x40.60(cent) |  |  | 731304258261 | 441.00 | 639.00 | 793.00
| PDX532IEC-300 | APC Modular IT Power Distribution Cable Extender 5 Wire 32A IEC309 300cm | https://www.se.com/us/en/product/PDX532IEC-300 | 400 3 PH | 400 3 PH | 3PH POWER DISTRIBUTION | Power Distribution | Modular Power Accessories | 4.10(kilos) 9.04(lbs) | 5.98x17.01x15.98(in) 15.20x43.20x40.60(cent) |  |  | 731304258278 | 392.00 | 569.00 | 705.00
| PSX-PDU120V | 120 V TYPE PDU | https://www.se.com/us/en/product/PSX-PDU120V | 208 3 PH,480 3 PH,600 3 PH | 120 ,208 3 PH | 3PH POWER DISTRIBUTION | Power Distribution | Configurable Power Distribution | [5 empty] | Call for Quote | Call for Quote | Call for Quote
| PSX-PDU230V | 230 V TYPE PDU | https://www.se.com/us/en/product/PSX-PDU230V | 400 3 PH | 230 ,400 3 PH | 3PH POWER DISTRIBUTION | Power Distribution | Configurable Power Distribution |  |  |  |  | 731304455844 | Call for Quote | Call for Quote | Call for Quote
| PSX-RDP120V | 120 V TYPE RDP | https://www.se.com/us/en/product/PSX-RDP120V | 208 3 PH | 120 ,208 3 PH | 3PH POWER DISTRIBUTION | Power Distribution | Configurable Power Distribution | 295.46(kilos) 651.49(lbs) | 89.02x35.98x47.99(in) 226.10x91.40x121.90(cent) |  |  |  | Call for Quote | Call for Quote | Call for Quote
| PSX-RDP230V | 230 V TYPE RDP | https://www.se.com/us/en/product/PSX-RDP230V | 230 ,400 3 PH | 230 ,400 3 PH | 3PH POWER DISTRIBUTION | Power Distribution | Configurable Power Distribution | 295.46(kilos) 651.49(lbs) | 89.02x35.98x47.99(in) 226.10x91.40x121.90(cent) |  |  |  | Call for Quote | Call for Quote | Call for Quote
| QBWP | Custom Busway Plug-In-Units | https://www.se.com/us/en/product/QBWP |  |  | 3PH POWER DISTRIBUTION | Power Distribution | iBusway for Data Center | 0.01(kilos) 0.02(lbs) | 0.00x0.00x0.00(in) 0.01x0.01x0.01(cent) |  |  |  | Call for Quote | Call for Quote | Call for Quote
| QBWS | Custom Busway straight, Feed Unit and Busway accessories | https://www.se.com/us/en/product/QBWS |  |  | 3PH POWER DISTRIBUTION | Power Distribution | iBusway for Data Center | 0.01(kilos) 0.02(lbs) | 0.00x0.00x0.00(in) 0.01x0.01x0.01(cent) |  |  |  | Call for Quote | Call for Quote | Call for Quote
| QGBUS | Custom Galaxy Busway and associated parts | https://www.se.com/us/en/product/QGBUS |  |  | 3PH POWER DISTRIBUTION | Power Distribution | iBusway for Data Center |  |  |  |  | 731304434306 | Call for Quote | Call for Quote | Call for Quote
| QSPSTS | Static Transfer Switch, associated parts OEM from Smith Power(PDI) | https://www.se.com/us/en/product/QSPSTS |  |  | CRITICAL POWER COMPNTS | Power Distribution | Static Transfer Switches | [5 empty] | Call for Quote | Call for Quote | Call for Quote
| STS30 | MGE Upsilon STS 30A | https://www.se.com/us/en/product/STS30 | 400 3 PH | 400 3 PH | CRITICAL POWER COMPNTS | Power Distribution | Static Transfer Switches | 235.00(kilos) 518.18(lbs) | 79.92x37.01x31.50(in) 203.00x94.00x80.00(cent) |  |  |  | Call for Quote | Call for Quote | Call for Quote
| STS60 | MGE Upsilon STS 60A | https://www.se.com/us/en/product/STS60 | 400 3 PH | 400 3 PH | CRITICAL POWER COMPNTS | Power Distribution | Static Transfer Switches | 235.00(kilos) 518.18(lbs) | 79.92x37.01x31.50(in) 203.00x94.00x80.00(cent) |  |  |  | Call for Quote | Call for Quote | Call for Quote
| STS100 | MGE Upsilon STS 100A | https://www.se.com/us/en/product/STS100 | 400 3 PH | 400 3 PH | CRITICAL POWER COMPNTS | Power Distribution | Static Transfer Switches | 235.00(kilos) 518.18(lbs) | 79.92x37.01x31.50(in) 203.00x94.00x80.00(cent) |  |  |  | Call for Quote | Call for Quote | Call for Quote
| STS160 | MGE Upsilon STS 160A | https://www.se.com/us/en/product/STS160 | 400 3 PH | 400 3 PH | CRITICAL POWER COMPNTS | Power Distribution | Static Transfer Switches | 245.00(kilos) 540.23(lbs) | 79.92x37.01x31.50(in) 203.00x94.00x80.00(cent) |  |  |  | Call for Quote | Call for Quote | Call for Quote
| STS250 | MGE Upsilon STS 250A | https://www.se.com/us/en/product/STS250 | 400 3 PH | 400 3 PH | CRITICAL POWER COMPNTS | Power Distribution | Static Transfer Switches | 245.00(kilos) 540.23(lbs) | 79.92x37.01x31.50(in) 203.00x94.00x80.00(cent) |  |  |  | Call for Quote | Call for Quote | Call for Quote
| STS400 | MGE Upsilon STS 400A | https://www.se.com/us/en/product/STS400 | 400 3 PH | 400 3 PH | CRITICAL POWER COMPNTS | Power Distribution | Static Transfer Switches | 347.00(kilos) 765.14(lbs) | 79.92x37.01x31.50(in) 203.00x94.00x80.00(cent) |  |  |  | Call for Quote | Call for Quote | Call for Quote
| STS630 | MGE upsilon STS 630A | https://www.se.com/us/en/product/STS630 | 400 3 PH | 400 3 PH | CRITICAL POWER COMPNTS | Power Distribution | Static Transfer Switches | 347.00(kilos) 765.14(lbs) | 79.92x37.01x31.50(in) 203.00x94.00x80.00(cent) |  |  |  | Call for Quote | Call for Quote | Call for Quote
| STSAUX | MGE Upsilon STS Auxiliaries | https://www.se.com/us/en/product/STSAUX |  |  | CRITICAL POWER COMPNTS | Power Distribution | Static Transfer Switches | 350.00(kilos) 771.75(lbs) | 79.92x37.01x31.50(in) 203.00x94.00x80.00(cent) |  |  |  | Call for Quote | Call for Quote | Call for Quote
| STSPM60 | POWER MODULE UPSILON STS 60AMPS | https://www.se.com/us/en/product/STSPM60 |  |  | CRITICAL POWER COMPNTS | Power Distribution | Static Transfer Switches | [5 empty] | Call for Quote | Call for Quote | Call for Quote
| STSPM100 | POWER MODULE UPSILON STS 100AMPS | https://www.se.com/us/en/product/STSPM100 |  |  | CRITICAL POWER COMPNTS | Power Distribution | Static Transfer Switches | [5 empty] | Call for Quote | Call for Quote | Call for Quote
| STSPM630 | POWER MODULE UPSILON STS 630AMPS | https://www.se.com/us/en/product/STSPM630 |  |  | CRITICAL POWER COMPNTS | Power Distribution | Static Transfer Switches | [5 empty] | Call for Quote | Call for Quote | Call for Quote
| USTSQ | Adapted Static Transfer Switch, And Associated Parts Used With Critical Power Components | https://www.se.com/us/en/product/USTSQ |  |  | CRITICAL POWER COMPNTS | Power Distribution | Static Transfer Switches | 0.01(kilos) 0.02(lbs) | 0.00x0.00x0.00(in) 0.01x0.01x0.01(cent) |  |  |  | Call for Quote | Call for Quote | Call for Quote
| WPD80K150G6F-SPL1 | 80/150K PDU Spare Part Kit Level 1 | https://www.se.com/us/en/product/WPD80K150G6F-SPL1 |  |  | SPARES 3PH | Power Distribution | Configurable Power Distribution | 0.01(kilos) 0.02(lbs) |  |  |  | 731304245018 | 12215.00 | 12900.00 | 23140.00
| WSTS30-100A3P-SPL2 | MGE STS Upsilon 30/60/100A 3 Pole Support Set - Spare Part Kit Level 2 | https://www.se.com/us/en/product/WSTS30-100A3P-SPL2 |  |  | SPARES 3PH | Power Distribution | Static Transfer Switches | 20.96(kilos) 46.21(lbs) | 31.50x15.75x23.62(in) 80.00x40.00x60.00(cent) |  |  | 731304572268 | 20935.00 | 22100.00 | 39660.00
| WSTS30-100A3P-SPL3 | MGE STS Upsilon 30/60/100A 3 Pole Complete Set - Spare Part Kit Level 3 | https://www.se.com/us/en/product/WSTS30-100A3P-SPL3 |  |  | SPARES 3PH | Power Distribution | Static Transfer Switches | 36.92(kilos) 81.41(lbs) | 39.37x27.56x21.65(in) 100.00x70.00x55.00(cent) |  |  | 731304572275 | 31470.00 | 33200.00 | 59630.00
| WSTS30-100A4P-SPL2 | MGE STS Upsilon 30/40/100A 4 Pole Support Set - Spare Part Kit Level 2 | https://www.se.com/us/en/product/WSTS30-100A4P-SPL2 |  |  | SPARES 3PH | Power Distribution | Static Transfer Switches | 19.96(kilos) 44.01(lbs) | 31.50x15.75x23.62(in) 80.00x40.00x60.00(cent) |  |  | 731304572282 | 21580.00 | 22800.00 | 40890.00
| WSTS30-100A4P-SPL3 | MGE STS Upsilon 30/40/100A 4 Pole Complete Set - Spare Part Kit Level 3 | https://www.se.com/us/en/product/WSTS30-100A4P-SPL3 |  |  | SPARES 3PH | Power Distribution | Static Transfer Switches | 46.90(kilos) 103.42(lbs) | 39.37x27.56x21.65(in) 100.00x70.00x55.00(cent) |  |  | 731304572299 | 32750.00 | 34500.00 | 62055.00
| WSTS30-250A-SPL1 | MGE STS Upsilon 30-250A 3/4 Poles Emergency Set - Spare Part Kit Level 1 | https://www.se.com/us/en/product/WSTS30-250A-SPL1 |  |  | SPARES 3PH | Power Distribution | Static Transfer Switches | 5.99(kilos) 13.20(lbs) | 31.50x11.81x19.69(in) 80.00x30.00x50.00(cent) |  |  | 731304572305 | 11505.00 | 12200.00 | 21800.00
| WSTS250A3P-SPL2 | MGE STS Upsilon 160/250A 3 Pole Support Set - Spare Part Kit Level 2 | https://www.se.com/us/en/product/WSTS250A3P-SPL2 |  |  | SPARES 3PH | Power Distribution | Static Transfer Switches | 43.91(kilos) 96.82(lbs) | 31.50x15.75x23.62(in) 80.00x40.00x60.00(cent) |  |  | 731304572220 | 22030.00 | 23200.00 | 41735.00
| WSTS250A3P-SPL3 | MGE STS Upsilon 160/250A 3 Pole Complete Set - Spare Part Kit Level 3 | https://www.se.com/us/en/product/WSTS250A3P-SPL3 |  |  | SPARES 3PH | Power Distribution | Static Transfer Switches | 24.95(kilos) 55.01(lbs) | 39.37x27.56x21.65(in) 100.00x70.00x55.00(cent) |  |  | 731304572237 | 33555.00 | 35400.00 | 63575.00
| WSTS250A4P-SPL2 | MGE STS Upsilon 160/250A 4 Pole Support Set - Spare Part Kit Level 2 | https://www.se.com/us/en/product/WSTS250A4P-SPL2 |  |  | SPARES 3PH | Power Distribution | Static Transfer Switches | 20.96(kilos) 46.21(lbs) | 31.50x15.75x23.62(in) 80.00x40.00x60.00(cent) |  |  | 731304572244 | 19825.00 | 20900.00 | 37560.00
| WSTS250A4P-SPL3 | MGE STS Upsilon 160/250A 4 Pole Complete Set - Spare Part Kit Level 3 | https://www.se.com/us/en/product/WSTS250A4P-SPL3 |  |  | SPARES 3PH | Power Distribution | Static Transfer Switches | 51.89(kilos) 114.42(lbs) | 39.37x27.56x21.65(in) 100.00x70.00x55.00(cent) |  |  | 731304572251 | 34835.00 | 36700.00 | 66000.00
| WSTS400-630A-SPL1 | MGE STS Upsilon 400-630A 3/4 Poles Emergency Set - Spare Part Kit Level 1 | https://www.se.com/us/en/product/WSTS400-630A-SPL1 |  |  | SPARES 3PH | Power Distribution | Static Transfer Switches | 7.98(kilos) 17.60(lbs) | 31.50x11.81x19.69(in) 80.00x30.00x50.00(cent) |  |  | 731304572312 | 11605.00 | 12300.00 | 21990.00
| WSTS400-630A-SPL2 | MGE STS Upsilon 400-630A 3/4 Poles Support Set - Spare Part Kit Level 2 | https://www.se.com/us/en/product/WSTS400-630A-SPL2 |  |  | SPARES 3PH | Power Distribution | Static Transfer Switches | 44.91(kilos) 99.02(lbs) | 39.37x27.56x21.65(in) 100.00x70.00x55.00(cent) |  |  | 731304572329 | 27155.00 | 28600.00 | 51455.00
| WSTS400-630A-SPL3 | MGE STS Upsilon 400-630A 3/4 Poles Complete Set - Spare Part Kit Level 3 | https://www.se.com/us/en/product/WSTS400-630A-SPL3 |  |  | SPARES 3PH | Power Distribution | Static Transfer Switches | 106.78(kilos) 235.44(lbs) | 39.37x27.56x21.65(in) 100.00x70.00x55.00(cent) |  |  | 731304572336 | 55245.00 | 58200.00 | 104670.00
| WSTS400A-OPT1-SPL3 | MGE STS 400A-600A 208V W TVSS Complete Set - Spare Part Kit Level 3 | https://www.se.com/us/en/product/WSTS400A-OPT1-SPL3 |  |  | SPARES 3PH | Power Distribution | Static Transfer Switches | 14.44(kilos) 31.84(lbs) | 31.50x11.81x19.69(in) 80.00x30.00x50.00(cent) |  |  | 731304572398 | 28765.00 | 30300.00 | 54495.00
| WSTS400A-OPT2-SPL3 | MGE STS 400A-600A 480V W TVSS Complete Set - Spare Part Kit Level 3 | https://www.se.com/us/en/product/WSTS400A-OPT2-SPL3 |  |  | SPARES 3PH | Power Distribution | Static Transfer Switches | 14.44(kilos) 31.84(lbs) | 31.50x11.81x19.69(in) 80.00x30.00x50.00(cent) |  |  | 731304572404 | 26730.00 | 28200.00 | 50645.00
| WSTS400A-OPT3-SPL3 | MGE STS 400A-600A 600V W TVSS Complete Set - Spare Part Kit Level 3 | https://www.se.com/us/en/product/WSTS400A-OPT3-SPL3 |  |  | SPARES 3PH | Power Distribution | Static Transfer Switches | 14.44(kilos) 31.84(lbs) | 31.50x11.81x19.69(in) 80.00x30.00x50.00(cent) |  |  | 731304572411 | 26085.00 | 27500.00 | 49420.00
Security and Environmental Appliances >> Security and Environmental Monitoring | AP9370-10 | APC NetBotz HID Proximity Cards - 10 Pack | https://www.se.com/us/en/product/AP9370-10 |  |  | NETBOTZ SW ACCESSORIES | Security and Environmental Monitoring | NetBotz Access Control | 0.23(kilos) 0.51(lbs) | 1.81x6.38x9.13(in) 4.60x16.20x23.20(cent) |  |  | 731304251736 | 92.00 | 129.99 | 157.00
| NBHN125 | NetBotz 125 kHz Handle Kit | https://www.se.com/us/en/product/NBHN125 |  |  | NETBOTZ SW ACCESSORIES | Security and Environmental Monitoring | NetBotz Access Control | 1.25(kilos) 2.76(lbs) | 8.15x8.27x10.00(in) 20.70x21.00x25.40(cent) |  |  | 731304332077 | 780.00 | 1050.00 | 1340.00
| NBHN125S | NetBotz 125 kHz Single Handle Kit | https://www.se.com/us/en/product/NBHN125S |  |  | NETBOTZ SW ACCESSORIES | Security and Environmental Monitoring | NetBotz Access Control | 1.00(kilos) 2.21(lbs) | 8.15x8.27x10.00(in) 20.70x21.00x25.40(cent) |  |  | 731304429142 | 394.00 | 529.00 | 675.00
| NBHN0171 | APC SX Rack Handle Kit (for NetBotz Rack Access Pod 170) | https://www.se.com/us/en/product/NBHN0171 |  |  | NETBOTZ SW ACCESSORIES | Security and Environmental Monitoring | NetBotz Access Control | 1.25(kilos) 2.76(lbs) | 8.15x8.27x10.00(in) 20.70x21.00x25.40(cent) |  |  | 731304288121 | 379.00 | 509.00 | 649.00
| NBHN1356 | NetBotz 13.56 MHz Handle Kit | https://www.se.com/us/en/product/NBHN1356 |  |  | NETBOTZ SW ACCESSORIES | Security and Environmental Monitoring | NetBotz Access Control | 1.25(kilos) 2.76(lbs) | 8.15x8.27x10.00(in) 20.70x21.00x25.40(cent) |  |  | 731304332084 | 998.00 | 1350.00 | 1710.00
| NBHN1356S | NetBotz 13.56 MHz Single Handle Kit | https://www.se.com/us/en/product/NBHN1356S |  |  | NETBOTZ SW ACCESSORIES | Security and Environmental Monitoring | NetBotz Access Control | 1.00(kilos) 2.21(lbs) | 8.15x8.27x10.00(in) 20.70x21.00x25.40(cent) |  |  | 731304429135 | 499.00 | 669.00 | 855.00
| NBWL0756 | NetBotz Room Monitor 755 (with 120/240V PoE Injector) | https://www.se.com/us/en/product/NBWL0756 |  |  | NETBOTZ APPLIANCES | Security and Environmental Monitoring | NetBotz 750 | 4.45(kilos) 9.80(lbs) | 7.76x28.48x18.52(in) 19.72x72.35x47.04(cent) |  |  | 731304371915 | 2095.00 | 2800.00 | 3595.00
Sensors / Cameras / Licenses / Accessories >> Security and Environmental Monitoring | AP9324 | APC Alarm Beacon | https://www.se.com/us/en/product/AP9324 |  |  | NETBOTZ SW ACCESSORIES | Security and Environmental Monitoring | NetBotz Sensors | 0.34(kilos) 0.75(lbs) | 3.82x4.02x3.90(in) 9.70x10.20x9.90(cent) |  |  | 731304209409 | 174.00 | 239.99 | 299.00
| AP9335T | APC Temperature Sensor | https://www.se.com/us/en/product/AP9335T |  |  | NETBOTZ SW ACCESSORIES | Security and Environmental Monitoring | NetBotz Sensors | 0.23(kilos) 0.50(lbs) | 0.47x15.63x11.69(in) 1.20x39.70x29.70(cent) | 12 |  | 731304234012 | 80.00 | 109.99 | 137.00
| AP9335TH | APC Temperature & Humidity Sensor | https://www.se.com/us/en/product/AP9335TH |  |  | NETBOTZ SW ACCESSORIES | Security and Environmental Monitoring | NetBotz Sensors | 0.28(kilos) 0.62(lbs) | 0.39x5.98x10.00(in) 1.00x15.20x25.40(cent) |  |  | 731304234005 | 129.00 | 179.99 | 220.00
| AP9520TH | APC Temperature & Humidity Sensor with Display | https://www.se.com/us/en/product/AP9520TH |  |  | NETBOTZ SW ACCESSORIES | Security and Environmental Monitoring | NetBotz Sensors | 0.92(kilos) 2.03(lbs) | 9.02x6.50x2.01(in) 22.90x16.50x5.10(cent) |  |  | 731304206682 | 260.00 | 349.99 | 445.00
| NBAC0122 | Dual Power Supply (-5V/3.3V) for NetBotz 500 | https://www.se.com/us/en/product/NBAC0122 |  |  | NETBOTZ SW ACCESSORIES | Security and Environmental Monitoring | NetBotz Accessories and Cables | 1.36(kilos) 3.00(lbs) | 2.99x5.00x2.99(in) 7.60x12.70x7.60(cent) |  |  | 731304268970 | 137.00 | 189.99 | 234.00
| NBAC0301 | Surface Mounting Brackets for NetBotz Room Monitor Appliance or Camera Pod | https://www.se.com/us/en/product/NBAC0301 |  |  | NETBOTZ SW ACCESSORIES | Security and Environmental Monitoring | NetBotz Accessories and Cables | 0.60(kilos) 1.32(lbs) | 2.44x7.13x9.76(in) 6.20x18.10x24.80(cent) |  |  | 731304266693 | 100.00 | 139.99 | 171.00
| NBAC0302 | Rack Mounting Bracket for NetBotz Camera Pod 160 | https://www.se.com/us/en/product/NBAC0302 |  |  | NETBOTZ SW ACCESSORIES | Security and Environmental Monitoring | NetBotz Accessories and Cables | 0.60(kilos) 1.32(lbs) | 2.44x7.13x9.76(in) 6.20x18.10x24.80(cent) |  |  | 731304266709 | 116.00 | 159.99 | 198.00
| NBAC0303NA2 | APC POE Injector | https://www.se.com/us/en/product/NBAC0303NA2 |  |  | NETBOTZ SW ACCESSORIES | Security and Environmental Monitoring | NetBotz Accessories and Cables | 0.73(kilos) 1.60(lbs) | 3.00x7.50x6.00(in) 7.62x19.05x15.24(cent) |  |  | 731304415381 | 119.00 | 159.99 | 204.00
| NBES0301 | NetBotz Spot Fluid Sensor - 15ft. | https://www.se.com/us/en/product/NBES0301 |  |  | NETBOTZ SW ACCESSORIES | Security and Environmental Monitoring | NetBotz Sensors | 0.39(kilos) 0.86(lbs) | 0.98x5.98x5.00(in) 2.50x15.20x12.70(cent) |  |  | 731304268291 | 115.00 | 159.99 | 197.00
| NBES0302 | NetBotz Door Switch Sensor for Rooms or 3rd Party Racks - 50 ft. | https://www.se.com/us/en/product/NBES0302 |  |  | NETBOTZ SW ACCESSORIES | Security and Environmental Monitoring | NetBotz Sensors | 0.31(kilos) 0.68(lbs) | 1.89x6.46x9.13(in) 4.80x16.40x23.20(cent) |  |  | 731304262954 | 80.00 | 109.99 | 137.00
| NBES0303 | NetBotz Door Switch Sensors (2) for an APC Rack - 12 ft. | https://www.se.com/us/en/product/NBES0303 |  |  | NETBOTZ SW ACCESSORIES | Security and Environmental Monitoring | NetBotz Sensors | 0.49(kilos) 1.08(lbs) | 1.89x6.46x9.13(in) 4.80x16.40x23.20(cent) |  |  | 731304262855 | 102.00 | 139.99 | 175.00
| NBES0303S | NetBotz 1 Door Switch Sensor for an APC Rack - 12 ft. | https://www.se.com/us/en/product/NBES0303S |  |  | NETBOTZ SW ACCESSORIES | Security and Environmental Monitoring | NetBotz Sensors | 0.50(kilos) 1.10(lbs) | 1.89x6.46x9.13(in) 4.80x16.40x23.20(cent) |  |  | 731304429159 | 53.00 | 79.99 | 90.00
| NBES0304 | NetBotz Dry Contact Cable - 15 ft. | https://www.se.com/us/en/product/NBES0304 |  |  | NETBOTZ SW ACCESSORIES | Security and Environmental Monitoring | NetBotz Sensors | 0.27(kilos) 0.59(lbs) | 1.89x6.46x9.13(in) 4.80x16.40x23.20(cent) |  |  | 731304263579 | 38.00 | 59.99 | 65.00
| NBES0305 | NetBotz 0-5V Cable - 15 ft. | https://www.se.com/us/en/product/NBES0305 |  |  | NETBOTZ SW ACCESSORIES | Security and Environmental Monitoring | NetBotz Sensors | 0.27(kilos) 0.59(lbs) | 1.89x6.46x9.13(in) 4.80x16.40x23.20(cent) |  |  | 731304263586 | 61.00 | 89.99 | 105.00
| NBES0306 | NetBotz Vibration Sensor - 12 ft. | https://www.se.com/us/en/product/NBES0306 |  |  | NETBOTZ SW ACCESSORIES | Security and Environmental Monitoring | NetBotz Sensors | 0.25(kilos) 0.55(lbs) | 1.89x6.46x9.13(in) 4.80x16.40x23.20(cent) |  |  | 731304262831 | 103.00 | 139.99 | 177.00
| NBES0307 | NetBotz Smoke Sensor - 10 ft. | https://www.se.com/us/en/product/NBES0307 |  |  | NETBOTZ SW ACCESSORIES | Security and Environmental Monitoring | NetBotz Sensors | 0.98(kilos) 2.16(lbs) | 5.98x8.50x12.28(in) 15.20x21.60x31.20(cent) |  |  | 731304262824 | 252.00 | 339.99 | 432.00
| NBES0308 | NetBotz Leak Rope Sensor - 20 ft. | https://www.se.com/us/en/product/NBES0308 |  |  | NETBOTZ SW ACCESSORIES | Security and Environmental Monitoring | NetBotz Sensors | 0.52(kilos) 1.14(lbs) | 2.80x6.42x9.21(in) 7.10x16.30x23.40(cent) |  |  | 731304262817 | 300.00 | 399.99 | 513.00
| NBES0309 | NetBotz Leak Rope Extension - 20 ft. | https://www.se.com/us/en/product/NBES0309 |  |  | NETBOTZ SW ACCESSORIES | Security and Environmental Monitoring | NetBotz Sensors | 0.39(kilos) 0.86(lbs) | 2.01x6.42x9.21(in) 5.10x16.30x23.40(cent) |  |  | 731304262848 | 236.00 | 319.99 | 405.00
| NBES0311 | NetBotz Temperature Sensor - 32 in. (used with NetBotz Wireless Sensor Pod 180) | https://www.se.com/us/en/product/NBES0311 |  |  | NETBOTZ SW ACCESSORIES | Security and Environmental Monitoring | NetBotz Sensors | 0.05(kilos) 0.11(lbs) | 0.51x5.51x9.02(in) 1.30x14.00x22.90(cent) |  |  | 731304294665 | 86.00 | 119.99 | 147.00
| NBES0313 | NetBotz Door Switch Sensor for an APC Rack - 62 in. (used with NetBotz Wireless Sensor Pod 180) | https://www.se.com/us/en/product/NBES0313 |  |  | NETBOTZ SW ACCESSORIES | Security and Environmental Monitoring | NetBotz Sensors | 0.20(kilos) 0.44(lbs) | 1.81x6.42x9.02(in) 4.60x16.30x22.90(cent) |  |  | 731304293705 | 62.00 | 89.99 | 106.00
| NBPD0125 | NetBotz Rack Access Pod 175 (pod, 125 kHz handles, and door contacts for APC SX rack) | https://www.se.com/us/en/product/NBPD0125 |  |  | NETBOTZ SW ACCESSORIES | Security and Environmental Monitoring | NetBotz Rack Access | 0.01(kilos) 0.02(lbs) |  |  |  |  | 1145.00 | 1525.00 | 1960.00
| NBPD0150 | NetBotz Rack Sensor Pod 150 | https://www.se.com/us/en/product/NBPD0150 |  |  | NETBOTZ SW ACCESSORIES | Security and Environmental Monitoring | NetBotz Sensors | 1.82(kilos) 4.00(lbs) | 2.52x8.74x17.99(in) 6.40x22.20x45.70(cent) |  |  | 731304260257 | 217.00 | 289.99 | 371.00
| NBPD0155 | NetBotz Room Sensor Pod 155 | https://www.se.com/us/en/product/NBPD0155 |  |  | NETBOTZ SW ACCESSORIES | Security and Environmental Monitoring | NetBotz Sensors | 1.40(kilos) 3.08(lbs) | 10.24x6.50x11.26(in) 26.00x16.50x28.60(cent) |  |  | 731304268222 | 340.00 | 459.00 | 582.00
| NBPD0165 | NetBotz Camera Pod 165 | https://www.se.com/us/en/product/NBPD0165 |  |  | NETBOTZ SW ACCESSORIES | Security and Environmental Monitoring | Security Cameras | 0.50(kilos) 1.10(lbs) | 6.50x6.26x3.78(in) 16.50x15.90x9.60(cent) |  |  | 731304347514 | 363.00 | 489.00 | 621.00
| NBPD0175 | NetBotz Rack Access Pod 175 (pod only) | https://www.se.com/us/en/product/NBPD0175 |  |  | NETBOTZ SW ACCESSORIES | Security and Environmental Monitoring | NetBotz Rack Access | 0.45(kilos) 1.00(lbs) | 1.74x2.94x3.76(in) 4.42x7.47x9.55(cent) |  |  | 731304410997 | 543.00 | 729.00 | 931.00
| NBWC100U | NetBotz Wireless USB Coordinator & Router | https://www.se.com/us/en/product/NBWC100U |  |  | NETBOTZ SW ACCESSORIES | Security and Environmental Monitoring | NetBotz Sensors | 0.25(kilos) 0.55(lbs) | 2.01x6.50x9.25(in) 5.10x16.50x23.50(cent) |  |  | 731304314523 | 99.00 | 139.99 | 169.00
| NBWN0005 | NetBotz Advanced Software Pack #1 | https://www.se.com/us/en/product/NBWN0005 |  |  | NETBOTZ SW ACCESSORIES | Security and Environmental Monitoring | Software for NetBotz Appliances | 0.45(kilos) 0.99(lbs) | 9.02x0.24x12.01(in) 22.90x0.60x30.50(cent) |  |  | 731304265689 | 103.00 | 139.99 | 177.00
| NBWN0006 | NetBotz Device Monitoring (Five Nodes) Pack | https://www.se.com/us/en/product/NBWN0006 |  |  | NETBOTZ SW ACCESSORIES | Security and Environmental Monitoring | Software for NetBotz Appliances | 0.45(kilos) 0.99(lbs) | 9.02x0.24x12.01(in) 22.90x0.60x30.50(cent) |  |  | 731304265948 | 290.00 | 389.99 | 497.00
| NBWS100H | NetBotz Wireless Temperature & Humidity Sensor | https://www.se.com/us/en/product/NBWS100H |  |  | NETBOTZ SW ACCESSORIES | Security and Environmental Monitoring | NetBotz Sensors | 0.25(kilos) 0.55(lbs) | 2.01x6.50x9.25(in) 5.10x16.50x23.50(cent) |  |  | 731304312703 | 143.00 | 189.99 | 244.00
| NBWS100T | NetBotz Wireless Temperature Sensor | https://www.se.com/us/en/product/NBWS100T |  |  | NETBOTZ SW ACCESSORIES | Security and Environmental Monitoring | NetBotz Sensors | 0.25(kilos) 0.55(lbs) | 2.01x6.50x9.25(in) 5.10x16.50x23.50(cent) |  |  | 731304312710 | 98.00 | 139.99 | 168.00
Service Plans >> Assets & Systems Services | WADVPLUS-AX-14 | (1) Year Advantage Plus Service Plan for (1) InfraStruXure InRow SC | https://www.se.com/us/en/product/WADVPLUS-AX-14 |  |  | SP COOL ADV SER PLAN | Assets & Systems Services | Advantage Service Plan for Cooling | [5 empty] | 1455.00 | 1475.00 | 2345.00
| WADVPLUS-AX-15 | (1) Year Advantage Plus Service Plan for (1) In Row ACRD Half Rack 10kw | https://www.se.com/us/en/product/WADVPLUS-AX-15 |  |  | SP COOL ADV SER PLAN | Assets & Systems Services | Advantage Service Plan for Cooling | [5 empty] | 2470.00 | 2475.00 | 3985.00
| WADVPLUS-AX-22 | (1) Year Advantage Plus Service Plan for (1) InfraStruXure InRow RP Chilled Water | https://www.se.com/us/en/product/WADVPLUS-AX-22 |  |  | SP COOL ADV SER PLAN | Assets & Systems Services | Advantage Service Plan for Cooling | [5 empty] | 3690.00 | 3700.00 | 5950.00
| WADVPLUS-AX-25 | (1) Year Advantage Plus Service Plan for (1) InRoom Chilled Water 28-87kw | https://www.se.com/us/en/product/WADVPLUS-AX-25 |  |  | SP COOL ADV SER PLAN | Assets & Systems Services | Advantage Service Plan for Cooling | [5 empty] | 3190.00 | 3200.00 | 5150.00
| WADVPLUS-AX-26 | (1) Year Advantage Plus Service Plan for (1) InfraStruXure InRow RC Chilled Water | https://www.se.com/us/en/product/WADVPLUS-AX-26 |  |  | SP COOL ADV SER PLAN | Assets & Systems Services | Advantage Service Plan for Cooling | [5 empty] | 1850.00 | 1850.00 | 2980.00
| WADVPLUS-AX-27 | (1) Year Advantage Plus Service Plan for (1) InRoom Chilled Water 87kw | https://www.se.com/us/en/product/WADVPLUS-AX-27 |  |  | SP COOL ADV SER PLAN | Assets & Systems Services | Advantage Service Plan for Cooling | [5 empty] | 3530.00 | 3550.00 | 5695.00
| WADVPLUS-AX-28 | (1) Year Advantage Plus Service Plan for (1) In Row ACRD101 series | https://www.se.com/us/en/product/WADVPLUS-AX-28 |  |  | SP COOL ADV SER PLAN | Assets & Systems Services | Advantage Service Plan for Cooling |  |  |  |  | 731304568902 | 3375.00 | 3375.00 | 5445.00
| WADVPLUS-AX-34 | (1) Year Advantage Plus Service Plan for (1) In Row ACRD 300 and 301 Series | https://www.se.com/us/en/product/WADVPLUS-AX-34 |  |  | SP COOL ADV SER PLAN | Assets & Systems Services | Advantage Service Plan for Cooling | [5 empty] | 4045.00 | 4050.00 | 6530.00
| WADVPLUS-AX-36 | (1) Year Advantage Plus Service Plan for (1) In Row ACRH 301 series | https://www.se.com/us/en/product/WADVPLUS-AX-36 |  |  | SP COOL ADV SER PLAN | Assets & Systems Services | Advantage Service Plan for Cooling | [5 empty] | 4900.00 | 4900.00 | 7900.00
| WADVPLUS-AX-41 | (1) Year Advantage Plus Service Plan for (1) InfraStruXure InRow 600mm DX Air Cooled | https://www.se.com/us/en/product/WADVPLUS-AX-41 |  |  | SP COOL ADV SER PLAN | Assets & Systems Services | Advantage Service Plan for Cooling | [5 empty] | 3505.00 | 3525.00 | 5650.00
| WADVPLUS-AX-60 | (1) Year Advantage Plus Service Plan for High-Density Cooling Enclosure | https://www.se.com/us/en/product/WADVPLUS-AX-60 |  |  | SP COOL ADV SER PLAN | Assets & Systems Services | Advantage Service Plan for Cooling | [5 empty] | 2895.00 | 2900.00 | 4670.00
| WADVPLUS-AX-70 | (1) Year Advantage Plus Service Plan for (1) R134A Pumped Refrigerant Distribution Unit (RDU) | https://www.se.com/us/en/product/WADVPLUS-AX-70 |  |  | SP COOL ADV SER PLAN | Assets & Systems Services | Advantage Service Plan for Cooling | [5 empty] | 2000.00 | 2000.00 | 3230.00
| WADVPLUS-AX-73 | (1) Year Advantage Plus Service Plan for (1) R134A Pumped Refrigerant InRow Unit (ACOA or ACRA) | https://www.se.com/us/en/product/WADVPLUS-AX-73 |  |  | SP COOL ADV SER PLAN | Assets & Systems Services | Advantage Service Plan for Cooling | [5 empty] | 1510.00 | 1525.00 | 2435.00
| WADVPLUS-AX-80 | (1) Year Advantage Plus Service Plan for (1) Modular Cooling Frame (ACECFR20XXX or ACECFR40XXX) | https://www.se.com/us/en/product/WADVPLUS-AX-80 |  |  | SP COOL ADV SER PLAN | Assets & Systems Services | Advantage Service Plan for Cooling | [5 empty] | 3200.00 | 3200.00 | 5160.00
| WADVPLUS-AX-81 | (1) Year Advantage Plus Service Plan for (1) Air Side Economizer Module with DX | https://www.se.com/us/en/product/WADVPLUS-AX-81 |  |  | SP COOL ADV SER PLAN | Assets & Systems Services | Advantage Service Plan for Cooling | [5 empty] | 3055.00 | 3075.00 | 4930.00
| WADVPLUS-LQ-01 | (1) Yr Adv Plus for (1) CDU | https://www.se.com/us/en/product/WADVPLUS-LQ-01 |  |  | SP COOL ADV SER PLAN | Assets & Systems Services | Advantage Service Plan for Cooling |  |  |  |  | 731304771371 | 9115.00 | 12600.00 | 15620.00
| WADVPLUS-UF-21 | 1 Year Advantage Plus Service Plan for CW LE Model 0600 thru 1400 | https://www.se.com/us/en/product/WADVPLUS-UF-21 |  |  | SP COOL ADV SER PLAN | Assets & Systems Services | Advantage Service Plan for Cooling | [5 empty] | 3635.00 | 3650.00 | 5865.00
| WADVPLUS-UF-22 | 1 Year Advantage Plus Service Plan for CW LE Model 1700 thru 2900 | https://www.se.com/us/en/product/WADVPLUS-UF-22 |  |  | SP COOL ADV SER PLAN | Assets & Systems Services | Advantage Service Plan for Cooling | [5 empty] | 3730.00 | 3750.00 | 6020.00
| WADVPLUS-UF-23 | 1 Year Advantage Plus Service Plan for 1 CW LE Model 3400 thru 4600 | https://www.se.com/us/en/product/WADVPLUS-UF-23 |  |  | SP COOL ADV SER PLAN | Assets & Systems Services | Advantage Service Plan for Cooling | [5 empty] | 3830.00 | 3850.00 | 6175.00
| WADVPLUS-UF-24 | 1 Year Advantage Plus Service Plan for 1 CW LE Model 4800 thru 5300 | https://www.se.com/us/en/product/WADVPLUS-UF-24 |  |  | SP COOL ADV SER PLAN | Assets & Systems Services | Advantage Service Plan for Cooling | [5 empty] | 4095.00 | 4100.00 | 6610.00
| WADVPLUS-UF-28 | 1 Yr Advantage PLUS Plan for FWCV36L1 or FWCV40L1 | https://www.se.com/us/en/product/WADVPLUS-UF-28 |  |  | SP COOL ADV SER PLAN | Assets & Systems Services | Advantage Service Plan for Cooling |  |  |  |  | 731304738411 | 7180.00 | 7200.00 | 11585.00
| WADVPLUS-UF-28A | 1 Yr Advantage PLUS Plan for FWCV36L2 or FWCV40L2 | https://www.se.com/us/en/product/WADVPLUS-UF-28A |  |  | SP COOL ADV SER PLAN | Assets & Systems Services | Advantage Service Plan for Cooling |  |  |  |  | 731304738503 | 9700.00 | 9700.00 | 15655.00
| WADVPLUS-UF-31 | 1 Year Advantage Plus Service Plan for 1 DX LE Model 0511 thru 0611 | https://www.se.com/us/en/product/WADVPLUS-UF-31 |  |  | SP COOL ADV SER PLAN | Assets & Systems Services | Advantage Service Plan for Cooling | [5 empty] | 2630.00 | 2650.00 | 4240.00
| WADVPLUS-UF-32 | 1 Year Advantage Plus Service Plan for 1 DX LE Model 0721 thru 0921 | https://www.se.com/us/en/product/WADVPLUS-UF-32 |  |  | SP COOL ADV SER PLAN | Assets & Systems Services | Advantage Service Plan for Cooling | [5 empty] | 2945.00 | 2950.00 | 4755.00
| WADVPLUS-UF-33 | 1 Year Advantage Plus Service Plan for 1 DX LE Model 1422 thru 1822 | https://www.se.com/us/en/product/WADVPLUS-UF-33 |  |  | SP COOL ADV SER PLAN | Assets & Systems Services | Advantage Service Plan for Cooling | [5 empty] | 3010.00 | 3025.00 | 4855.00
| WADVPLUS-UF-34 | 1 Year Advantage Plus Service Plan for 1 DX LE Max Model 2222 thru 3342 | https://www.se.com/us/en/product/WADVPLUS-UF-34 |  |  | SP COOL ADV SER PLAN | Assets & Systems Services | Advantage Service Plan for Cooling | [5 empty] | 3345.00 | 3350.00 | 5395.00
| WADVPLUS-UF-45 | 1 Year Advantage Plus Service Plan for 1 DX Unisplit Ceiling or Wall Mount Unit - Model 0341 | https://www.se.com/us/en/product/WADVPLUS-UF-45 |  |  | SP COOL ADV SER PLAN | Assets & Systems Services | Advantage Service Plan for Cooling | [5 empty] | 4285.00 | 4300.00 | 6915.00
| WADVPLUS-UF-47 | 1 Year Advantage Plus Service Plan for 1 DX Unisplit Ceiling or Wall Mount Unit - Model 0481 | https://www.se.com/us/en/product/WADVPLUS-UF-47 |  |  | SP COOL ADV SER PLAN | Assets & Systems Services | Advantage Service Plan for Cooling | [5 empty] | 4710.00 | 4725.00 | 7600.00
| WADVPLUS-UF-55C | 1 Yr Adv Plus Plan for 1 Air cooled Chiller Model XRAC 5622A - 6422A | https://www.se.com/us/en/product/WADVPLUS-UF-55C |  |  | SP COOL ADV SER PLAN | Assets & Systems Services | Advantage Service Plan for Cooling | [5 empty] | 9945.00 | 9950.00 | 16050.00
| WADVPLUS-UF-56C | 1 Yr Adv Plus Plan for 1 Air-Cool Free Cooling Chiller Model XRAF 5622A - 6422A | https://www.se.com/us/en/product/WADVPLUS-UF-56C |  |  | SP COOL ADV SER PLAN | Assets & Systems Services | Advantage Service Plan for Cooling | [5 empty] | 10965.00 | 11000.00 | 17690.00
| WADVPLUS-UF-75B | 1 Yr Adv Plus Plan for 1 Chiller w-freecooling Model BCEF 0752A - 0903A | https://www.se.com/us/en/product/WADVPLUS-UF-75B |  |  | SP COOL ADV SER PLAN | Assets & Systems Services | Advantage Service Plan for Cooling | [5 empty] | 14895.00 | 14900.00 | 24030.00
| WADVPLUS-UF-75C | 1 Yr Adv Plus Plan for 1 Chiller w-freecooling Model BCEF 1103A | https://www.se.com/us/en/product/WADVPLUS-UF-75C |  |  | SP COOL ADV SER PLAN | Assets & Systems Services | Advantage Service Plan for Cooling | [5 empty] | 19820.00 | 19900.00 | 31985.00
| WADVPRIME-AX-14 | (1) Year Advantage Prime Service Plan for (1) InfraStruXure InRow SC | https://www.se.com/us/en/product/WADVPRIME-AX-14 |  |  | SP COOL ADV SER PLAN | Assets & Systems Services | Advantage Service Plan for Cooling | [5 empty] | 1815.00 | 1825.00 | 2925.00
| WADVPRIME-AX-15 | (1) Year Advantage Prime Service Plan for (1) In Row ACRD Half Rack 10kw | https://www.se.com/us/en/product/WADVPRIME-AX-15 |  |  | SP COOL ADV SER PLAN | Assets & Systems Services | Advantage Service Plan for Cooling | [5 empty] | 3455.00 | 3475.00 | 5570.00
| WADVPRIME-AX-22 | (1) Year Advantage Prime Service Plan for (1) InfraStruXure InRow RP Chilled Water | https://www.se.com/us/en/product/WADVPRIME-AX-22 |  |  | SP COOL ADV SER PLAN | Assets & Systems Services | Advantage Service Plan for Cooling | [5 empty] | 4040.00 | 4050.00 | 6520.00
| WADVPRIME-AX-25 | (1) Year Advantage Prime Service Plan for (1) InRoom Chilled Water 28-87kw | https://www.se.com/us/en/product/WADVPRIME-AX-25 |  |  | SP COOL ADV SER PLAN | Assets & Systems Services | Advantage Service Plan for Cooling | [5 empty] | 3630.00 | 3650.00 | 5860.00
| WADVPRIME-AX-26 | (1) Year Advantage Prime Service Plan for (1) InfraStruXure InRow RC Chilled Water | https://www.se.com/us/en/product/WADVPRIME-AX-26 |  |  | SP COOL ADV SER PLAN | Assets & Systems Services | Advantage Service Plan for Cooling | [5 empty] | 2210.00 | 2225.00 | 3565.00
| WADVPRIME-AX-27 | (1) Year Advantage Prime Service Plan for (1) InRoom Chilled Water 87kw | https://www.se.com/us/en/product/WADVPRIME-AX-27 |  |  | SP COOL ADV SER PLAN | Assets & Systems Services | Advantage Service Plan for Cooling | [5 empty] | 4015.00 | 4025.00 | 6475.00
| WADVPRIME-AX-28 | (1) Year Advantage Prime Service Plan for (1) In Row ACRD101 series | https://www.se.com/us/en/product/WADVPRIME-AX-28 |  |  | SP COOL ADV SER PLAN | Assets & Systems Services | Advantage Service Plan for Cooling |  |  |  |  | 731304568919 | 3725.00 | 3725.00 | 6005.00
| WADVPRIME-AX-34 | (1) Year Advantage Prime Service Plan for (1) In Row ACRD 300 and 301 series | https://www.se.com/us/en/product/WADVPRIME-AX-34 |  |  | SP COOL ADV SER PLAN | Assets & Systems Services | Advantage Service Plan for Cooling |  |  |  |  | 731304389781 | 4735.00 | 4750.00 | 7640.00
| WADVPRIME-AX-36 | (1) Year Advantage Prime Service Plan for (1) In Row ACRH 301 series | https://www.se.com/us/en/product/WADVPRIME-AX-36 |  |  | SP COOL ADV SER PLAN | Assets & Systems Services | Advantage Service Plan for Cooling | [5 empty] | 7050.00 | 7050.00 | 11375.00
| WADVPRIME-AX-41 | (1) Year Advantage Prime Service Plan for (1) InfraStruXure InRow RP DX Air Cooled | https://www.se.com/us/en/product/WADVPRIME-AX-41 |  |  | SP COOL ADV SER PLAN | Assets & Systems Services | Advantage Service Plan for Cooling | [5 empty] | 4310.00 | 4325.00 | 6950.00
| WADVPRIME-AX-60 | (1) Year Advantage Prime Service Plan for High-Density Cooling Enclosure | https://www.se.com/us/en/product/WADVPRIME-AX-60 |  |  | SP COOL ADV SER PLAN | Assets & Systems Services | Advantage Service Plan for Cooling | [5 empty] | 3610.00 | 3625.00 | 5825.00
| WADVPRIME-AX-70 | (1) Year Advantage Prime Service Plan for (1) R134A Pumped Refrigerant Distribution Unit (RDU) | https://www.se.com/us/en/product/WADVPRIME-AX-70 |  |  | SP COOL ADV SER PLAN | Assets & Systems Services | Advantage Service Plan for Cooling | [5 empty] | 2800.00 | 2800.00 | 4520.00
| WADVPRIME-AX-73 | (1) Year Advantage Prime Service Plan for (1) R134A Pumped Refrigerant InRow Unit (ACOA or ACRA) | https://www.se.com/us/en/product/WADVPRIME-AX-73 |  |  | SP COOL ADV SER PLAN | Assets & Systems Services | Advantage Service Plan for Cooling | [5 empty] | 2110.00 | 2125.00 | 3405.00
| WADVPRIME-AX-80 | (1) Year Advantage Prime Service Plan for (1) Modular Cooling Frame (ACECFR20XXX or ACECFR40XXX) | https://www.se.com/us/en/product/WADVPRIME-AX-80 |  |  | SP COOL ADV SER PLAN | Assets & Systems Services | Advantage Service Plan for Cooling | [5 empty] | 5205.00 | 5225.00 | 8400.00
| WADVPRIME-AX-81 | (1) Year Advantage Prime Service Plan for (1) Air Side Economizer Module with DX | https://www.se.com/us/en/product/WADVPRIME-AX-81 |  |  | SP COOL ADV SER PLAN | Assets & Systems Services | Advantage Service Plan for Cooling | [5 empty] | 5970.00 | 5975.00 | 9635.00
| WADVPRIME-LQ-01 | (1) Yr Adv Prime for (1) CDU | https://www.se.com/us/en/product/WADVPRIME-LQ-01 |  |  | SP COOL ADV SER PLAN | Assets & Systems Services | Advantage Service Plan for Cooling |  |  |  |  | 731304771388 | 24870.00 | 34400.00 | 42630.00
| WADVPRIME-UF-21 | 1 Year Advantage Prime Service Plan for CW LE Model 0600 thru 1400 | https://www.se.com/us/en/product/WADVPRIME-UF-21 |  |  | SP COOL ADV SER PLAN | Assets & Systems Services | Advantage Service Plan for Cooling | [5 empty] | 3875.00 | 3875.00 | 6255.00
| WADVPRIME-UF-22 | 1 Year Advantage Prime Service Plan for CW LE Model 1700 thru 2900 | https://www.se.com/us/en/product/WADVPRIME-UF-22 |  |  | SP COOL ADV SER PLAN | Assets & Systems Services | Advantage Service Plan for Cooling | [5 empty] | 3975.00 | 3975.00 | 6415.00
| WADVPRIME-UF-23 | 1 Year Advantage Prime Service Plan for 1 CW LE Model 3400 thru 4600 | https://www.se.com/us/en/product/WADVPRIME-UF-23 |  |  | SP COOL ADV SER PLAN | Assets & Systems Services | Advantage Service Plan for Cooling | [5 empty] | 4080.00 | 4100.00 | 6580.00
| WADVPRIME-UF-24 | 1 Year Advantage Prime Service Plan for 1 CW LE Model 4800 thru 5300 | https://www.se.com/us/en/product/WADVPRIME-UF-24 |  |  | SP COOL ADV SER PLAN | Assets & Systems Services | Advantage Service Plan for Cooling | [5 empty] | 4355.00 | 4375.00 | 7025.00
| WADVPRIME-UF-28 | 1 Yr Advantage PRIME Plan for FWCV36L1 or FWCV40L1 | https://www.se.com/us/en/product/WADVPRIME-UF-28 |  |  | SP COOL ADV SER PLAN | Assets & Systems Services | Advantage Service Plan for Cooling |  |  |  |  | 731304753087 | 9595.00 | 9600.00 | 15480.00
| WADVPRIME-UF-28A | 1 Yr Advantage PRIME Plan for FWCV36L2 or FWCV40L2 | https://www.se.com/us/en/product/WADVPRIME-UF-28A |  |  | SP COOL ADV SER PLAN | Assets & Systems Services | Advantage Service Plan for Cooling |  |  |  |  | 731304753100 | 11435.00 | 11500.00 | 18450.00
| WADVPRIME-UF-31 | 1 Year Advantage Prime Service Plan for 1 DX LE Model 0511 thru 0611 | https://www.se.com/us/en/product/WADVPRIME-UF-31 |  |  | SP COOL ADV SER PLAN | Assets & Systems Services | Advantage Service Plan for Cooling | [5 empty] | 3935.00 | 3950.00 | 6350.00
| WADVPRIME-UF-32 | 1 Year Advantage Prime Service Plan for 1 DX LE Model 0721 thru 0921 | https://www.se.com/us/en/product/WADVPRIME-UF-32 |  |  | SP COOL ADV SER PLAN | Assets & Systems Services | Advantage Service Plan for Cooling | [5 empty] | 4420.00 | 4425.00 | 7130.00
| WADVPRIME-UF-33 | 1 Year Advantage Prime Service Plan for 1 DX LE Model 1422 thru 1822 | https://www.se.com/us/en/product/WADVPRIME-UF-33 |  |  | SP COOL ADV SER PLAN | Assets & Systems Services | Advantage Service Plan for Cooling | [5 empty] | 4590.00 | 4600.00 | 7405.00
| WADVPRIME-UF-34 | 1 Year Advantage Prime Service Plan for 1 DX LE Max Model 2222 thru 3342 | https://www.se.com/us/en/product/WADVPRIME-UF-34 |  |  | SP COOL ADV SER PLAN | Assets & Systems Services | Advantage Service Plan for Cooling | [5 empty] | 5085.00 | 5100.00 | 8205.00
| WADVPRIME-UF-45 | 1 Year Advantage Prime Service Plan for 1 DX Unisplit Ceiling or Wall Mount Unit - Model 0341 | https://www.se.com/us/en/product/WADVPRIME-UF-45 |  |  | SP COOL ADV SER PLAN | Assets & Systems Services | Advantage Service Plan for Cooling | [5 empty] | 5310.00 | 5325.00 | 8570.00
| WADVPRIME-UF-47 | 1 Year Advantage Prime Service Plan for 1 DX Unisplit Ceiling or Wall Mount Unit - Model 0481 | https://www.se.com/us/en/product/WADVPRIME-UF-47 |  |  | SP COOL ADV SER PLAN | Assets & Systems Services | Advantage Service Plan for Cooling | [5 empty] | 5730.00 | 5750.00 | 9250.00
| WADVPRIME-UF-55C | 1 Yr Adv Prime Plan for 1 Air cooled Chiller Model XRAC 5622A - 6422A | https://www.se.com/us/en/product/WADVPRIME-UF-55C |  |  | SP COOL ADV SER PLAN | Assets & Systems Services | Advantage Service Plan for Cooling | [5 empty] | 13215.00 | 13300.00 | 21320.00
| WADVPRIME-UF-56C | 1 Yr Adv Prime Plan for 1 Air-Cool Free Cooling Chiller Model XRAF 5622A - 6422A | https://www.se.com/us/en/product/WADVPRIME-UF-56C |  |  | SP COOL ADV SER PLAN | Assets & Systems Services | Advantage Service Plan for Cooling | [5 empty] | 14565.00 | 14600.00 | 23505.00
| WADVPRIME-UF-75B | 1 Yr Adv Prime Plan for 1 Chiller w-freecooling Model BCEF 0752A - 0903A | https://www.se.com/us/en/product/WADVPRIME-UF-75B |  |  | SP COOL ADV SER PLAN | Assets & Systems Services | Advantage Service Plan for Cooling | [5 empty] | 18260.00 | 18300.00 | 29465.00
| WADVPRIME-UF-75C | 1 Yr Adv Prime Plan for 1 Chiller w-freecooling Model BCEF 1103A | https://www.se.com/us/en/product/WADVPRIME-UF-75C |  |  | SP COOL ADV SER PLAN | Assets & Systems Services | Advantage Service Plan for Cooling | [5 empty] | 24080.00 | 24100.00 | 38860.00
| WADVPRO-UF-28 | 1 Yr Advantage PRO Plan FWCV36L1 or FWCV40L1 | https://www.se.com/us/en/product/WADVPRO-UF-28 |  |  | SP COOL ADV SER PLAN | Assets & Systems Services | Advantage Service Plan for Cooling |  |  |  |  | 731304738428 | 5455.00 | 5475.00 | 8805.00
| WADVPRO-UF-28A | 1 Yr Advantage PRO Plan FWCV36L2 or FWCV40L2 | https://www.se.com/us/en/product/WADVPRO-UF-28A |  |  | SP COOL ADV SER PLAN | Assets & Systems Services | Advantage Service Plan for Cooling |  |  |  |  | 731304738510 | 7375.00 | 7375.00 | 11900.00
| WADVPRO-UF-75B | (1) Yr Advantage PRO Plan with (1) PM for 1 Chiller w-freecooling Model BCEF 0752A - 0903A | https://www.se.com/us/en/product/WADVPRO-UF-75B |  |  | SP COOL ADV SER PLAN | Assets & Systems Services | Advantage Service Plan for Cooling | [5 empty] | 12950.00 | 13000.00 | 20895.00
| WADVPRO-UF-75C | (1) Yr Advantage PRO Plan with (1) PM for 1 Chiller w-freecooling Model BCEF 1103A | https://www.se.com/us/en/product/WADVPRO-UF-75C |  |  | SP COOL ADV SER PLAN | Assets & Systems Services | Advantage Service Plan for Cooling | [5 empty] | 17235.00 | 17300.00 | 27810.00
| WADVULTRA-AX-14 | (1) Year Advantage Ultra Service Plan for (1) InfraStruXure InRow SC | https://www.se.com/us/en/product/WADVULTRA-AX-14 |  |  | SP COOL ADV SER PLAN | Assets & Systems Services | Advantage Service Plan for Cooling | [5 empty] | 2380.00 | 2400.00 | 3835.00
| WADVULTRA-AX-15 | (1) Year Advantage Ultra Service Plan for (1) In Row ACRD Half Rack 10kw | https://www.se.com/us/en/product/WADVULTRA-AX-15 |  |  | SP COOL ADV SER PLAN | Assets & Systems Services | Advantage Service Plan for Cooling | [5 empty] | 4025.00 | 4025.00 | 6495.00
| WADVULTRA-AX-21 | (1) Year Advantage Ultra Service Plan for NetworkAIR CW 11-27 kW | https://www.se.com/us/en/product/WADVULTRA-AX-21 |  |  | SP COOL ADV SER PLAN | Assets & Systems Services | Advantage Service Plan for Cooling | [5 empty] | 3315.00 | 3325.00 | 5350.00
| WADVULTRA-AX-22 | (1) Year Advantage Ultra Service Plan for (1) InfraStruXure InRow RP Chilled Water | https://www.se.com/us/en/product/WADVULTRA-AX-22 |  |  | SP COOL ADV SER PLAN | Assets & Systems Services | Advantage Service Plan for Cooling | [5 empty] | 4780.00 | 4800.00 | 7715.00
| WADVULTRA-AX-25 | (1) Year Advantage Ultra Service Plan for (1) InRoom Chilled Water 28-87kw | https://www.se.com/us/en/product/WADVULTRA-AX-25 |  |  | SP COOL ADV SER PLAN | Assets & Systems Services | Advantage Service Plan for Cooling | [5 empty] | 4825.00 | 4825.00 | 7790.00
| WADVULTRA-AX-26 | (1) Year Advantage Ultra Service Plan for (1) InfraStruXure InRow RC Chilled Water | https://www.se.com/us/en/product/WADVULTRA-AX-26 |  |  | SP COOL ADV SER PLAN | Assets & Systems Services | Advantage Service Plan for Cooling | [5 empty] | 2805.00 | 2825.00 | 4525.00
| WADVULTRA-AX-27 | (1) Year Advantage Ultra Service Plan for (1) InRoom Chilled Water greater than 87kw | https://www.se.com/us/en/product/WADVULTRA-AX-27 |  |  | SP COOL ADV SER PLAN | Assets & Systems Services | Advantage Service Plan for Cooling | [5 empty] | 5335.00 | 5350.00 | 8605.00
| WADVULTRA-AX-28 | (1) Year Advantage Ultra Service Plan for (1) In Row ACRD101 series | https://www.se.com/us/en/product/WADVULTRA-AX-28 |  |  | SP COOL ADV SER PLAN | Assets & Systems Services | Advantage Service Plan for Cooling |  |  |  |  | 731304568926 | 4365.00 | 4375.00 | 7040.00
| WADVULTRA-AX-34 | (1) Year Advantage Ultra Service Plan for (1) In Row ACRD 300 and 301 Series | https://www.se.com/us/en/product/WADVULTRA-AX-34 |  |  | SP COOL ADV SER PLAN | Assets & Systems Services | Advantage Service Plan for Cooling |  |  |  |  | 731304390206 | 7635.00 | 7650.00 | 12320.00
| WADVULTRA-AX-36 | (1) Year Advantage Ultra Service Plan for (1) In Row ACRH 301 series | https://www.se.com/us/en/product/WADVULTRA-AX-36 |  |  | SP COOL ADV SER PLAN | Assets & Systems Services | Advantage Service Plan for Cooling | [5 empty] | 7505.00 | 7525.00 | 12110.00
| WADVULTRA-AX-41 | (1) Year Advantage Ultra Service Plan for (1) InfraStruXure InRow 600mm DX Air Cooled | https://www.se.com/us/en/product/WADVULTRA-AX-41 |  |  | SP COOL ADV SER PLAN | Assets & Systems Services | Advantage Service Plan for Cooling | [5 empty] | 5560.00 | 5575.00 | 8975.00
| WADVULTRA-AX-45 | (1) Year Advantage Ultra Service Plan for (1) NetworkAIR FM | https://www.se.com/us/en/product/WADVULTRA-AX-45 |  |  | SP COOL ADV SER PLAN | Assets & Systems Services | Advantage Service Plan for Cooling | [5 empty] | 6920.00 | 6925.00 | 11165.00
| WADVULTRA-AX-60 | (1) Year Advantage Ultra Service Plan for High-Density Cooling Enclosure | https://www.se.com/us/en/product/WADVULTRA-AX-60 |  |  | SP COOL ADV SER PLAN | Assets & Systems Services | Advantage Service Plan for Cooling | [5 empty] | 7055.00 | 7075.00 | 11385.00
| WADVULTRA-AX-70 | (1) Year Advantage Ultra Service Plan for (1) R134A Pumped Refrigerant Distribution Unit (RDU) | https://www.se.com/us/en/product/WADVULTRA-AX-70 |  |  | SP COOL ADV SER PLAN | Assets & Systems Services | Advantage Service Plan for Cooling | [5 empty] | 3355.00 | 3375.00 | 5415.00
| WADVULTRA-AX-73 | (1) Year Advantage Ultra Service Plan for (1) R134A Pumped Refrigerant InRow Unit (ACOA or ACRA) | https://www.se.com/us/en/product/WADVULTRA-AX-73 |  |  | SP COOL ADV SER PLAN | Assets & Systems Services | Advantage Service Plan for Cooling | [5 empty] | 2530.00 | 2550.00 | 4080.00
| WADVULTRA-AX-80 | (1) Year Advantage Ultra Service Plan for (1) Modular Cooling Frame (ACECFR20XXX or ACECFR40XXX) | https://www.se.com/us/en/product/WADVULTRA-AX-80 |  |  | SP COOL ADV SER PLAN | Assets & Systems Services | Advantage Service Plan for Cooling | [5 empty] | 5555.00 | 5575.00 | 8960.00
| WADVULTRA-UF-21 | 1 Year Advantage Ultra Service Plan for CW LE Model 0600 thru 1400 | https://www.se.com/us/en/product/WADVULTRA-UF-21 |  |  | SP COOL ADV SER PLAN | Assets & Systems Services | Advantage Service Plan for Cooling | [5 empty] | 5325.00 | 5325.00 | 8590.00
| WADVULTRA-UF-22 | 1 Year Advantage Ultra Service Plan for CW LE Model 1700 thru 2900 | https://www.se.com/us/en/product/WADVULTRA-UF-22 |  |  | SP COOL ADV SER PLAN | Assets & Systems Services | Advantage Service Plan for Cooling | [5 empty] | 5460.00 | 5475.00 | 8815.00
| WADVULTRA-UF-23 | 1 Year Advantage Ultra Service Plan for 1 CW LE Model 3400 thru 4600 | https://www.se.com/us/en/product/WADVULTRA-UF-23 |  |  | SP COOL ADV SER PLAN | Assets & Systems Services | Advantage Service Plan for Cooling | [5 empty] | 5600.00 | 5600.00 | 9035.00
| WADVULTRA-UF-28 | 1 Yr Advantage ULTRA Plan for FWCV36L1 or FWCV40L1 | https://www.se.com/us/en/product/WADVULTRA-UF-28 |  |  | SP COOL ADV SER PLAN | Assets & Systems Services | Advantage Service Plan for Cooling |  |  |  |  | 731304753094 | 11365.00 | 11400.00 | 18335.00
| WADVULTRA-UF-28A | 1 Yr Advantage ULTRA Plan for FWCV36L2 or FWCV40L2 | https://www.se.com/us/en/product/WADVULTRA-UF-28A |  |  | SP COOL ADV SER PLAN | Assets & Systems Services | Advantage Service Plan for Cooling |  |  |  |  | 731304753117 | 14130.00 | 14200.00 | 22805.00
| WADVULTRA-UF-31 | 1 Year Advantage Ultra Service Plan for 1 DX LE Model 0511 thru 0611 | https://www.se.com/us/en/product/WADVULTRA-UF-31 |  |  | SP COOL ADV SER PLAN | Assets & Systems Services | Advantage Service Plan for Cooling | [5 empty] | 5325.00 | 5325.00 | 8595.00
| WADVULTRA-UF-32 | 1 Year Advantage Ultra Service Plan for 1 DX LE Model 0721 thru 0921 | https://www.se.com/us/en/product/WADVULTRA-UF-32 |  |  | SP COOL ADV SER PLAN | Assets & Systems Services | Advantage Service Plan for Cooling | [5 empty] | 5980.00 | 6000.00 | 9650.00
| WADVULTRA-UF-33 | 1 Year Advantage Ultra Service Plan for 1 DX LE Model 1422 thru 1822 | https://www.se.com/us/en/product/WADVULTRA-UF-33 |  |  | SP COOL ADV SER PLAN | Assets & Systems Services | Advantage Service Plan for Cooling | [5 empty] | 6215.00 | 6225.00 | 10030.00
| WADVULTRA-UF-34 | 1 Year Advantage Ultra Service Plan for 1 DX LE Max Model 2222 thru 3342 | https://www.se.com/us/en/product/WADVULTRA-UF-34 |  |  | SP COOL ADV SER PLAN | Assets & Systems Services | Advantage Service Plan for Cooling | [5 empty] | 6885.00 | 6900.00 | 11105.00
| WADVULTRA-UF-45 | 1 Year Advantage Ultra Service Plan for 1 DX Unisplit Ceiling or Wall Mount Unit - Model 0341 | https://www.se.com/us/en/product/WADVULTRA-UF-45 |  |  | SP COOL ADV SER PLAN | Assets & Systems Services | Advantage Service Plan for Cooling | [5 empty] | 5760.00 | 5775.00 | 9295.00
| WADVULTRA-UF-47 | 1 Year Advantage Ultra Service Plan for 1 DX Unisplit Ceiling or Wall Mount Unit - Model 0481 | https://www.se.com/us/en/product/WADVULTRA-UF-47 |  |  | SP COOL ADV SER PLAN | Assets & Systems Services | Advantage Service Plan for Cooling | [5 empty] | 6220.00 | 6225.00 | 10035.00
| WADVULTRA-UF-55C | 1 Yr Adv Ultra Plan for 1 Air cooled Chiller Model XRAC 5622A - 6422A | https://www.se.com/us/en/product/WADVULTRA-UF-55C |  |  | SP COOL ADV SER PLAN | Assets & Systems Services | Advantage Service Plan for Cooling | [5 empty] | 30750.00 | 30800.00 | 49620.00
| WADVULTRA-UF-56C | 1 Yr Adv Ultra Plan for 1 Air-Cool Free Cooling Chiller Model XRAF 5622A - 6422A | https://www.se.com/us/en/product/WADVULTRA-UF-56C |  |  | SP COOL ADV SER PLAN | Assets & Systems Services | Advantage Service Plan for Cooling | [5 empty] | 37125.00 | 37200.00 | 59910.00
| WADVULTRA-UF-75B | 1 Yr Adv Ultra Plan for 1 Chiller w-freecooling Model BCEF 0752A - 0903A | https://www.se.com/us/en/product/WADVULTRA-UF-75B |  |  | SP COOL ADV SER PLAN | Assets & Systems Services | Advantage Service Plan for Cooling | [5 empty] | 28445.00 | 28500.00 | 45900.00
| WADVULTRA-UF-75C | 1 Yr Adv Ultra Plan for 1 Chiller w-freecooling Model BCEF 1103A | https://www.se.com/us/en/product/WADVULTRA-UF-75C |  |  | SP COOL ADV SER PLAN | Assets & Systems Services | Advantage Service Plan for Cooling | [5 empty] | 36525.00 | 36600.00 | 58940.00
| WCOOLUP-AX-15 | 2 Year Cool Upgrade for (1) In Row ACRD Half Rack 10KW | https://www.se.com/us/en/product/WCOOLUP-AX-15 |  |  | SP COOL ADV SER PLAN | Assets & Systems Services | Advantage Service Plan for Cooling | [5 empty] | 3515.00 | 4975.00 | 6175.00
| WCOOLUP-AX-22 | 2 Year Cool Upgrade for (1) InfraStruXure InRow RP Chilled Water | https://www.se.com/us/en/product/WCOOLUP-AX-22 |  |  | SP COOL ADV SER PLAN | Assets & Systems Services | Advantage Service Plan for Cooling | [5 empty] | 5380.00 | 7625.00 | 9450.00
| WCOOLUP-AX-26 | 2 Year Cool Upgrade for (1) InfraStruXure InRow RC Chilled Water | https://www.se.com/us/en/product/WCOOLUP-AX-26 |  |  | SP COOL ADV SER PLAN | Assets & Systems Services | Advantage Service Plan for Cooling | [5 empty] | 2915.00 | 4125.00 | 5115.00
| WCOOLUP-AX-28 | 2 Year Cool Upgrade for (1) In Row ACRD101 series | https://www.se.com/us/en/product/WCOOLUP-AX-28 |  |  | SP COOL ADV SER PLAN | Assets & Systems Services | Advantage Service Plan for Cooling |  |  |  |  | 731304568933 | 4010.00 | 5675.00 | 7040.00
| WCOOLUP-AX-36 | 2 Year Cool Upgrade for (1) In Row ACRH 301 series | https://www.se.com/us/en/product/WCOOLUP-AX-36 |  |  | SP COOL ADV SER PLAN | Assets & Systems Services | Advantage Service Plan for Cooling | [5 empty] | 5960.00 | 8450.00 | 10465.00
| WCOOLUP-AX-41 | 2 Year Cool Upgrade for (1) InfraStruXure InRow 600mm DX Air Cooled | https://www.se.com/us/en/product/WCOOLUP-AX-41 |  |  | SP COOL ADV SER PLAN | Assets & Systems Services | Advantage Service Plan for Cooling | [5 empty] | 8005.00 | 11400.00 | 14055.00
| WCOOLUP-UF-21 | 2 Year Cool Upgrade forCW LE Model 0600 thru 1400 | https://www.se.com/us/en/product/WCOOLUP-UF-21 |  |  | SP COOL ADV SER PLAN | Assets & Systems Services | Advantage Service Plan for Cooling | [5 empty] | 4070.00 | 5775.00 | 7150.00
| WCOOLUP-UF-22 | 2 Year Cool Upgrade for CW LE Model 1700 thru 2900 | https://www.se.com/us/en/product/WCOOLUP-UF-22 |  |  | SP COOL ADV SER PLAN | Assets & Systems Services | Advantage Service Plan for Cooling | [5 empty] | 4235.00 | 6000.00 | 7435.00
| WCOOLUP-UF-23 | 2 Year Cool Upgrade for1 CW LE Model 3400 thru 4600 | https://www.se.com/us/en/product/WCOOLUP-UF-23 |  |  | SP COOL ADV SER PLAN | Assets & Systems Services | Advantage Service Plan for Cooling | [5 empty] | 4470.00 | 6325.00 | 7850.00
| WCOOLUP-UF-24 | 2 Year Cool Upgrade for 1 CW LE Model 4800 thru 5300 | https://www.se.com/us/en/product/WCOOLUP-UF-24 |  |  | SP COOL ADV SER PLAN | Assets & Systems Services | Advantage Service Plan for Cooling | [5 empty] | 4830.00 | 6850.00 | 8480.00
| WCOOLUP-UF-31 | 2 Year Cool Upgrade for1 DX LE Model 0511 thru 0611 | https://www.se.com/us/en/product/WCOOLUP-UF-31 |  |  | SP COOL ADV SER PLAN | Assets & Systems Services | Advantage Service Plan for Cooling | [5 empty] | 4935.00 | 6975.00 | 8660.00
| WCOOLUP-UF-32 | 2 Year Cool Upgrade for1 DX LE Model 0721 thru 0921 | https://www.se.com/us/en/product/WCOOLUP-UF-32 |  |  | SP COOL ADV SER PLAN | Assets & Systems Services | Advantage Service Plan for Cooling | [5 empty] | 5115.00 | 7250.00 | 8980.00
| WCOOLUP-UF-33 | 2 Year Cool Upgrade for1 DX LE Model 1422 thru 1822 | https://www.se.com/us/en/product/WCOOLUP-UF-33 |  |  | SP COOL ADV SER PLAN | Assets & Systems Services | Advantage Service Plan for Cooling | [5 empty] | 5370.00 | 7600.00 | 9430.00
| WCOOLUP-UF-34 | (2) Year Cool Upgrade for1 DX LE Max Model 2222 thru 3342 | https://www.se.com/us/en/product/WCOOLUP-UF-34 |  |  | SP COOL ADV SER PLAN | Assets & Systems Services | Advantage Service Plan for Cooling | [5 empty] | 5510.00 | 7800.00 | 9675.00
| WCOOLUP-UF-45 | 2 Year Cool Upgrade for 1 DX Unisplit Ceiling or Wall Mount Unit - Model 0341 | https://www.se.com/us/en/product/WCOOLUP-UF-45 |  |  | SP COOL ADV SER PLAN | Assets & Systems Services | Advantage Service Plan for Cooling |  |  |  |  | 731304399704 | 4865.00 | 6900.00 | 8540.00
| WCOOLUP-UF-47 | 2 Year Cool Upgrade for 1 DX Unisplit Ceiling or Wall Mount Unit - Model 0481 | https://www.se.com/us/en/product/WCOOLUP-UF-47 |  |  | SP COOL ADV SER PLAN | Assets & Systems Services | Advantage Service Plan for Cooling |  |  |  |  | 731304399711 | 5375.00 | 7600.00 | 9435.00
| WOE1YR-AX-14 | 1 Year On-Site Warranty Extension for (1) InfraStruXure InRow SC | https://www.se.com/us/en/product/WOE1YR-AX-14 |  |  | SP COOL ADV SER PLAN | Assets & Systems Services | Advantage Service Plan for Cooling |  |  |  |  | 731304578864 | 1300.00 | 1850.00 | 2280.00
| WOE1YR-AX-15 | 1 Year On-Site Warranty Extension for (1) InRow ACRD Half Rack 10KW | https://www.se.com/us/en/product/WOE1YR-AX-15 |  |  | SP COOL ADV SER PLAN | Assets & Systems Services | Advantage Service Plan for Cooling |  |  |  |  | 731304578840 | 2695.00 | 3825.00 | 4735.00
| WOE1YR-AX-22 | 1 Year On-Site Warranty Extension for (1) InfraStruXure InRow RP Chilled Water | https://www.se.com/us/en/product/WOE1YR-AX-22 |  |  | SP COOL ADV SER PLAN | Assets & Systems Services | Advantage Service Plan for Cooling |  |  |  |  | 731304578826 | 3230.00 | 4575.00 | 5670.00
| WOE1YR-AX-25 | 1 Year On-Site Warranty Extension for (1) InfraStruXure InRoom Chilled Water 28-87kw | https://www.se.com/us/en/product/WOE1YR-AX-25 |  |  | SP COOL ADV SER PLAN | Assets & Systems Services | Advantage Service Plan for Cooling | [5 empty] | 3235.00 | 4575.00 | 5680.00
| WOE1YR-AX-26 | 1 Year On-Site Warranty Extension for (1) InfraStruXure InRow RC Chilled Water | https://www.se.com/us/en/product/WOE1YR-AX-26 |  |  | SP COOL ADV SER PLAN | Assets & Systems Services | Advantage Service Plan for Cooling |  |  |  |  | 731304578819 | 1910.00 | 2700.00 | 3350.00
| WOE1YR-AX-27 | 1 Year On-Site Warranty Extension for (1) InRoom Chilled Water 87kw | https://www.se.com/us/en/product/WOE1YR-AX-27 |  |  | SP COOL ADV SER PLAN | Assets & Systems Services | Advantage Service Plan for Cooling | [5 empty] | 3575.00 | 5075.00 | 6275.00
| WOE1YR-AX-28 | 1 Year On-Site Warranty Extension for (1) In Row ACRD101 series | https://www.se.com/us/en/product/WOE1YR-AX-28 |  |  | SP COOL ADV SER PLAN | Assets & Systems Services | Advantage Service Plan for Cooling |  |  |  |  | 731304568797 | 2930.00 | 4150.00 | 5145.00
| WOE1YR-AX-34 | 1 Year On-Site Warranty Extension for (1) In Row ACRD 300 and 301 Series | https://www.se.com/us/en/product/WOE1YR-AX-34 |  |  | SP COOL ADV SER PLAN | Assets & Systems Services | Advantage Service Plan for Cooling |  |  |  |  | 731304578857 | 4240.00 | 6000.00 | 7440.00
| WOE1YR-AX-36 | 1 Year On-Site Warranty Extension for (1) In Row ACRH 301 series | https://www.se.com/us/en/product/WOE1YR-AX-36 |  |  | SP COOL ADV SER PLAN | Assets & Systems Services | Advantage Service Plan for Cooling |  |  |  |  | 731304781547 | 4425.00 | 6275.00 | 7770.00
| WOE1YR-AX-41 | 1 Year On-Site Warranty Extension for (1) InfraStruXure InRow 600mm DX Air Cooled | https://www.se.com/us/en/product/WOE1YR-AX-41 |  |  | SP COOL ADV SER PLAN | Assets & Systems Services | Advantage Service Plan for Cooling |  |  |  |  | 731304578833 | 3760.00 | 5325.00 | 6600.00
| WOE1YR-LQ-01 | (1) Yr Onsite Warr Ext for (1) CDU | https://www.se.com/us/en/product/WOE1YR-LQ-01 |  |  | SP COOL ADV SER PLAN | Assets & Systems Services | Advantage Service Plan for Cooling |  |  |  |  | 731304771357 | 28060.00 | 40700.00 | 50505.00
| WOE1YR-UF-21 | 1 Year On Site Warranty Ext. forCW LE Model 0600 thru 1400 | https://www.se.com/us/en/product/WOE1YR-UF-21 |  |  | SP COOL ADV SER PLAN | Assets & Systems Services | Advantage Service Plan for Cooling | [5 empty] | 3345.00 | 4750.00 | 5870.00
| WOE1YR-UF-22 | 1 Year On Site Warranty Ext. for CW LE Model 1700 thru 2900 | https://www.se.com/us/en/product/WOE1YR-UF-22 |  |  | SP COOL ADV SER PLAN | Assets & Systems Services | Advantage Service Plan for Cooling | [5 empty] | 3430.00 | 4850.00 | 6020.00
| WOE1YR-UF-23 | 1 Year On Site Warranty Ext. for1 CW LE Model 3400 thru 4600 | https://www.se.com/us/en/product/WOE1YR-UF-23 |  |  | SP COOL ADV SER PLAN | Assets & Systems Services | Advantage Service Plan for Cooling | [5 empty] | 3520.00 | 4975.00 | 6180.00
| WOE1YR-UF-24 | 1 Year On Site Warranty Ext. for 1 CW LE Model 4800 thru 5300 | https://www.se.com/us/en/product/WOE1YR-UF-24 |  |  | SP COOL ADV SER PLAN | Assets & Systems Services | Advantage Service Plan for Cooling |  |  |  |  | 731304781134 | 3760.00 | 5325.00 | 6600.00
| WOE1YR-UF-28 | 1 Year On Site Warranty Ext. for FWCV36L1 or FWCV40L1 | https://www.se.com/us/en/product/WOE1YR-UF-28 |  |  | SP COOL ADV SER PLAN | Assets & Systems Services | Advantage Service Plan for Cooling |  |  |  |  | 731304738398 | 7390.00 | 10500.00 | 12975.00
| WOE1YR-UF-28A | 1 Year On Site Warranty Ext. for FWCV36L2 or FWCV40L2 | https://www.se.com/us/en/product/WOE1YR-UF-28A |  |  | SP COOL ADV SER PLAN | Assets & Systems Services | Advantage Service Plan for Cooling |  |  |  |  | 731304738480 | 8785.00 | 12500.00 | 15430.00
| WOE1YR-UF-31 | 1 Year On Site Warranty Ext. for1 DX LE Model 0511 thru 0611 | https://www.se.com/us/en/product/WOE1YR-UF-31 |  |  | SP COOL ADV SER PLAN | Assets & Systems Services | Advantage Service Plan for Cooling | [5 empty] | 2755.00 | 3900.00 | 4835.00
| WOE1YR-UF-32 | 1 Year On Site Warranty Ext. for1 DX LE Model 0721 thru 0921 | https://www.se.com/us/en/product/WOE1YR-UF-32 |  |  | SP COOL ADV SER PLAN | Assets & Systems Services | Advantage Service Plan for Cooling | [5 empty] | 3095.00 | 4400.00 | 5435.00
| WOE1YR-UF-33 | 1 Year On Site Warranty Ext. for1 DX LE Model 1422 thru 1822 | https://www.se.com/us/en/product/WOE1YR-UF-33 |  |  | SP COOL ADV SER PLAN | Assets & Systems Services | Advantage Service Plan for Cooling | [5 empty] | 3215.00 | 4550.00 | 5645.00
| WOE1YR-UF-34 | 1 Year On Site Warranty Ext. for1 DX LE Max Model 2222 thru 3342 | https://www.se.com/us/en/product/WOE1YR-UF-34 |  |  | SP COOL ADV SER PLAN | Assets & Systems Services | Advantage Service Plan for Cooling | [5 empty] | 3565.00 | 5050.00 | 6255.00
| WOE1YR-UF-45 | 1 Year On Site Warranty Ext. for 1 DX Unisplit Ceiling or Wall Mount Unit - Model 0341 | https://www.se.com/us/en/product/WOE1YR-UF-45 |  |  | SP COOL ADV SER PLAN | Assets & Systems Services | Advantage Service Plan for Cooling | [5 empty] | 3200.00 | 4525.00 | 5615.00
| WOE1YR-UF-47 | 1 Year On Site Warranty Ext. for 1 DX Unisplit Ceiling or Wall Mount Unit - Model 0481 | https://www.se.com/us/en/product/WOE1YR-UF-47 |  |  | SP COOL ADV SER PLAN | Assets & Systems Services | Advantage Service Plan for Cooling | [5 empty] | 3455.00 | 4900.00 | 6060.00
| WOE1YR-UF-55C | 1 Yr On Site Warr Ext for 1 Air cooled Chiller Model XRAC 5622A - 6422A | https://www.se.com/us/en/product/WOE1YR-UF-55C |  |  | SP COOL ADV SER PLAN | Assets & Systems Services | Advantage Service Plan for Cooling | [5 empty] | 20650.00 | 29300.00 | 36265.00
| WOE1YR-UF-56C | 1 Yr On Site Warr Ext for 1 Air-Cool Free Cooling Chiller Model XRAF 5622A - 6422A | https://www.se.com/us/en/product/WOE1YR-UF-56C |  |  | SP COOL ADV SER PLAN | Assets & Systems Services | Advantage Service Plan for Cooling | [5 empty] | 21470.00 | 30400.00 | 37705.00
| WOE1YR-UF-75B | 1 Yr On Site Warr Ext for 1 Chiller w-freecooling Model BCEF 0752A - 0903A | https://www.se.com/us/en/product/WOE1YR-UF-75B |  |  | SP COOL ADV SER PLAN | Assets & Systems Services | Advantage Service Plan for Cooling | [5 empty] | 16670.00 | 23600.00 | 29275.00
| WOE1YR-UF-75C | 1 Yr On Site Warr Ext for 1 Chiller w-freecooling Model BCEF 1103A | https://www.se.com/us/en/product/WOE1YR-UF-75C |  |  | SP COOL ADV SER PLAN | Assets & Systems Services | Advantage Service Plan for Cooling | [5 empty] | 22175.00 | 31400.00 | 38940.00
| WOE2YR-AX-14 | 2 Year On-Site Warranty Extension for (1) InfraStruXure InRow SC | https://www.se.com/us/en/product/WOE2YR-AX-14 |  |  | SP COOL ADV SER PLAN | Assets & Systems Services | Advantage Service Plan for Cooling |  |  |  |  | 731304578925 | 2595.00 | 3675.00 | 4555.00
| WOE2YR-AX-15 | 2 Year On-Site Warranty Extension for (1) In Row ACRD Half Rack 10KW | https://www.se.com/us/en/product/WOE2YR-AX-15 |  |  | SP COOL ADV SER PLAN | Assets & Systems Services | Advantage Service Plan for Cooling |  |  |  |  | 731304578901 | 5390.00 | 7625.00 | 9460.00
| WOE2YR-AX-22 | 2 Year On-Site Warranty Extension for (1) InfraStruXure InRow RP Chilled Water | https://www.se.com/us/en/product/WOE2YR-AX-22 |  |  | SP COOL ADV SER PLAN | Assets & Systems Services | Advantage Service Plan for Cooling |  |  |  |  | 731304578888 | 6455.00 | 9150.00 | 11335.00
| WOE2YR-AX-25 | 2 Year On-Site Warranty Extension for (1) InfraStruXure InRoom Chilled Water 28-87kw | https://www.se.com/us/en/product/WOE2YR-AX-25 |  |  | SP COOL ADV SER PLAN | Assets & Systems Services | Advantage Service Plan for Cooling | [5 empty] | 6465.00 | 9150.00 | 11355.00
| WOE2YR-AX-26 | 2 Year On-Site Warranty Extension for (1) InfraStruXure InRow RC Chilled Water | https://www.se.com/us/en/product/WOE2YR-AX-26 |  |  | SP COOL ADV SER PLAN | Assets & Systems Services | Advantage Service Plan for Cooling |  |  |  |  | 731304578871 | 3815.00 | 5400.00 | 6700.00
| WOE2YR-AX-27 | 2 Year On-Site Warranty Extension for (1) InRoom Chilled Water 87kw | https://www.se.com/us/en/product/WOE2YR-AX-27 |  |  | SP COOL ADV SER PLAN | Assets & Systems Services | Advantage Service Plan for Cooling | [5 empty] | 7145.00 | 10200.00 | 12550.00
| WOE2YR-AX-28 | 2 Year On-Site Warranty Extension for (1) In Row ACRD101 series | https://www.se.com/us/en/product/WOE2YR-AX-28 |  |  | SP COOL ADV SER PLAN | Assets & Systems Services | Advantage Service Plan for Cooling |  |  |  |  | 731304568803 | 5705.00 | 8075.00 | 10015.00
| WOE2YR-AX-34 | 2 Year On-Site Warranty Extension for (1) In Row ACRD 300 and 301 Series | https://www.se.com/us/en/product/WOE2YR-AX-34 |  |  | SP COOL ADV SER PLAN | Assets & Systems Services | Advantage Service Plan for Cooling |  |  |  |  | 731304578918 | 8050.00 | 11400.00 | 14130.00
| WOE2YR-AX-36 | 2 Year On-Site Warranty Extension for (1) In Row ACRH 301 series | https://www.se.com/us/en/product/WOE2YR-AX-36 |  |  | SP COOL ADV SER PLAN | Assets & Systems Services | Advantage Service Plan for Cooling |  |  |  |  | 731304781554 | 8625.00 | 12200.00 | 15145.00
| WOE2YR-AX-41 | 2 Year On-Site Warranty Extension for (1) InfraStruXure InRow 600mm DX Air Cooled | https://www.se.com/us/en/product/WOE2YR-AX-41 |  |  | SP COOL ADV SER PLAN | Assets & Systems Services | Advantage Service Plan for Cooling |  |  |  |  | 731304578895 | 6015.00 | 8525.00 | 10560.00
| WOE2YR-AX-70 | (2) Year On-Site Warranty Extension for (1) R134A Pumped Refrigerant Distribution Unit (RDU) | https://www.se.com/us/en/product/WOE2YR-AX-70 |  |  | SP COOL ADV SER PLAN | Assets & Systems Services | Advantage Service Plan for Cooling | [5 empty] | 4370.00 | 6200.00 | 7670.00
| WOE2YR-AX-73 | (2) Year On-Site Warranty Extension for (1) R134A Pumped Refrigerant InRow Unit (ACOA or ACRA) | https://www.se.com/us/en/product/WOE2YR-AX-73 |  |  | SP COOL ADV SER PLAN | Assets & Systems Services | Advantage Service Plan for Cooling | [5 empty] | 3290.00 | 4675.00 | 5775.00
| WOE2YR-LQ-01 | (2)Yr Onsite Warr Ext for (1) CDU | https://www.se.com/us/en/product/WOE2YR-LQ-01 |  |  | SP COOL ADV SER PLAN | Assets & Systems Services | Advantage Service Plan for Cooling |  |  |  |  | 731304771364 | 50510.00 | 73300.00 | 90915.00
| WOE2YR-UF-21 | 2 Year On Site Warranty Ext. for CW LE Model 0600 thru 1400 | https://www.se.com/us/en/product/WOE2YR-UF-21 |  |  | SP COOL ADV SER PLAN | Assets & Systems Services | Advantage Service Plan for Cooling | [5 empty] | 6350.00 | 9000.00 | 11150.00
| WOE2YR-UF-22 | 2 Year On Site Warranty Ext. for CW LE Model 1700 thru 2900 | https://www.se.com/us/en/product/WOE2YR-UF-22 |  |  | SP COOL ADV SER PLAN | Assets & Systems Services | Advantage Service Plan for Cooling | [5 empty] | 6515.00 | 9225.00 | 11440.00
| WOE2YR-UF-23 | 2 Year On Site Warranty Ext. for 1 CW LE Model 3400 thru 4600 | https://www.se.com/us/en/product/WOE2YR-UF-23 |  |  | SP COOL ADV SER PLAN | Assets & Systems Services | Advantage Service Plan for Cooling | [5 empty] | 6685.00 | 9475.00 | 11735.00
| WOE2YR-UF-24 | 2 Year On Site Warranty Ext. for 1 CW LE Model 4800 thru 5300 | https://www.se.com/us/en/product/WOE2YR-UF-24 |  |  | SP COOL ADV SER PLAN | Assets & Systems Services | Advantage Service Plan for Cooling |  |  |  |  | 731304780960 | 7115.00 | 10100.00 | 12495.00
| WOE2YR-UF-28 | 2 Year On Site Warranty Ext. for FWCV36L1 or FWCV40L1 | https://www.se.com/us/en/product/WOE2YR-UF-28 |  |  | SP COOL ADV SER PLAN | Assets & Systems Services | Advantage Service Plan for Cooling |  |  |  |  | 731304738404 | 14040.00 | 19900.00 | 24655.00
| WOE2YR-UF-28A | 2 Year On Site Warranty Ext. for FWCV36L2 or FWCV40L2 | https://www.se.com/us/en/product/WOE2YR-UF-28A |  |  | SP COOL ADV SER PLAN | Assets & Systems Services | Advantage Service Plan for Cooling |  |  |  |  | 731304738497 | 16340.00 | 23200.00 | 28695.00
| WOE2YR-UF-31 | 2 Year On Site Warranty Ext. for 1 DX LE Model 0511 thru 0611 | https://www.se.com/us/en/product/WOE2YR-UF-31 |  |  | SP COOL ADV SER PLAN | Assets & Systems Services | Advantage Service Plan for Cooling | [5 empty] | 5345.00 | 7575.00 | 9385.00
| WOE2YR-UF-32 | 2 Year On Site Warranty Ext. for 1 DX LE Model 0721 thru 0921 | https://www.se.com/us/en/product/WOE2YR-UF-32 |  |  | SP COOL ADV SER PLAN | Assets & Systems Services | Advantage Service Plan for Cooling | [5 empty] | 6005.00 | 8500.00 | 10545.00
| WOE2YR-UF-33 | 2 Year On Site Warranty Ext. for 1 DX LE Model 1422 thru 1822 | https://www.se.com/us/en/product/WOE2YR-UF-33 |  |  | SP COOL ADV SER PLAN | Assets & Systems Services | Advantage Service Plan for Cooling | [5 empty] | 6235.00 | 8825.00 | 10950.00
| WOE2YR-UF-34 | 2 Year On Site Warranty Ext. for 1 DX LE Max Model 2222 thru 3342 | https://www.se.com/us/en/product/WOE2YR-UF-34 |  |  | SP COOL ADV SER PLAN | Assets & Systems Services | Advantage Service Plan for Cooling | [5 empty] | 6910.00 | 9775.00 | 12130.00
| WOE2YR-UF-45 | 2 Year On Site Warranty Ext. for 1 DX Unisplit Ceiling or Wall Mount Unit - Model 0341 | https://www.se.com/us/en/product/WOE2YR-UF-45 |  |  | SP COOL ADV SER PLAN | Assets & Systems Services | Advantage Service Plan for Cooling | [5 empty] | 6075.00 | 8600.00 | 10665.00
| WOE2YR-UF-47 | 2 Year On Site Warranty Ext. for 1 DX Unisplit Ceiling or Wall Mount Unit - Model 0481 | https://www.se.com/us/en/product/WOE2YR-UF-47 |  |  | SP COOL ADV SER PLAN | Assets & Systems Services | Advantage Service Plan for Cooling | [5 empty] | 6555.00 | 9275.00 | 11510.00
| WOE2YR-UF-55C | 2 Yr On Site Warr Ext for 1 Air cooled Chiller Model XRAC 5622A - 6422A | https://www.se.com/us/en/product/WOE2YR-UF-55C |  |  | SP COOL ADV SER PLAN | Assets & Systems Services | Advantage Service Plan for Cooling | [5 empty] | 40215.00 | 56900.00 | 70615.00
| WOE2YR-UF-56C | 2 Yr On Site Warr Ext for 1 Air-Cool Free Cooling Chiller Model XRAF 5622A - 6422A | https://www.se.com/us/en/product/WOE2YR-UF-56C |  |  | SP COOL ADV SER PLAN | Assets & Systems Services | Advantage Service Plan for Cooling | [5 empty] | 39935.00 | 56500.00 | 70130.00
| WOE2YR-UF-75B | 2 Yr On Site Warr Ext for 1 Chiller w-freecooling Model BCEF 0752A - 0903A | https://www.se.com/us/en/product/WOE2YR-UF-75B |  |  | SP COOL ADV SER PLAN | Assets & Systems Services | Advantage Service Plan for Cooling | [5 empty] | 32505.00 | 46000.00 | 57080.00
| WOE2YR-UF-75C | 2 Yr On Site Warr Ext for 1 Chiller w-freecooling Model BCEF 1103A | https://www.se.com/us/en/product/WOE2YR-UF-75C |  |  | SP COOL ADV SER PLAN | Assets & Systems Services | Advantage Service Plan for Cooling | [5 empty] | 41245.00 | 58400.00 | 72425.00
Software Services >> Data Center Infrastructure Management (DCIM) Software | CLSERVICE | Service for Cooling Optimize Installation and Preconfiguration | https://www.se.com/us/en/product/CLSERVICE |  |  | SOFTWARE DEPLOYMENT | Data Center Infrastructure Management (DCIM) Software | EcoStruxureâ„¢ IT Software Installation and Configuratio |  |  |  |  | 731304746317 | 2645.00 | 3550.00 | 4535.00
| SAOPT247G | 24x7 Service Agreement Adder | https://www.se.com/us/en/product/SAOPT247G |  |  | DP SERVICES - DPIBS - EMDEFS | Data Center Infrastructure Management (DCIM) Software | EcoStruxureâ„¢ IT Software Customization | [5 empty] | 2940.00 | 4125.00 | 5285.00
| SWEL250-DIGI | EcoStruxure IT eLearning 250 Credits | https://www.se.com/us/en/product/SWEL250-DIGI |  |  | SOFTWARE DEPLOYMENT | Data Center Infrastructure Management (DCIM) Software | EcoStruxureâ„¢ IT Software Education |  |  |  |  | 731304773559 | 315.00 | 429.00 | 540.00
| SWEL1000-DIGI | EcoStruxure IT eLearning 1000 Credits | https://www.se.com/us/en/product/SWEL1000-DIGI |  |  | SOFTWARE DEPLOYMENT | Data Center Infrastructure Management (DCIM) Software | EcoStruxureâ„¢ IT Software Education |  |  |  |  | 731304508434 | 1050.00 | 1400.00 | 1800.00
| WCONFIG1NB-NB-10 | Netbotz Configuration Service in ISX Designer 1 | https://www.se.com/us/en/product/WCONFIG1NB-NB-10 |  |  | SOFTWARE DEPLOYMENT | Data Center Infrastructure Management (DCIM) Software | EcoStruxureâ„¢ IT Software Installation and Configuratio | [5 empty] | 3685.00 | 4925.00 | 6320.00
| WCONFIG2NB-NB-10 | Netbotz Configuration Service in ISX Designer 2 | https://www.se.com/us/en/product/WCONFIG2NB-NB-10 |  |  | SOFTWARE DEPLOYMENT | Data Center Infrastructure Management (DCIM) Software | EcoStruxureâ„¢ IT Software Installation and Configuratio | [5 empty] | 2135.00 | 2850.00 | 3660.00
| WNSC5RACK | StruxureWare 5 Rack Installation Service | https://www.se.com/us/en/product/WNSC5RACK |  |  | SOFTWARE DEPLOYMENT | Data Center Infrastructure Management (DCIM) Software | EcoStruxureâ„¢ IT Software Installation and Configuratio | [5 empty] | 4850.00 | 6475.00 | 8315.00
| WNSC04 | EcoStruxure IT Expert Remote Configuration Service | https://www.se.com/us/en/product/WNSC04 |  |  | SOFTWARE DEPLOYMENT | Data Center Infrastructure Management (DCIM) Software | EcoStruxureâ„¢ IT Software Customization |  |  |  |  | 731304508670 | 2600.00 | 3475.00 | 4455.00
| WNSC05 | EcoStruxure IT Expert OnSite Configuration Service | https://www.se.com/us/en/product/WNSC05 |  |  | SOFTWARE DEPLOYMENT | Data Center Infrastructure Management (DCIM) Software | EcoStruxureâ„¢ IT Software Customization |  |  |  |  | 731304508687 | 4675.00 | 6250.00 | 8015.00
| WNSC06 | Data Center Expert Base Remote Configuration Service | https://www.se.com/us/en/product/WNSC06 |  |  | SOFTWARE DEPLOYMENT | Data Center Infrastructure Management (DCIM) Software | EcoStruxureâ„¢ IT Software Customization |  |  |  |  | 731304508694 | 3545.00 | 4725.00 | 6075.00
| WNSC07 | Data Center Expert Base Onsite Configuration Service | https://www.se.com/us/en/product/WNSC07 |  |  | SOFTWARE DEPLOYMENT | Data Center Infrastructure Management (DCIM) Software | EcoStruxureâ„¢ IT Software Customization |  |  |  |  | 731304508700 | 5805.00 | 7750.00 | 9945.00
| WNSC08 | IT Advisor Base Remote Software Installation Service | https://www.se.com/us/en/product/WNSC08 |  |  | SOFTWARE DEPLOYMENT | Data Center Infrastructure Management (DCIM) Software | EcoStruxureâ„¢ IT Software Customization |  |  |  |  | 731304508717 | 3545.00 | 4725.00 | 6075.00
| WNSC09 | IT Advisor Base Onsite Software Installation Service | https://www.se.com/us/en/product/WNSC09 |  |  | SOFTWARE DEPLOYMENT | Data Center Infrastructure Management (DCIM) Software | EcoStruxureâ„¢ IT Software Customization |  |  |  |  | 731304508724 | 5805.00 | 7750.00 | 9945.00
| WNSC10 | Remote Daily-Rate Deployment Solutions | https://www.se.com/us/en/product/WNSC10 |  |  | SOFTWARE DEPLOYMENT | Data Center Infrastructure Management (DCIM) Software | EcoStruxureâ„¢ IT Software Customization |  |  |  |  | 731304508731 | 2600.00 | 3475.00 | 4455.00
| WNSC11 | Deployment Solution Onsite Daily-Rate Services | https://www.se.com/us/en/product/WNSC11 |  |  | SOFTWARE DEPLOYMENT | Data Center Infrastructure Management (DCIM) Software | EcoStruxureâ„¢ IT Software Customization |  |  |  |  | 731304508748 | 3330.00 | 4450.00 | 5705.00
| WNSC12 | Deployment Solution Remote System Training | https://www.se.com/us/en/product/WNSC12 |  |  | SOFTWARE DEPLOYMENT | Data Center Infrastructure Management (DCIM) Software | EcoStruxureâ„¢ IT Software Customization |  |  |  |  | 731304508755 | 2900.00 | 3875.00 | 4975.00
| WNSC13 | Deployment Solution Onsite System Training | https://www.se.com/us/en/product/WNSC13 |  |  | SOFTWARE DEPLOYMENT | Data Center Infrastructure Management (DCIM) Software | EcoStruxureâ„¢ IT Software Customization |  |  |  |  | 731304508762 | 3685.00 | 4925.00 | 6310.00
| WNSC14 | EcoStruxure Optimization Services | https://www.se.com/us/en/product/WNSC14 |  |  | SOFTWARE DEPLOYMENT | Data Center Infrastructure Management (DCIM) Software | EcoStruxureâ„¢ IT Software Customization |  |  |  |  | 731304784906 | 1700.00 | 2275.00 | 2915.00
| WNSC15 | Netbotz Onsite Configuration Service | https://www.se.com/us/en/product/WNSC15 |  |  | SOFTWARE DEPLOYMENT | Data Center Infrastructure Management (DCIM) Software | EcoStruxureâ„¢ IT Software Customization |  |  |  |  | 731304508779 | 5390.00 | 7200.00 | 9235.00
| WNSC16 | Netbotz Remote Configuration Service | https://www.se.com/us/en/product/WNSC16 |  |  | SOFTWARE DEPLOYMENT | Data Center Infrastructure Management (DCIM) Software | EcoStruxureâ„¢ IT Software Customization |  |  |  |  | 731304508786 | 2900.00 | 3875.00 | 4975.00
| WNSC0104 | Data Center Post Configuration Review | https://www.se.com/us/en/product/WNSC0104 |  |  | SOFTWARE DEPLOYMENT | Data Center Infrastructure Management (DCIM) Software | EcoStruxureâ„¢ IT Software Education | [5 empty] | Call for Quote | Call for Quote | Call for Quote
| WNSC0105 | Data Center Follow On Preparation Service | https://www.se.com/us/en/product/WNSC0105 |  |  | SOFTWARE DEPLOYMENT | Data Center Infrastructure Management (DCIM) Software | EcoStruxureâ„¢ IT Software Installation and Configuratio | [5 empty] | 583.00 | 779.00 | 999.00
| WNSC0112 | IT 5 Rack Management Solution | https://www.se.com/us/en/product/WNSC0112 |  |  | SOFTWARE DEPLOYMENT | Data Center Infrastructure Management (DCIM) Software | EcoStruxureâ„¢ IT Software Installation and Configuratio | [5 empty] | 4650.00 | 6200.00 | 7970.00
| WNSC0113 | IT 5 Rack Virtual Management Solution | https://www.se.com/us/en/product/WNSC0113 |  |  | SOFTWARE DEPLOYMENT | Data Center Infrastructure Management (DCIM) Software | EcoStruxureâ„¢ IT Software Installation and Configuratio | [5 empty] | 7865.00 | 10500.00 | 13485.00
| WNSC010101 | Data Center Management Software Configuration Base Service | https://www.se.com/us/en/product/WNSC010101 |  |  | SOFTWARE DEPLOYMENT | Data Center Infrastructure Management (DCIM) Software | EcoStruxureâ„¢ IT Software Installation and Configuratio | [5 empty] | 1550.00 | 2075.00 | 2660.00
| WNSC010102 | Data Center Expert Basic Administration | https://www.se.com/us/en/product/WNSC010102 |  |  | SOFTWARE DEPLOYMENT | Data Center Infrastructure Management (DCIM) Software | EcoStruxureâ„¢ IT Software Installation and Configuratio | [5 empty] | 664.00 | 889.00 | 1140.00
| WNSC010103 | Data Center Expert Advanced Administration | https://www.se.com/us/en/product/WNSC010103 |  |  | SOFTWARE DEPLOYMENT | Data Center Infrastructure Management (DCIM) Software | EcoStruxureâ„¢ IT Software Installation and Configuratio | [5 empty] | 444.00 | 599.00 | 760.00
| WNSC010209 | Data Center Mobile Installation | https://www.se.com/us/en/product/WNSC010209 |  |  | SOFTWARE DEPLOYMENT | Data Center Infrastructure Management (DCIM) Software | EcoStruxureâ„¢ IT Software Installation and Configuratio | [5 empty] | 111.00 | 149.99 | 190.00
| WNSC010210 | IT Advisor Labeling Service | https://www.se.com/us/en/product/WNSC010210 |  |  | SOFTWARE DEPLOYMENT | Data Center Infrastructure Management (DCIM) Software | EcoStruxureâ„¢ IT Software Installation and Configuratio | [5 empty] | 3.70 | 5.00 | 6.40
| WNSC010212 | IT Advisor Installation | https://www.se.com/us/en/product/WNSC010212 |  |  | SOFTWARE DEPLOYMENT | Data Center Infrastructure Management (DCIM) Software | EcoStruxureâ„¢ IT Software Installation and Configuratio | [5 empty] | 443.00 | 599.00 | 759.00
| WNSC010213 | IT Advisor Additional Module Installation | https://www.se.com/us/en/product/WNSC010213 |  |  | SOFTWARE DEPLOYMENT | Data Center Infrastructure Management (DCIM) Software | EcoStruxureâ„¢ IT Software Installation and Configuratio | [5 empty] | 443.00 | 599.00 | 759.00
| WNSC010401 | Data Center Expert Post Configuration Review | https://www.se.com/us/en/product/WNSC010401 |  |  | SOFTWARE DEPLOYMENT | Data Center Infrastructure Management (DCIM) Software | EcoStruxureâ„¢ IT Software Education | [5 empty] | 1995.00 | 2675.00 | 3420.00
| WNSC010402 | IT Advisor Capacity Post Configuration Review | https://www.se.com/us/en/product/WNSC010402 |  |  | SOFTWARE DEPLOYMENT | Data Center Infrastructure Management (DCIM) Software | EcoStruxureâ„¢ IT Software Education | [5 empty] | 1995.00 | 2675.00 | 3420.00
| WNSC010403 | IT Advisor Post Configuration Review | https://www.se.com/us/en/product/WNSC010403 |  |  | SOFTWARE DEPLOYMENT | Data Center Infrastructure Management (DCIM) Software | EcoStruxureâ„¢ IT Software Education | [5 empty] | 1995.00 | 2675.00 | 3420.00
| WNSC010404 | IT Advisor Change Post Configuration Review | https://www.se.com/us/en/product/WNSC010404 |  |  | SOFTWARE DEPLOYMENT | Data Center Infrastructure Management (DCIM) Software | EcoStruxureâ„¢ IT Software Education | [5 empty] | 1995.00 | 2675.00 | 3420.00
| WNSC010405 | Netbotz Post Configuration Review | https://www.se.com/us/en/product/WNSC010405 |  |  | SOFTWARE DEPLOYMENT | Data Center Infrastructure Management (DCIM) Software | EcoStruxureâ„¢ IT Software Education | [5 empty] | 1995.00 | 2675.00 | 3420.00
| WNSCCAPADM | Data Center Capacity Administrator Training | https://www.se.com/us/en/product/WNSCCAPADM |  |  | SOFTWARE DEPLOYMENT | Data Center Infrastructure Management (DCIM) Software | EcoStruxureâ„¢ IT Software Education | [5 empty] | 3685.00 | 4925.00 | 6320.00
| WNSCISXCADM | Data Center Expert Administrator Training | https://www.se.com/us/en/product/WNSCISXCADM |  |  | SOFTWARE DEPLOYMENT | Data Center Infrastructure Management (DCIM) Software | EcoStruxureâ„¢ IT Software Education | [5 empty] | 3685.00 | 4925.00 | 6320.00
| WNSCISXOADM | IT Advisor Administrator Training | https://www.se.com/us/en/product/WNSCISXOADM |  |  | SOFTWARE DEPLOYMENT | Data Center Infrastructure Management (DCIM) Software | EcoStruxureâ„¢ IT Software Education | [5 empty] | 3685.00 | 4925.00 | 6320.00
| WNSWCLOP | Cooling Optimize Configuration Service | https://www.se.com/us/en/product/WNSWCLOP |  |  | SOFTWARE DEPLOYMENT | Data Center Infrastructure Management (DCIM) Software | EcoStruxureâ„¢ IT Software Installation and Configuratio |  |  |  |  | 731304576723 | 2645.00 | 3550.00 | 4535.00
| WNSWDCIMCUSTOM | DCIM Installation and Configuration Service | https://www.se.com/us/en/product/WNSWDCIMCUSTOM |  |  | SOFTWARE DEPLOYMENT | Data Center Infrastructure Management (DCIM) Software | EcoStruxureâ„¢ IT Software Customization |  |  |  |  | 731304785392 | 1535.00 | 2050.00 | 2630.00
| WNSWDCIMCUSTOMH | EcoStruxure Custom Services | https://www.se.com/us/en/product/WNSWDCIMCUSTOMH |  |  | SOFTWARE DEPLOYMENT | Data Center Infrastructure Management (DCIM) Software | EcoStruxureâ„¢ IT Software Customization | [5 empty] | 525.00 | 709.00 | 900.00
| WNSWSERVICE | DCIM Custom Services | https://www.se.com/us/en/product/WNSWSERVICE |  |  | SOFTWARE DEPLOYMENT | Data Center Infrastructure Management (DCIM) Software | EcoStruxureâ„¢ IT Software Customization |  |  |  |  | 731304577560 | 1050.00 | 1400.00 | 1800.00
Special Applications >> Uninterruptible Power Supply (UPS) | BVS240XDPDR | Din Rail Mount Switch Power Supply Battery Back Up 24V DC 10 A | https://www.se.com/us/en/product/BVS240XDPDR | 24 DC | 24 DC | MEDIUM SPEC PRODUCTS | Uninterruptible Power Supply (UPS) | Industrial UPS | 0.52(kilos) 1.14(lbs) | 2.48x7.48x7.44(in) 6.30x19.00x18.90(cent) |  |  | 731304436942 | 111.00 | 149.99 | 189.00
| BVS480XDPDR | Din Rail Mount Switch Power Supply Battery Back Up 24V DC 20 A | https://www.se.com/us/en/product/BVS480XDPDR | 24 DC | 24 DC | MEDIUM SPEC PRODUCTS | Uninterruptible Power Supply (UPS) | Industrial UPS | 0.52(kilos) 1.15(lbs) | 7.48x7.40x2.24(in) 19.00x18.80x5.70(cent) | 6 |  | 731304436959 | 132.00 | 169.99 | 225.00
| SMT700X167 | APC Smart-UPS 700VA w/Auto Sense Input Voltage 120V/230V In 120V Out | https://www.se.com/us/en/product/SMT700X167 | 120 | 120 | OEM & SPECIAL PRODUCTS | Uninterruptible Power Supply (UPS) | Multistandard offers | 22.64(kilos) 49.92(lbs) | 12.99x12.99x23.23(in) 33.00x33.00x59.00(cent) |  |  | 731304423386 | 1305.00 | 1675.00 | 2235.00
| SMT1500CX413 | APC Smart-UPS 1500VA LCD 120V Audible Alarm Disabled | https://www.se.com/us/en/product/SMT1500CX413 | 120 | 120 | SMART-UPS ON-LINE | Uninterruptible Power Supply (UPS) | Special Configurations | 24.60(kilos) 54.24(lbs) | 8.62x6.73x17.28(in) 21.90x17.10x43.90(cent) |  |  | 731304426325 | 914.00 | 1150.00 | 1570.00
| SMT1500R2X122 | APC Smart-UPS 1500VA LCD RM 2U 120V with L5-15P | https://www.se.com/us/en/product/SMT1500R2X122 | 120 | 120 | OEM & SPECIAL PRODUCTS | Uninterruptible Power Supply (UPS) | Special Configurations | 31.91(kilos) 70.36(lbs) | 9.88x23.39x23.74(in) 25.10x59.40x60.30(cent) |  |  | 731304294061 | 998.00 | 1300.00 | 1715.00
| SMT2200R2X106 | APC Smart-UPS 2200VA LCD RM 2U 120V with L5-20P | https://www.se.com/us/en/product/SMT2200R2X106 | 120 | 120 | OEM & SPECIAL PRODUCTS | Uninterruptible Power Supply (UPS) | Special Configurations | 49.73(kilos) 109.65(lbs) | 10.00x23.62x38.58(in) 25.40x60.00x98.00(cent) |  |  | 731304294085 | 1495.00 | 1925.00 | 2560.00
| SMT2200R2X167 | APC Smart-UPS 2200VA RM2U w/Auto Sense Input Voltage 120V/230V In 120V Out | https://www.se.com/us/en/product/SMT2200R2X167 | 120 | 120 | OEM & SPECIAL PRODUCTS | Uninterruptible Power Supply (UPS) | Multistandard offers | 49.73(kilos) 109.65(lbs) | 10.00x23.62x38.58(in) 25.40x60.00x98.00(cent) |  |  | 731304423393 | 2850.00 | 3675.00 | 4885.00
| SMT3000R2X145 | APC Smart UPS 3000VA LCD RM 2U 120V with 12FT CORD | https://www.se.com/us/en/product/SMT3000R2X145 | 120 | 120 | OEM & SPECIAL PRODUCTS | Uninterruptible Power Supply (UPS) | Special Configurations | 51.70(kilos) 114.00(lbs) | 10.00x23.62x38.58(in) 25.40x60.00x98.00(cent) |  |  | 731304294092 | 1840.00 | 2375.00 | 3150.00
| SRT5KRMXLIM | APC Smart-UPS SRT 5000VA RM 230V Marine | https://www.se.com/us/en/product/SRT5KRMXLIM | 230 | 230 | OEM & SPECIAL PRODUCTS | Uninterruptible Power Supply (UPS) | Marine | 66.86(kilos) 147.43(lbs) | 12.99x24.02x37.80(in) 33.00x61.00x96.00(cent) |  |  | 731304320821 | 6050.00 | 7775.00 | 10365.00
| SRT6KRMXLIM | APC Smart-UPS SRT 6000VA RM 230V Marine | https://www.se.com/us/en/product/SRT6KRMXLIM | 230 | 230 | OEM & SPECIAL PRODUCTS | Uninterruptible Power Supply (UPS) | Marine | 67.00(kilos) 147.74(lbs) | 14.57x24.02x37.80(in) 37.00x61.00x96.00(cent) |  |  | 731304320838 | 6775.00 | 8725.00 | 11610.00
| SRT6M | APC 5kVA and 6kVA Marine Filter | https://www.se.com/us/en/product/SRT6M | 200 ,208 ,220 ,230 ,240 | 200 ,208 ,220 ,230 ,240 | OEM & SPECIAL PRODUCTS | Uninterruptible Power Supply (UPS) | Marine | 8.27(kilos) 18.24(lbs) | 2.99x22.01x15.98(in) 7.60x55.90x40.60(cent) |  |  | 731304324836 | 1125.00 | 1450.00 | 1925.00
| SRT6RMM | APC 5kVA and 6kVA Marine Filter Rack-Mount | https://www.se.com/us/en/product/SRT6RMM | 200 ,208 ,220 ,230 ,240 | 200 ,208 ,220 ,230 ,240 | OEM & SPECIAL PRODUCTS | Uninterruptible Power Supply (UPS) | Marine | 8.27(kilos) 18.24(lbs) | 2.99x22.01x15.98(in) 7.60x55.90x40.60(cent) |  |  | 731304324843 | 1150.00 | 1500.00 | 1970.00
| SRT10IP23 | IP23 enclosure for 5/6/8/10kVA SRT UPS and XBP | https://www.se.com/us/en/product/SRT10IP23 |  |  | OEM & SPECIAL PRODUCTS | Uninterruptible Power Supply (UPS) | Marine | 40.82(kilos) 90.01(lbs) | 22.99x37.32x23.46(in) 58.40x94.80x59.60(cent) |  |  | 731304337652 | 961.00 | 1250.00 | 1650.00
| SRT10RMXLIX806 | APC Smart-UPS SRT 10000VA RM 230V, Custom PDU | https://www.se.com/us/en/product/SRT10RMXLIX806 | 230 ,400 3 PH | 230 | OEM & SPECIAL PRODUCTS | Uninterruptible Power Supply (UPS) | Industrial UPS | 130.00(kilos) 286.65(lbs) | 18.15x23.62x39.37(in) 46.10x60.00x100.00(cent) |  | 1 | 731304334507 | 8765.00 | 11300.00 | 15020.00
| SRT192RMBPM | APC Smart-UPS SRT 192V 5kVA and 6kVA RM Battery Pack Marine | https://www.se.com/us/en/product/SRT192RMBPM |  |  | OEM & SPECIAL PRODUCTS | Uninterruptible Power Supply (UPS) | Marine | 105.50(kilos) 232.63(lbs) | 16.54x23.62x39.37(in) 42.00x60.00x100.00(cent) |  |  | 731304324317 | 1595.00 | 2050.00 | 2735.00
| SUA5KRMT5UX145 | APC Smart-UPS 5000VA 208V Rackmount/Tower, 12 foot power cord | https://www.se.com/us/en/product/SUA5KRMT5UX145 | 208 | 208 | OEM & SPECIAL PRODUCTS | Uninterruptible Power Supply (UPS) | Industrial UPS | 106.59(kilos) 235.03(lbs) | 25.00x24.02x30.00(in) 63.50x61.00x76.20(cent) |  |  | 731304333593 | 4185.00 | 5375.00 | 7170.00
| SUA500PDR | APC DIN Rail - Panel Mount UPS-without battery-500VA 120V | https://www.se.com/us/en/product/SUA500PDR | 120 | 120 | OEM & SPECIAL PRODUCTS | Uninterruptible Power Supply (UPS) | Industrial UPS | 9.55(kilos) 21.06(lbs) | 11.69x11.69x18.94(in) 29.70x29.70x48.10(cent) |  |  | 731304289982 | 460.00 | 599.00 | 788.00
| SUA500PDR-H | APC DIN Rail - Panel Mount UPS with High Temp Battery 500VA 120V | https://www.se.com/us/en/product/SUA500PDR-H | 120 | 120 | OEM & SPECIAL PRODUCTS | Uninterruptible Power Supply (UPS) | Industrial UPS | 13.30(kilos) 29.33(lbs) | 11.69x11.69x18.94(in) 29.70x29.70x48.10(cent) |  |  | 731304794493 | 919.00 | 1200.00 | 1580.00
| SUA500PDR-S | APC DIN Rail - Panel Mount UPS with Standard Battery 500VA 120V | https://www.se.com/us/en/product/SUA500PDR-S | 120 | 120 | OEM & SPECIAL PRODUCTS | Uninterruptible Power Supply (UPS) | Industrial UPS | 13.32(kilos) 29.37(lbs) | 11.69x11.69x18.94(in) 29.70x29.70x48.10(cent) |  |  | 731304733010 | 587.00 | 759.00 | 1010.00
| SUA500PDRI-H | APC DIN Rail - Panel Mount UPS with High Temp Battery 500VA 230V | https://www.se.com/us/en/product/SUA500PDRI-H | 230 | 230 | OEM & SPECIAL PRODUCTS | Uninterruptible Power Supply (UPS) | Industrial UPS | 13.29(kilos) 29.31(lbs) | 11.69x18.94x11.69(in) 29.70x48.10x29.70(cent) |  |  |  | 919.00 | 1200.00 | 1580.00
| SUA500PDRI-S | APC DIN Rail - Panel Mount UPS with Standard Battery 500VA 230V | https://www.se.com/us/en/product/SUA500PDRI-S | 230 | 230 | OEM & SPECIAL PRODUCTS | Uninterruptible Power Supply (UPS) | Industrial UPS | 13.32(kilos) 29.37(lbs) | 11.69x11.69x18.94(in) 29.70x29.70x48.10(cent) |  |  |  | 587.00 | 759.00 | 1010.00
| SUA750IX38 | APC Smart UPS 750VA 230V USB with UL approval | https://www.se.com/us/en/product/SUA750IX38 | 230 | 230 | OEM & SPECIAL PRODUCTS | Uninterruptible Power Supply (UPS) | Multistandard offers | 14.55(kilos) 32.08(lbs) | 10.98x10.75x19.49(in) 27.90x27.30x49.50(cent) |  |  | 731304253365 | 448.00 | 579.00 | 767.00
| SURT023M | APC 3000VA Filter - MARINE | https://www.se.com/us/en/product/SURT023M | 208 ,220 ,230 ,240 | 200 ,208 ,220 ,230 ,240 | OEM & SPECIAL PRODUCTS | Uninterruptible Power Supply (UPS) | Marine | 6.36(kilos) 14.02(lbs) | 2.99x22.01x15.00(in) 7.60x55.90x38.10(cent) |  |  | 731304284697 | 458.00 | 589.00 | 784.00
| SURT1000XLIM | APC Smart-UPS RT 1000VA 230V - Marine | https://www.se.com/us/en/product/SURT1000XLIM | 230 | 230 | OEM & SPECIAL PRODUCTS | Uninterruptible Power Supply (UPS) | Marine | 27.80(kilos) 61.30(lbs) | 11.26x23.39x24.80(in) 28.60x59.40x63.00(cent) |  |  | 731304283515 | 1375.00 | 1775.00 | 2355.00
| SURTD2200XLIM | APC Smart-UPS RT 2200VA 230V - Marine | https://www.se.com/us/en/product/SURTD2200XLIM | 230 | 230 | OEM & SPECIAL PRODUCTS | Uninterruptible Power Supply (UPS) | Marine | 63.64(kilos) 140.33(lbs) | 13.66x38.58x23.74(in) 34.70x98.00x60.30(cent) |  |  | 731304286929 | 2405.00 | 3100.00 | 4125.00
| SURTD3000XLIM | APC Smart-UPS RT 3000VA 230V - Marine | https://www.se.com/us/en/product/SURTD3000XLIM | 230 | 230 | OEM & SPECIAL PRODUCTS | Uninterruptible Power Supply (UPS) | Marine | 63.64(kilos) 140.33(lbs) | 13.66x38.58x23.74(in) 34.70x98.00x60.30(cent) |  |  | 731304283546 | 3495.00 | 4500.00 | 5990.00
| SYA8K8IX798 | APC Symmetra LX 8kVA Scalable to 8kVA N+1 Tower, 220-240V or 380-415V, web card shipped separately | https://www.se.com/us/en/product/SYA8K8IX798 | 230 ,400 3 PH | 230 | SYMMETRA (1PHASE) | Uninterruptible Power Supply (UPS) | Industrial UPS | 229.56(kilos) 506.18(lbs) | 35.98x23.58x39.25(in) 91.40x59.90x99.70(cent) |  | 2 | 731304333845 | 13785.00 | 17800.00 | 23625.00
| SYA8K16IX798 | APC Symmetra LX 8kVA Scalable to 16kVA N+1 Tower, 220-240V or 480-415V, web card shipped separately | https://www.se.com/us/en/product/SYA8K16IX798 | 230 ,400 3 PH | 230 | OEM & SPECIAL PRODUCTS | Uninterruptible Power Supply (UPS) | Industrial UPS | 236.82(kilos) 522.19(lbs) | 46.50x23.58x39.25(in) 118.10x59.90x99.70(cent) |  | 2 | 731304333869 | 9425.00 | 12200.00 | 16150.00
| SYA8K16PX798 | APC Symmetra LX 8kVA Scalable to 16kVA N+1, Tower 208/240V, web card shipped separately | https://www.se.com/us/en/product/SYA8K16PX798 | 208 | 120 12 | OEM & SPECIAL PRODUCTS | Uninterruptible Power Supply (UPS) | Industrial UPS | 236.32(kilos) 521.09(lbs) | 46.50x23.58x39.25(in) 118.10x59.90x99.70(cent) |  |  | 731304333821 | 10565.00 | 13600.00 | 18110.00
| SYA8K16PXRX798 | APC Symmetra LX 8kVA Scalable to 16kVA N+1 Ext. Run Tower, 208/240V, web card shipped separately | https://www.se.com/us/en/product/SYA8K16PXRX798 | 208 | 120 12 | OEM & SPECIAL PRODUCTS | Uninterruptible Power Supply (UPS) | Industrial UPS | 505.46(kilos) 1114.54(lbs) | 74.02x23.58x39.25(in) 188.00x59.90x99.70(cent) |  |  | 731304333838 | 16710.00 | 21500.00 | 28645.00
| XB005XPDR | Din Rail Mount Battery Pack 24VDC | https://www.se.com/us/en/product/XB005XPDR | 24 DC | 24 DC | MEDIUM SPEC PRODUCTS | Uninterruptible Power Supply (UPS) | Industrial UPS | 4.80(kilos) 10.58(lbs) | 9.24x7.40x7.48(in) 23.47x18.80x19.00(cent) | 8 |  | 731304451518 | 121.00 | 159.99 | 207.00
| XHXXS7A4F | SmartUPS Industrial Battery Harness SBS75 Cabinet Accessory 4 ft | https://www.se.com/us/en/product/XHXXS7A4F |  |  | OEM & SPECIAL PRODUCTS | Uninterruptible Power Supply (UPS) | Industrial UPS | 3.00(kilos) 6.62(lbs) | 6.89x14.57x11.81(in) 17.50x37.00x30.00(cent) |  |  | 731304345480 | 306.00 | 399.99 | 524.00
| XHXXS7A8F | SmartUPS Industrial Battery Harness SBS75 Cabinet Accessory 12 ft | https://www.se.com/us/en/product/XHXXS7A8F |  |  | OEM & SPECIAL PRODUCTS | Uninterruptible Power Supply (UPS) | Industrial UPS | 4.10(kilos) 9.04(lbs) | 6.89x14.57x11.81(in) 17.50x37.00x30.00(cent) |  |  | 731304345497 | 373.00 | 489.00 | 640.00
| XU2K0LLXXRCC | APC SmartUPS Industrial 2000VA / 1800W, 120VAC In/Out RM Conformal Coated | https://www.se.com/us/en/product/XU2K0LLXXRCC | 120 | 120 | OEM & SPECIAL PRODUCTS | Uninterruptible Power Supply (UPS) | Industrial UPS | 12.00(kilos) 26.46(lbs) | 7.32x21.06x14.57(in) 18.60x53.50x37.00(cent) |  |  | 731304399377 | 4645.00 | 5975.00 | 7965.00
Surge Protection Devices >> Surge Protection and Power Conditioning | P6N | APC Essential SurgeArrest 6 Outlet with Ethernet Protection, 120V | https://www.se.com/us/en/product/P6N | 120 |  | PERSONAL SURGE | Surge Protection and Power Conditioning | SurgeArrest Essential | 0.42(kilos) 0.93(lbs) | 14.02x4.80x1.81(in) 35.60x12.20x4.60(cent) |  |  | 731304282723 | 15.75 | 18.99 | 27.00
Transfer Switches >> Power Distribution | AP4421A | Rack ATS, 230V, 10A, C14 in, (12) C13 out | https://www.se.com/us/en/product/AP4421A | 230 AC 1 PH | 230 AC 1 PH | OPTIMUM RACK PDU | Power Distribution | Rack-mount Transfer Switches | 5.42(kilos) 11.95(lbs) | 4.33x23.62x13.78(in) 11.00x60.00x35.00(cent) | 40 |  | 731304432425 | 1370.00 | 1900.00 | 2420.00
| AP4422A | Rack ATS, 230V, 16A, (2) IEC 309 in, (1) IEC 309 out | https://www.se.com/us/en/product/AP4422A | 230 AC 1 PH | 230 AC 1 PH | OPTIMUM RACK PDU | Power Distribution | Rack-mount Transfer Switches | 6.46(kilos) 14.25(lbs) | 4.72x23.62x13.98(in) 12.00x60.00x35.50(cent) |  |  | 731304432432 | 1410.00 | 1950.00 | 2485.00
| AP4423A | Rack ATS, 230V, 16A, C20 in, (8) C13 (1) C19 out | https://www.se.com/us/en/product/AP4423A | 230 AC 1 PH | 230 AC 1 PH | OPTIMUM RACK PDU | Power Distribution | Rack-mount Transfer Switches | 5.49(kilos) 12.11(lbs) | 4.72x23.62x13.98(in) 12.00x60.00x35.50(cent) | 40 |  | 731304432449 | 1410.00 | 1950.00 | 2485.00
| AP4424A | Rack ATS, 230V, 32A, IEC 309 in, (16) C13 (2) C19 out | https://www.se.com/us/en/product/AP4424A | 230 AC 1 PH | 230 AC 1 PH | OPTIMUM RACK PDU | Power Distribution | Rack-mount Transfer Switches | 7.13(kilos) 15.71(lbs) | 8.46x14.02x22.64(in) 21.50x35.60x57.50(cent) |  |  | 731304432456 | 1795.00 | 2475.00 | 3165.00
| AP4430A | Rack ATS, 200-208V, 20A, L6-20 in, (8) C13 (1) C19 out | https://www.se.com/us/en/product/AP4430A | 200 AC 1 PH,208 | 200 AC 1 PH,208 | OPTIMUM RACK PDU | Power Distribution | Rack-mount Transfer Switches | 6.60(kilos) 14.55(lbs) | 9.29x14.02x23.62(in) 23.60x35.60x60.00(cent) |  |  | 731304432463 | 1410.00 | 1950.00 | 2485.00
| AP4431A | Rack ATS, 208V, 30A, (2) L6-30P in, (1) L6-30R Out | https://www.se.com/us/en/product/AP4431A | 208 AC 1 PH | 208 AC 1 PH | OPTIMUM RACK PDU | Power Distribution | Rack-mount Transfer Switches | 9.00(kilos) 19.85(lbs) | 8.27x14.02x22.99(in) 21.00x35.60x58.40(cent) |  |  | 731304432470 | 1715.00 | 2375.00 | 3030.00
| AP4432A | Rack ATS, 200-208V, 30A, L6-30 in, (16) C13 (2) C19 out | https://www.se.com/us/en/product/AP4432A | 200 AC 1 PH,208 | 200 AC 1 PH,208 | OPTIMUM RACK PDU | Power Distribution | Rack-mount Transfer Switches | 9.07(kilos) 20.00(lbs) | 8.27x14.02x22.99(in) 21.00x35.60x58.40(cent) |  |  | 731304432487 | 1795.00 | 2475.00 | 3165.00
| AP4433A | Rack ATS, 208V, 12A, C14 in, (12) C13 out | https://www.se.com/us/en/product/AP4433A | 208 AC 1 PH | 208 AC 1 PH | OPTIMUM RACK PDU | Power Distribution | Rack-mount Transfer Switches | 5.51(kilos) 12.15(lbs) | 4.49x14.02x23.62(in) 11.40x35.60x60.00(cent) |  |  | 731304432494 | 1370.00 | 1900.00 | 2420.00
| AP4434A | Rack ATS, 208V, 20A, C20 in, (8) C13 (1) C19 out | https://www.se.com/us/en/product/AP4434A | 208 AC 1 PH | 208 AC 1 PH,208 | OPTIMUM RACK PDU | Power Distribution | Rack-mount Transfer Switches | 5.51(kilos) 12.15(lbs) | 4.49x14.02x23.62(in) 11.40x35.60x60.00(cent) |  |  | 731304432500 | 1410.00 | 1950.00 | 2485.00
| AP4450A | Rack ATS, 100/120V, 15A, 5-15 in, (10) 5-15R out | https://www.se.com/us/en/product/AP4450A | 100 AC 1 PH,120 | 100 AC 1 PH,120 | OPTIMUM RACK PDU | Power Distribution | Rack-mount Transfer Switches | 6.17(kilos) 13.60(lbs) | 4.49x14.02x23.62(in) 11.40x35.60x60.00(cent) |  |  | 731304432517 | 1200.00 | 1650.00 | 2115.00
| AP4450AJ | Rack ATS, 100V, 15A, 5-15 in, (10) 5-15R out | https://www.se.com/us/en/product/AP4450AJ | 100 AC 1 PH | 100 AC 1 PH | OPTIMUM RACK PDU | Power Distribution | Rack-mount Transfer Switches | 6.17(kilos) 13.60(lbs) | 4.49x23.62x14.02(in) 11.40x60.00x35.60(cent) |  |  | 731304447535 | 1200.00 | 1650.00 | 2115.00
| AP4452A | Rack ATS, 120V, 20A, L5-20 in, (10) 5-20R out | https://www.se.com/us/en/product/AP4452A | 120 AC 1 PH | 120 AC 1 PH | OPTIMUM RACK PDU | Power Distribution | Rack-mount Transfer Switches | 6.17(kilos) 13.60(lbs) | 4.49x14.02x23.62(in) 11.40x35.60x60.00(cent) |  |  | 731304432524 | 1335.00 | 1850.00 | 2350.00
| AP4453A | APC NetShelter Rack ATS, 120V, 30A, L5-30P in, (16) 5-20R out | https://www.se.com/us/en/product/AP4453A | 120 AC 1 PH | 120 AC 1 PH | OPTIMUM RACK PDU | Power Distribution | Rack-mount Transfer Switches | 8.82(kilos) 19.45(lbs) | 8.27x14.02x22.99(in) 21.00x35.60x58.40(cent) |  |  | 731304432531 | 1795.00 | 2475.00 | 3165.00
| AP7768 | BRACKET KIT, REAR RAILS, RACK ATS | https://www.se.com/us/en/product/AP7768 |  |  | OPTIMUM RACK PDU | Power Distribution | Rack-mount Transfer Switches | 1.14(kilos) 2.51(lbs) | 2.13x22.13x3.90(in) 5.40x56.20x9.90(cent) |  |  | 731304256229 | 84.00 | 119.99 | 147.00
| AP7769 | Cord Retention Bracket for Rack ATS | https://www.se.com/us/en/product/AP7769 |  |  | OPTIMUM RACK PDU | Power Distribution | Rack-mount Transfer Switches | 0.25(kilos) 0.55(lbs) | 2.17x22.13x3.90(in) 5.50x56.20x9.90(cent) |  |  | 731304255871 | 85.00 | 119.99 | 149.00
Uniflair Chillers >> Cooling | ACAC75009 | "Flooded Receiver 17lb, R410A, 6" Diameter, 18" Length" | https://www.se.com/us/en/product/ACAC75009 |  |  | INROW COOLING | Cooling | Uniflair Air Cooled Condensers | 23.18(kilos) 51.11(lbs) | 26.73x35.51x17.76(in) 67.90x90.20x45.10(cent) |  |  | 731304266327 | 4345.00 | 6300.00 | 7815.00
| ACAC75010 | Flooded receiver, 12 L, R410A, 220mm Diameter, 380mm Length | https://www.se.com/us/en/product/ACAC75010 |  |  | INROW COOLING | Cooling | Uniflair Air Cooled Condensers | 48.20(kilos) 106.28(lbs) | 35.00x47.01x37.01(in) 88.90x119.40x94.00(cent) |  |  | 731304317340 | Call for Quote | Call for Quote | Call for Quote
| ACCD75214 | Condenser 1 Fan, Single Circuit, 2.4 MBH/1F TD, 208-240V/1/60 | https://www.se.com/us/en/product/ACCD75214 | 230 |  | INROW COOLING | Cooling | Uniflair Air Cooled Condensers | 172.28(kilos) 379.88(lbs) | 55.98x52.99x30.00(in) 142.20x134.60x76.20(cent) |  |  | 731304262879 | 8080.00 | 11800.00 | 14540.00
| ACCD75215 | Condenser 1 Fan, Single Circuit, 4MBH/1F TD, 208-240V/1/60 | https://www.se.com/us/en/product/ACCD75215 | 230 |  | INROW COOLING | Cooling | Uniflair Air Cooled Condensers | 204.56(kilos) 451.05(lbs) | 55.98x52.99x40.00(in) 142.20x134.60x101.60(cent) |  |  | 731304262893 | 9380.00 | 13600.00 | 16880.00
| ACCD75216 | Condenser 1 Fan, Single Circuit, 1.2MBH /1C TD, 400/3/50 FSC | https://www.se.com/us/en/product/ACCD75216 | 380 3 PH,400 3 PH,415 3 PH |  | INROW COOLING | Cooling | Uniflair Air Cooled Condensers | 120.00(kilos) 264.60(lbs) | 47.99x45.00x54.02(in) 121.90x114.30x137.20(cent) |  |  | 731304262909 | 4970.00 | 7225.00 | 8940.00
| ACCD75217 | Condenser, 2 Fan, Single Circuit, 2.3MBH /1C TD, 400/3/50 FSC | https://www.se.com/us/en/product/ACCD75217 | 380 3 PH,400 3 PH,415 3 PH |  | INROW COOLING | Cooling | Uniflair Air Cooled Condensers | 115.92(kilos) 255.60(lbs) | 47.99x45.00x85.00(in) 121.90x114.30x215.90(cent) |  |  | 731304262886 | 6570.00 | 9525.00 | 11825.00
| ACCD75218 | Condenser, 1 Fan, Single Circuit, 1.2MBH /1C TD, 220/1/50 FSC | https://www.se.com/us/en/product/ACCD75218 | 220 22 |  | INROW COOLING | Cooling | Uniflair Air Cooled Condensers | 150.00(kilos) 330.75(lbs) | 38.19x31.10x64.17(in) 97.00x79.00x163.00(cent) |  |  | 731304262916 | 4275.00 | 6200.00 | 7695.00
| ACCD75219 | Condenser, 2 Fan, Single Circuit, 2.3MBH /1C TD, 220/1/50 FSC | https://www.se.com/us/en/product/ACCD75219 | 220 22 |  | INROW COOLING | Cooling | Uniflair Air Cooled Condensers | 180.00(kilos) 396.90(lbs) | 106.30x41.34x51.18(in) 270.00x105.00x130.00(cent) |  |  | 731304267676 | 6335.00 | 9200.00 | 11405.00
| ACCD76074 | Condenser 32kW, 95F/120F, 575V/3/60Hz | https://www.se.com/us/en/product/ACCD76074 |  |  | SMALL SYSTEM COOLING | Cooling | Uniflair Air Cooled Condensers | 231.82(kilos) 511.16(lbs) | 45.00x60.00x45.00(in) 114.30x152.40x114.30(cent) |  |  | 731304317999 | 8305.00 | 12100.00 | 14950.00
| ACFC75210 | Fluid Cooler 135MBH@25TD, 30 GPM, 16 Feeds, 460/3/60 | https://www.se.com/us/en/product/ACFC75210 | 460 3 PH |  | INROW COOLING | Cooling | Uniflair Fluid Coolers | 172.74(kilos) 380.89(lbs) | 55.98x52.99x30.00(in) 142.20x134.60x76.20(cent) |  |  | 731304262862 | 5625.00 | 8175.00 | 10125.00
| ACFC75255 | Fluid Cooler 59MBH@25TD, 10 GPM, 8 Feeds, 480/3/60 | https://www.se.com/us/en/product/ACFC75255 | 460 3 PH,480 3 PH |  | INROW COOLING | Cooling | Uniflair Fluid Coolers | 225.00(kilos) 496.13(lbs) | 43.31x40.00x50.00(in) 110.00x101.60x127.00(cent) |  |  | 731304262930 | 3625.00 | 5275.00 | 6525.00
| ACFC75256 | Fluid Cooler 57MBH@25 TD, 10GPM, 5Feeds, 400/3/50 | https://www.se.com/us/en/product/ACFC75256 | 380 3 PH,400 3 PH,415 3 PH |  | INROW COOLING | Cooling | Uniflair Fluid Coolers | 170.00(kilos) 374.85(lbs) | 60.00x60.00x97.99(in) 152.40x152.40x248.90(cent) |  |  | 731304262930 | 9290.00 | 13500.00 | 16720.00
| ACFC75261 | Fluid Cooler 71kW@104F/115F, 48GPM, 208-230V/3/60Hz | https://www.se.com/us/en/product/ACFC75261 |  |  | SMALL SYSTEM COOLING | Cooling | Uniflair Fluid Coolers | 568.18(kilos) 1252.84(lbs) | 60.00x145.00x60.00(in) 152.40x368.30x152.40(cent) |  |  | 731304293071 | 11500.00 | 16700.00 | 20700.00
| ANCCHILL | CUSTOM UNIFLAIR CHILLER | https://www.se.com/us/en/product/ANCCHILL |  |  | UNIFLAIR ROOM COOLING | Cooling | Uniflair Air Cooled Chillers | [5 empty] | Call for Quote | Call for Quote | Call for Quote
| QUNIF-CHILLER | Uniflair Chiller | https://www.se.com/us/en/product/QUNIF-CHILLER |  |  | CHILLERS | Cooling | Uniflair Air Cooled Chillers | 0.01(kilos) 0.02(lbs) | 0.00x0.00x0.00(in) 0.01x0.01x0.01(cent) |  |  |  | Call for Quote | Call for Quote | Call for Quote
Uniflair Room Cooling >> Cooling | 0B1782 | BEZEL ASSY - DISPLAY | https://www.se.com/us/en/product/0B1782 |  |  | UNIFLAIR ROOM COOLING | Cooling | InRoom Direct Expansion | 0.25(kilos) 0.55(lbs) | 1.26x14.17x6.89(in) 3.20x35.99x17.50(cent) |  |  |  | Call for Quote | Call for Quote | Call for Quote
| 0M-6435 | S/A SHEET METAL PARTS UP DISCHARGE CW | https://www.se.com/us/en/product/0M-6435 |  |  | SPARES COOLING | Cooling | NetworkAIR FM | [5 empty] | Call for Quote | Call for Quote | Call for Quote
| 0M-61447 | 2- WAY CHILLED WATER CONTRL VALVE, SIZE 1 | https://www.se.com/us/en/product/0M-61447 |  |  | UNIFLAIR ROOM COOLING | Cooling | InRoom Chilled Water | 0.01(kilos) 0.02(lbs) | 0.00x0.00x0.00(in) 0.01x0.01x0.01(cent) |  |  |  | Call for Quote | Call for Quote | Call for Quote
| 0M-61474 | HEAT AND HUMID 400-460V 50-60 HZ, SIZE 1 | https://www.se.com/us/en/product/0M-61474 |  |  | UNIFLAIR ROOM COOLING | Cooling | InRoom Direct Expansion | 0.01(kilos) 0.02(lbs) | 0.00x0.00x0.00(in) 0.01x0.01x0.01(cent) |  |  |  | 2300.00 | 3350.00 | 4140.00
| 0M-817748 | ACC(11A3)SMOKE/FIRE SE. UNIFLAIR LE | https://www.se.com/us/en/product/0M-817748 |  |  | UNIFLAIR ROOM COOLING | Cooling | Uniflair Med/Large Room Cooling | 0.01(kilos) 0.02(lbs) | 0.00x0.00x0.00(in) 0.01x0.01x0.01(cent) |  |  |  | 657.00 | 959.00 | 1185.00
| 884-0700A | TAG PRESSURE WARNING | https://www.se.com/us/en/product/884-0700A |  |  | UNIFLAIR ROOM COOLING | Cooling | InRoom Direct Expansion | 0.01(kilos) 0.02(lbs) | 3.12x6.25x0.00(in) 7.93x15.88x0.01(cent) |  |  |  | Call for Quote | Call for Quote | Call for Quote
| 885-3499 | LABEL NAMEPLATE | https://www.se.com/us/en/product/885-3499 |  |  | INROW COOLING | Cooling | InRoom Direct Expansion | [5 empty] | Call for Quote | Call for Quote | Call for Quote
| 885-3546 | LABEL - START-UP | https://www.se.com/us/en/product/885-3546 |  |  | INROW COOLING | Cooling | InRoom Direct Expansion | 0.01(kilos) 0.02(lbs) | 11.50x8.00x0.00(in) 29.21x20.32x0.01(cent) |  |  |  | Call for Quote | Call for Quote | Call for Quote
| 885-3547 | LABEL NAMEPLATE | https://www.se.com/us/en/product/885-3547 |  |  | INROW COOLING | Cooling | InRoom Direct Expansion | [5 empty] | Call for Quote | Call for Quote | Call for Quote
| 885-7704 | DECAL, GROUNDING NOTICE | https://www.se.com/us/en/product/885-7704 |  |  | INROW COOLING | Cooling | InRoom Direct Expansion | [5 empty] | Call for Quote | Call for Quote | Call for Quote
| 885-7705D | DECAL INSTALLER NOTICE | https://www.se.com/us/en/product/885-7705D |  |  | INROW COOLING | Cooling | InRoom Direct Expansion | 0.01(kilos) 0.02(lbs) | 5.50x4.25x0.00(in) 13.97x10.80x0.01(cent) |  |  |  | Call for Quote | Call for Quote | Call for Quote
| ACAC10041 | User display kit | https://www.se.com/us/en/product/ACAC10041 |  |  | INROW COOLING | Cooling | Uniflair Rack Mounted Room Cooling | 2.44(kilos) 5.38(lbs) | 5.98x19.88x5.16(in) 15.20x50.50x13.10(cent) |  |  | 731304405306 | 466.00 | 679.00 | 838.00
| ACAC10042 | Top installation pipe kit | https://www.se.com/us/en/product/ACAC10042 |  |  | INROW COOLING | Cooling | Uniflair Rack Mounted Room Cooling | 1.85(kilos) 4.08(lbs) | 5.91x78.74x5.12(in) 15.00x200.00x13.00(cent) |  |  | 731304403777 | 120.00 | 179.99 | 215.00
| ACAC10043 | Bottom installation pipe kit(Long Z type, for underfloor installation) | https://www.se.com/us/en/product/ACAC10043 |  |  | INROW COOLING | Cooling | Uniflair Rack Mounted Room Cooling | 0.72(kilos) 1.59(lbs) | 4.33x19.69x7.87(in) 11.00x50.00x20.00(cent) |  |  | 731304403784 | 75.00 | 109.99 | 135.00
| ACAC10044 | Bottom installation pipe kit(Short Z type) | https://www.se.com/us/en/product/ACAC10044 |  |  | INROW COOLING | Cooling | Uniflair Rack Mounted Room Cooling | 0.55(kilos) 1.21(lbs) | 4.33x12.60x7.48(in) 11.00x32.00x19.00(cent) |  |  | 731304403814 | 54.00 | 79.99 | 96.00
| ACAC10045 | User display | https://www.se.com/us/en/product/ACAC10045 |  |  | INROW COOLING | Cooling | Uniflair Rack Mounted Room Cooling | 1.50(kilos) 3.31(lbs) | 7.87x11.81x11.81(in) 20.00x30.00x30.00(cent) |  |  | 731304403760 | 328.00 | 479.00 | 591.00
| ACAC10046 | Condensate pump | https://www.se.com/us/en/product/ACAC10046 | 200...240 |  | INROW COOLING | Cooling | Uniflair Rack Mounted Room Cooling | 2.00(kilos) 4.41(lbs) | 5.12x15.35x4.72(in) 13.00x39.00x12.00(cent) |  |  | 731304408000 | 453.00 | 659.00 | 815.00
| ACAC10047 | Low temp kit (-35C) | https://www.se.com/us/en/product/ACAC10047 | 200...240 |  | INROW COOLING | Cooling | Uniflair Rack Mounted Room Cooling | 9.86(kilos) 21.74(lbs) | 15.75x15.75x14.96(in) 40.00x40.00x38.00(cent) |  |  | 731304408017 | 954.00 | 1400.00 | 1720.00
| ACAC10048 | Uniflair RM cooling Stacking kit for ETL | https://www.se.com/us/en/product/ACAC10048 |  |  | INROW COOLING | Cooling | Uniflair Rack Mounted Room Cooling | 2.10(kilos) 4.63(lbs) | 11.42x4.72x23.62(in) 29.00x12.00x60.00(cent) |  |  | 731304411628 | 226.00 | 329.99 | 406.00
| ACAC76134 | Uniflair Flooded Receiver 60lbs (27.2kg) R410a | https://www.se.com/us/en/product/ACAC76134 |  |  | INROW COOLING | Cooling | Uniflair Room Cooling Accessories | 36.36(kilos) 80.17(lbs) | 14.02x14.02x40.00(in) 35.60x35.60x101.60(cent) |  |  |  | 3090.00 | 4475.00 | 5555.00
| ACFS76070 | "Floorstand, 24" Seismic, Frame Size 3" | https://www.se.com/us/en/product/ACFS76070 |  |  | SMALL SYSTEM COOLING | Cooling | Uniflair Room Cooling Accessories | 34.09(kilos) 75.17(lbs) | 25.98x40.98x30.98(in) 66.00x104.10x78.70(cent) |  |  |  | 723.00 | 1050.00 | 1305.00
| ACFS76078 | "Floorstand, 36" Seismic, Frame Size 6" | https://www.se.com/us/en/product/ACFS76078 |  |  | SMALL SYSTEM COOLING | Cooling | Uniflair Room Cooling Accessories | 61.36(kilos) 135.30(lbs) | 37.99x90.00x35.98(in) 96.50x228.60x91.40(cent) |  |  |  | 1285.00 | 1875.00 | 2315.00
| ACFS76098 | Uniflair Floorstand 610mm (24in) - Frame 7 | https://www.se.com/us/en/product/ACFS76098 |  |  | SMALL SYSTEM COOLING | Cooling | Uniflair Room Cooling Accessories | 59.87(kilos) 132.01(lbs) | 27.99x105.98x37.99(in) 71.10x269.20x96.50(cent) |  |  |  | 1420.00 | 2075.00 | 2560.00
| ACRC600PXW | InRow RC, 600mm, CW 200-240V, w/humidifier, RAL 9003 Schneider White | https://www.se.com/us/en/product/ACRC600PXW |  |  | INROW COOLING | Cooling | Uniflair Chilled Water | 463.18(kilos) 1021.31(lbs) | 85.28x33.46x44.76(in) 216.60x85.00x113.70(cent) |  |  | 731304434566 | 28975.00 | 42100.00 | 52155.00
| ACRC600XW | InRow RC, 600mm, CW, 200-240V, 50/60Hz, RAL 9003 Schneider White | https://www.se.com/us/en/product/ACRC600XW |  |  | INROW COOLING | Cooling | Uniflair Chilled Water | 405.45(kilos) 894.02(lbs) | 85.28x33.46x44.76(in) 216.60x85.00x113.70(cent) |  |  | 731304434559 | 25895.00 | 37600.00 | 46610.00
| ACRMD4KI-2 | 3.5kW split system Outdoor unit, Pre-charged refrigerant | https://www.se.com/us/en/product/ACRMD4KI-2 | 200...240 |  | SMALL SYSTEM COOLING | Cooling | Uniflair Rack Mounted Room Cooling | 52.00(kilos) 114.66(lbs) | 28.46x41.34x18.90(in) 72.30x105.00x48.00(cent) |  |  | 731304403791 | 1020.00 | 1500.00 | 1835.00
| ACRMD4KT-1 | 3.5kW split system Indoor unit, Gravity Drain | https://www.se.com/us/en/product/ACRMD4KT-1 | 200...240 |  | SMALL SYSTEM COOLING | Cooling | Uniflair Rack Mounted Room Cooling | 30.00(kilos) 66.15(lbs) | 12.99x22.83x37.40(in) 33.00x58.00x95.00(cent) |  |  | 731304408093 | 1920.00 | 2800.00 | 3455.00
| ACRMD4KT-2 | 3.5kW split system Outdoor unit, Pre-charged refrigerant | https://www.se.com/us/en/product/ACRMD4KT-2 | 200...240 |  | SMALL SYSTEM COOLING | Cooling | Uniflair Rack Mounted Room Cooling | 52.00(kilos) 114.66(lbs) | 28.46x41.34x18.90(in) 72.30x105.00x48.00(cent) |  |  | 731304408109 | 1770.00 | 2575.00 | 3185.00
| ACSB76164 | "Uniflair Sub Base Plenum 200mm (8") Frame Size 7 - Raven Black" | https://www.se.com/us/en/product/ACSB76164 |  |  | UNIFLAIR ROOM COOLING | Cooling | Uniflair Room Cooling Accessories | 38.18(kilos) 84.19(lbs) | 12.01x105.00x37.99(in) 30.50x266.70x96.50(cent) |  |  |  | 1915.00 | 2775.00 | 3440.00
| ACSB76177 | "Uniflair Sub Base Plenum 500mm (20") Front Discharge Frame Size 7 - SE White" | https://www.se.com/us/en/product/ACSB76177 |  |  | UNIFLAIR ROOM COOLING | Cooling | Uniflair Room Cooling Accessories | 91.36(kilos) 201.45(lbs) | 24.02x105.00x37.99(in) 61.00x266.70x96.50(cent) |  |  | 731304636014 | 2730.00 | 3975.00 | 4915.00
| ACSB76189 | "Uniflair Sub Base Plenum 500mm (20") No Grille Frame Size 5 - SE White" | https://www.se.com/us/en/product/ACSB76189 |  |  | UNIFLAIR ROOM COOLING | Cooling | Uniflair Room Cooling Accessories | 63.64(kilos) 140.33(lbs) | 22.01x69.02x35.98(in) 55.90x175.30x91.40(cent) |  |  |  | 802.00 | 1175.00 | 1445.00
| ANCUNIF | CUSTOM UNIFLAIR SOLUTION | https://www.se.com/us/en/product/ANCUNIF |  |  | UNIFLAIR ROOM COOLING | Cooling | Uniflair Chilled Water | [5 empty] | Call for Quote | Call for Quote | Call for Quote
| ECONKIT100 | Split Unit Ceiling Mount Evaporator Direct Air Economizer Kit | https://www.se.com/us/en/product/ECONKIT100 |  |  | UNIFLAIR ROOM COOLING | Cooling | Uniflair Ceiling Mounted Split Room Cooling |  |  |  |  | 731304347941 | 607.00 | 889.00 | 1095.00
| HDCV4500D | 150kW Chilled Water 208-230/3/60 Downflow (Underfloor) | https://www.se.com/us/en/product/HDCV4500D |  |  | UNIFLAIR ROOM COOLING | Cooling | Uniflair Med/Large Room Cooling | 1133.98(kilos) 2500.43(lbs) | 105.00x210.00x40.00(in) 266.70x533.40x101.60(cent) |  |  |  | Call for Quote | Call for Quote | Call for Quote
| HDCV4500G | 150kW Chilled Water 460/3/60 Downflow (Underfloor) | https://www.se.com/us/en/product/HDCV4500G |  |  | UNIFLAIR ROOM COOLING | Cooling | Uniflair Med/Large Room Cooling | 1133.98(kilos) 2500.43(lbs) | 105.00x210.00x40.00(in) 266.70x533.40x101.60(cent) |  |  |  | Call for Quote | Call for Quote | Call for Quote
| HDCV4500L | 150kW Chilled Water 575/3/60 Downflow (Underfloor) | https://www.se.com/us/en/product/HDCV4500L |  |  | UNIFLAIR ROOM COOLING | Cooling | Uniflair Med/Large Room Cooling | 1133.98(kilos) 2500.43(lbs) | 105.00x107.99x40.00(in) 266.70x274.30x101.60(cent) |  |  |  | Call for Quote | Call for Quote | Call for Quote
| HDCV5000D | 180kW Chilled Water 208-230/3/60 Downflow (Underfloor) | https://www.se.com/us/en/product/HDCV5000D |  |  | UNIFLAIR ROOM COOLING | Cooling | Uniflair Med/Large Room Cooling | 1315.42(kilos) 2900.50(lbs) | 105.00x129.02x40.00(in) 266.70x327.70x101.60(cent) |  |  |  | Call for Quote | Call for Quote | Call for Quote
| HDCV5000G | 180kW Chilled Water 460/3/60 Downflow (Underfloor) | https://www.se.com/us/en/product/HDCV5000G |  |  | UNIFLAIR ROOM COOLING | Cooling | Uniflair Med/Large Room Cooling | 1315.42(kilos) 2900.50(lbs) | 105.00x129.02x40.00(in) 266.70x327.70x101.60(cent) |  |  |  | Call for Quote | Call for Quote | Call for Quote
| HDCV5000L | 180kW Chilled Water 575/3/60 Downflow (Underfloor) | https://www.se.com/us/en/product/HDCV5000L | 575 3 PH |  | UNIFLAIR ROOM COOLING | Cooling | Uniflair Med/Large Room Cooling | 1315.42(kilos) 2900.50(lbs) | 105.00x129.02x40.00(in) 266.70x327.70x101.60(cent) |  |  |  | Call for Quote | Call for Quote | Call for Quote
| HDCV5200G | 190KW Chilled Water 460/3/60 Downflow (Underfloor) | https://www.se.com/us/en/product/HDCV5200G | 480 3 PH |  | UNIFLAIR ROOM COOLING | Cooling | Uniflair Med/Large Room Cooling | 1397.06(kilos) 3080.52(lbs) | 105.00x129.02x40.00(in) 266.70x327.70x101.60(cent) |  |  |  | Call for Quote | Call for Quote | Call for Quote
| HDCV5200L | 190KW Chilled Water 575/3/60 Downflow (Underfloor) | https://www.se.com/us/en/product/HDCV5200L | 575 3 PH |  | UNIFLAIR ROOM COOLING | Cooling | Uniflair Med/Large Room Cooling | 1397.06(kilos) 3080.52(lbs) | 105.00x129.02x40.00(in) 266.70x327.70x101.60(cent) |  |  |  | Call for Quote | Call for Quote | Call for Quote
| QNSB | Non Standard Spare Parts - Cooling | https://www.se.com/us/en/product/QNSB |  |  | Unknown | Cooling | Uniflair Med/Large Room Cooling | [5 empty] | Call for Quote | Call for Quote | Call for Quote
| QPLENUM | Air delivery systems and associated parts | https://www.se.com/us/en/product/QPLENUM |  |  | SMALL SYSTEM COOLING | Cooling | Uniflair Med/Large Room Cooling |  |  |  |  | 731304758099 | Call for Quote | Call for Quote | Call for Quote
| QUNIF-CRAC | Uniflair Computer Room Air Conditioner | https://www.se.com/us/en/product/QUNIF-CRAC |  |  | UNIFLAIR ROOM COOLING | Cooling | Uniflair Direct Expansion | [5 empty] | Call for Quote | Call for Quote | Call for Quote
| QUNIF-CRAH | Uniflair Computer Room Air Conditioner | https://www.se.com/us/en/product/QUNIF-CRAH |  |  | UNIFLAIR ROOM COOLING | Cooling | Uniflair Chilled Water |  |  |  |  | 731304758105 | Call for Quote | Call for Quote | Call for Quote
| QUNIF-SPLIT-SYS | Uniflair Computer Room Air Conditioner | https://www.se.com/us/en/product/QUNIF-SPLIT-SYS |  |  | UNIFLAIR ROOM COOLING | Cooling | Uniflair Ceiling Mounted Split Room Cooling | [5 empty] | Call for Quote | Call for Quote | Call for Quote
| QUNIF-WALL-MOUN | Uniflair Computer Room Air Conditioner | https://www.se.com/us/en/product/QUNIF-WALL-MOUN |  |  | UNIFLAIR ROOM COOLING | Cooling | Uniflair Wall Mount Room Cooling | [5 empty] | Call for Quote | Call for Quote | Call for Quote
| TDAV0511D | Air-Cooled 230/3/60 Downflow | https://www.se.com/us/en/product/TDAV0511D |  |  | UNIFLAIR ROOM COOLING | Cooling | Uniflair Med/Large Room Cooling | 454.55(kilos) 1002.28(lbs) | 80.00x45.00x35.00(in) 203.20x114.30x88.90(cent) |  |  |  | Call for Quote | Call for Quote | Call for Quote
| TDAV0511G | Air-Cooled 460/3/60 Downflow | https://www.se.com/us/en/product/TDAV0511G |  |  | UNIFLAIR ROOM COOLING | Cooling | Uniflair Med/Large Room Cooling | 454.55(kilos) 1002.28(lbs) | 80.00x45.00x35.00(in) 203.20x114.30x88.90(cent) |  |  |  | Call for Quote | Call for Quote | Call for Quote
| TDAV0511L | Downflow,Air-cooled DX Model 0511,575/3/60 | https://www.se.com/us/en/product/TDAV0511L |  |  | UNIFLAIR ROOM COOLING | Cooling | Uniflair Med/Large Room Cooling | 454.55(kilos) 1002.28(lbs) | 80.00x45.00x35.00(in) 203.20x114.30x88.90(cent) |  |  |  | Call for Quote | Call for Quote | Call for Quote
| TDAV0611D | Air-Cooled 230/3/60 Downflow | https://www.se.com/us/en/product/TDAV0611D |  |  | UNIFLAIR ROOM COOLING | Cooling | Uniflair Med/Large Room Cooling | 454.55(kilos) 1002.28(lbs) | 80.00x45.00x35.00(in) 203.20x114.30x88.90(cent) |  |  |  | Call for Quote | Call for Quote | Call for Quote
| TDAV0611G | Air-Cooled 460/3/60 Downflow | https://www.se.com/us/en/product/TDAV0611G |  |  | UNIFLAIR ROOM COOLING | Cooling | Uniflair Med/Large Room Cooling | 454.55(kilos) 1002.28(lbs) | 80.00x45.00x35.00(in) 203.20x114.30x88.90(cent) |  |  |  | Call for Quote | Call for Quote | Call for Quote
| TDAV0611L | Downflow,Air-cooled DX Model 0611,575/3/60 | https://www.se.com/us/en/product/TDAV0611L |  |  | UNIFLAIR ROOM COOLING | Cooling | Uniflair Med/Large Room Cooling | 454.55(kilos) 1002.28(lbs) | 80.00x45.00x35.00(in) 203.20x114.30x88.90(cent) |  |  |  | Call for Quote | Call for Quote | Call for Quote
| TDAV0921D | Air-Cooled 230/3/60 Downflow | https://www.se.com/us/en/product/TDAV0921D |  |  | UNIFLAIR ROOM COOLING | Cooling | Uniflair Med/Large Room Cooling | 454.55(kilos) 1002.28(lbs) | 80.00x55.00x37.99(in) 203.20x139.70x96.50(cent) |  |  |  | Call for Quote | Call for Quote | Call for Quote
| TDAV0921G | Air-Cooled 460/3/60 Downflow | https://www.se.com/us/en/product/TDAV0921G |  |  | UNIFLAIR ROOM COOLING | Cooling | Uniflair Med/Large Room Cooling | 454.55(kilos) 1002.28(lbs) | 80.00x55.00x37.99(in) 203.20x139.70x96.50(cent) |  |  |  | Call for Quote | Call for Quote | Call for Quote
| TDAV0921L | Downflow,Air-cooled DX Model 0921,575/3/60 | https://www.se.com/us/en/product/TDAV0921L |  |  | UNIFLAIR ROOM COOLING | Cooling | Uniflair Med/Large Room Cooling | 454.55(kilos) 1002.28(lbs) | 80.00x55.00x37.99(in) 203.20x139.70x96.50(cent) |  |  |  | Call for Quote | Call for Quote | Call for Quote
| TDAV1121D | Air-Cooled 230/3/60 Downflow | https://www.se.com/us/en/product/TDAV1121D |  |  | UNIFLAIR ROOM COOLING | Cooling | Uniflair Med/Large Room Cooling | 568.18(kilos) 1252.84(lbs) | 80.00x70.98x37.99(in) 203.20x180.30x96.50(cent) |  |  |  | Call for Quote | Call for Quote | Call for Quote
| TDAV1121G | Air-cooled 460/3/60 Downflow | https://www.se.com/us/en/product/TDAV1121G |  |  | UNIFLAIR ROOM COOLING | Cooling | Uniflair Med/Large Room Cooling | 568.18(kilos) 1252.84(lbs) | 80.00x70.98x37.99(in) 203.20x180.30x96.50(cent) |  |  |  | Call for Quote | Call for Quote | Call for Quote
| TDAV1121L | Downflow,Air-cooled DX Model 1121,575/3/60 | https://www.se.com/us/en/product/TDAV1121L |  |  | UNIFLAIR ROOM COOLING | Cooling | Uniflair Med/Large Room Cooling | 568.18(kilos) 1252.84(lbs) | 80.00x70.98x37.99(in) 203.20x180.30x96.50(cent) |  |  |  | Call for Quote | Call for Quote | Call for Quote
| TDAV1422D | Air-Cooled 230/3/60 Downflow | https://www.se.com/us/en/product/TDAV1422D |  |  | UNIFLAIR ROOM COOLING | Cooling | Uniflair Med/Large Room Cooling | 727.27(kilos) 1603.63(lbs) | 80.00x90.00x37.99(in) 203.20x228.60x96.50(cent) |  |  |  | Call for Quote | Call for Quote | Call for Quote
| TDAV1422G | Air-Cooled 460/3/60 Downflow | https://www.se.com/us/en/product/TDAV1422G |  |  | UNIFLAIR ROOM COOLING | Cooling | Uniflair Med/Large Room Cooling | 727.27(kilos) 1603.63(lbs) | 80.00x90.00x37.99(in) 203.20x228.60x96.50(cent) |  |  |  | Call for Quote | Call for Quote | Call for Quote
| TDAV1422L | Downflow,Air-cooled DX Model 1422,575/3/60 | https://www.se.com/us/en/product/TDAV1422L |  |  | UNIFLAIR ROOM COOLING | Cooling | Uniflair Med/Large Room Cooling | 727.27(kilos) 1603.63(lbs) | 80.00x90.00x37.99(in) 203.20x228.60x96.50(cent) |  |  |  | Call for Quote | Call for Quote | Call for Quote
| TDAV1622D | Air-Cooled 230/3/60 Downflow | https://www.se.com/us/en/product/TDAV1622D |  |  | UNIFLAIR ROOM COOLING | Cooling | Uniflair Med/Large Room Cooling | 727.27(kilos) 1603.63(lbs) | 80.00x90.00x37.99(in) 203.20x228.60x96.50(cent) |  |  |  | Call for Quote | Call for Quote | Call for Quote
| TDAV1622G | Air-Cooled 460/3/60 Downflow | https://www.se.com/us/en/product/TDAV1622G |  |  | UNIFLAIR ROOM COOLING | Cooling | Uniflair Med/Large Room Cooling | 727.27(kilos) 1603.63(lbs) | 80.00x90.00x37.99(in) 203.20x228.60x96.50(cent) |  |  |  | Call for Quote | Call for Quote | Call for Quote
| TDAV1622L | Downflow,Air-cooled DX Model 1622,575/3/60 | https://www.se.com/us/en/product/TDAV1622L |  |  | UNIFLAIR ROOM COOLING | Cooling | Uniflair Med/Large Room Cooling | 727.27(kilos) 1603.63(lbs) | 80.00x90.00x37.99(in) 203.20x228.60x96.50(cent) |  |  |  | Call for Quote | Call for Quote | Call for Quote
| TDAV1822D | Air-Cooled 230/3/60 Downflow | https://www.se.com/us/en/product/TDAV1822D |  |  | UNIFLAIR ROOM COOLING | Cooling | Uniflair Med/Large Room Cooling | 727.27(kilos) 1603.63(lbs) | 80.00x90.00x37.99(in) 203.20x228.60x96.50(cent) |  |  |  | Call for Quote | Call for Quote | Call for Quote
| TDAV1822G | Air-Cooled 460/3/60 Downflow | https://www.se.com/us/en/product/TDAV1822G |  |  | UNIFLAIR ROOM COOLING | Cooling | Uniflair Med/Large Room Cooling | 727.27(kilos) 1603.63(lbs) | 80.00x90.00x37.99(in) 203.20x228.60x96.50(cent) |  |  |  | Call for Quote | Call for Quote | Call for Quote
| TDAV1822L | Downflow,Air-cooled DX Model 1822,575/3/60 | https://www.se.com/us/en/product/TDAV1822L |  |  | UNIFLAIR ROOM COOLING | Cooling | Uniflair Med/Large Room Cooling | 727.27(kilos) 1603.63(lbs) | 80.00x90.00x37.99(in) 203.20x228.60x96.50(cent) |  |  |  | Call for Quote | Call for Quote | Call for Quote
| TDAV2242D | Air-Cooled 230/3/60 Downflow | https://www.se.com/us/en/product/TDAV2242D |  |  | UNIFLAIR ROOM COOLING | Cooling | Uniflair Med/Large Room Cooling | 1136.36(kilos) 2505.67(lbs) | 90.00x105.00x37.99(in) 228.60x266.70x96.50(cent) |  |  |  | Call for Quote | Call for Quote | Call for Quote
| TDAV2242G | Air-Cooled 460/3/60 Downflow | https://www.se.com/us/en/product/TDAV2242G |  |  | UNIFLAIR ROOM COOLING | Cooling | Uniflair Med/Large Room Cooling | 1136.36(kilos) 2505.67(lbs) | 90.00x105.00x37.99(in) 228.60x266.70x96.50(cent) |  |  |  | Call for Quote | Call for Quote | Call for Quote
| TDAV2242L | Downflow,Air-cooled DX Model 2242,575/3/60 | https://www.se.com/us/en/product/TDAV2242L |  |  | UNIFLAIR ROOM COOLING | Cooling | Uniflair Med/Large Room Cooling | 931.82(kilos) 2054.66(lbs) | 90.00x105.00x37.99(in) 228.60x266.70x96.50(cent) |  |  |  | Call for Quote | Call for Quote | Call for Quote
| TDAV2542D | Air-Cooled 230/3/60 Downflow | https://www.se.com/us/en/product/TDAV2542D |  |  | UNIFLAIR ROOM COOLING | Cooling | Uniflair Med/Large Room Cooling | 1136.36(kilos) 2505.67(lbs) | 90.00x105.00x37.99(in) 228.60x266.70x96.50(cent) |  |  |  | Call for Quote | Call for Quote | Call for Quote
| TDAV2542G | Air-Cooled 460/3/60 Downflow | https://www.se.com/us/en/product/TDAV2542G |  |  | UNIFLAIR ROOM COOLING | Cooling | Uniflair Med/Large Room Cooling | 1136.36(kilos) 2505.67(lbs) | 90.00x105.00x37.99(in) 228.60x266.70x96.50(cent) |  |  |  | Call for Quote | Call for Quote | Call for Quote
| TDAV2542L | Downflow,Air-cooled DX Model 2542,575/3/60 | https://www.se.com/us/en/product/TDAV2542L |  |  | UNIFLAIR ROOM COOLING | Cooling | Uniflair Med/Large Room Cooling | 954.55(kilos) 2104.78(lbs) | 90.00x105.00x37.99(in) 228.60x266.70x96.50(cent) |  |  |  | Call for Quote | Call for Quote | Call for Quote
| TDAV3342D | Air-Cooled 230/3/60 Downflow | https://www.se.com/us/en/product/TDAV3342D |  |  | UNIFLAIR ROOM COOLING | Cooling | Uniflair Med/Large Room Cooling | 1136.36(kilos) 2505.67(lbs) | 90.00x105.00x37.99(in) 228.60x266.70x96.50(cent) |  |  |  | Call for Quote | Call for Quote | Call for Quote
| TDAV3342G | Air-Cooled 460/3/60 Downflow | https://www.se.com/us/en/product/TDAV3342G |  |  | UNIFLAIR ROOM COOLING | Cooling | Uniflair Med/Large Room Cooling | 1136.36(kilos) 2505.67(lbs) | 90.00x105.00x37.99(in) 228.60x266.70x96.50(cent) |  |  |  | Call for Quote | Call for Quote | Call for Quote
| TDAV3342L | Downflow,Air-cooled DX Model 3342,575/3/60 | https://www.se.com/us/en/product/TDAV3342L |  |  | UNIFLAIR ROOM COOLING | Cooling | Uniflair Med/Large Room Cooling | 1127.27(kilos) 2485.63(lbs) | 90.00x105.00x37.99(in) 228.60x266.70x96.50(cent) |  |  |  | Call for Quote | Call for Quote | Call for Quote
| TDAVQ | Uniflair Air-Cooled CRAC, Downflow | https://www.se.com/us/en/product/TDAVQ |  |  | UNIFLAIR ROOM COOLING | Cooling | Uniflair Med/Large Room Cooling |  |  |  |  | 731304758143 | Call for Quote | Call for Quote | Call for Quote
| TDCV0700D | 23kW Chilled Water 208-230/3/60 Downflow | https://www.se.com/us/en/product/TDCV0700D | 208 20 |  | UNIFLAIR ROOM COOLING | Cooling | Uniflair Med/Large Room Cooling | 250.00(kilos) 551.25(lbs) | 80.00x45.00x35.00(in) 203.20x114.30x88.90(cent) |  |  |  | Call for Quote | Call for Quote | Call for Quote
| TDCV0700G | 23kW Chilled Water 460/3/60 Downflow | https://www.se.com/us/en/product/TDCV0700G | 460 3 PH |  | UNIFLAIR ROOM COOLING | Cooling | Uniflair Med/Large Room Cooling | 250.00(kilos) 551.25(lbs) | 80.00x45.00x35.00(in) 203.20x114.30x88.90(cent) |  |  |  | Call for Quote | Call for Quote | Call for Quote
| TDCV1000D | 31kW Chilled Water 208-230/3/60 Downflow | https://www.se.com/us/en/product/TDCV1000D | 208 20 |  | UNIFLAIR ROOM COOLING | Cooling | Uniflair Med/Large Room Cooling | 354.55(kilos) 781.78(lbs) | 80.00x55.00x37.99(in) 203.20x139.70x96.50(cent) |  |  |  | Call for Quote | Call for Quote | Call for Quote
| TDCV1000G | 31kW Chilled Water 460/3/60 Downflow | https://www.se.com/us/en/product/TDCV1000G | 460 3 PH |  | UNIFLAIR ROOM COOLING | Cooling | Uniflair Med/Large Room Cooling | 354.55(kilos) 781.78(lbs) | 80.00x55.00x37.99(in) 203.20x139.70x96.50(cent) |  |  |  | Call for Quote | Call for Quote | Call for Quote
| TDCV1200D | 37kW Chilled Water 208-230/3/60 Downflow | https://www.se.com/us/en/product/TDCV1200D | 208 20 |  | UNIFLAIR ROOM COOLING | Cooling | Uniflair Med/Large Room Cooling | 363.64(kilos) 801.83(lbs) | 80.00x55.00x37.99(in) 203.20x139.70x96.50(cent) |  |  |  | Call for Quote | Call for Quote | Call for Quote
| TDCV1200G | 37kW Chilled Water 460/3/60 Downflow | https://www.se.com/us/en/product/TDCV1200G | 460 3 PH |  | UNIFLAIR ROOM COOLING | Cooling | Uniflair Med/Large Room Cooling | 363.64(kilos) 801.83(lbs) | 80.00x55.00x37.99(in) 203.20x139.70x96.50(cent) |  |  |  | Call for Quote | Call for Quote | Call for Quote
| TDCV1700D | 51kW Chilled Water 208-230/3/60 Downflow | https://www.se.com/us/en/product/TDCV1700D | 208 20 |  | UNIFLAIR ROOM COOLING | Cooling | Uniflair Med/Large Room Cooling | 440.91(kilos) 972.21(lbs) | 80.00x70.00x37.99(in) 203.20x177.80x96.50(cent) |  |  |  | Call for Quote | Call for Quote | Call for Quote
| TDCV1700G | 51kW Chilled Water 460/3/60 Downflow | https://www.se.com/us/en/product/TDCV1700G | 460 3 PH |  | UNIFLAIR ROOM COOLING | Cooling | Uniflair Med/Large Room Cooling | 440.91(kilos) 972.21(lbs) | 80.00x70.00x37.99(in) 203.20x177.80x96.50(cent) |  |  |  | Call for Quote | Call for Quote | Call for Quote
| TDCV2500D | 70kW Chilled Water 208-230/3/60 Downflow | https://www.se.com/us/en/product/TDCV2500D | 208 20 |  | UNIFLAIR ROOM COOLING | Cooling | Uniflair Med/Large Room Cooling | 472.73(kilos) 1042.37(lbs) | 80.00x90.00x37.99(in) 203.20x228.60x96.50(cent) |  |  |  | Call for Quote | Call for Quote | Call for Quote
| TDCV2500G | 70kW Chilled Water 460/3/60 Downflow | https://www.se.com/us/en/product/TDCV2500G | 460 3 PH |  | UNIFLAIR ROOM COOLING | Cooling | Uniflair Med/Large Room Cooling | 472.73(kilos) 1042.37(lbs) | 80.00x90.00x37.99(in) 203.20x228.60x96.50(cent) |  |  |  | Call for Quote | Call for Quote | Call for Quote
| TDCV3400D | 92kW Chilled Water 208-230/3/60 Downflow | https://www.se.com/us/en/product/TDCV3400D | 208 20 |  | UNIFLAIR ROOM COOLING | Cooling | Uniflair Med/Large Room Cooling | 800.00(kilos) 1764.00(lbs) | 80.00x105.00x37.99(in) 203.20x266.70x96.50(cent) |  |  |  | Call for Quote | Call for Quote | Call for Quote
| TDCV3400G | 92kW Chilled Water 460/3/60 Downflow | https://www.se.com/us/en/product/TDCV3400G | 460 3 PH |  | UNIFLAIR ROOM COOLING | Cooling | Uniflair Med/Large Room Cooling | 800.00(kilos) 1764.00(lbs) | 80.00x105.00x37.99(in) 203.20x266.70x96.50(cent) |  |  |  | Call for Quote | Call for Quote | Call for Quote
| TDCV4000D | 102kW Chilled Water 208-230/3/60 Downflow | https://www.se.com/us/en/product/TDCV4000D | 208 20 |  | UNIFLAIR ROOM COOLING | Cooling | Uniflair Med/Large Room Cooling | 818.18(kilos) 1804.09(lbs) | 80.00x105.00x37.99(in) 203.20x266.70x96.50(cent) |  |  |  | Call for Quote | Call for Quote | Call for Quote
| TDCV4000G | 102kW Chilled Water 460/3/60 Downflow | https://www.se.com/us/en/product/TDCV4000G | 460 3 PH |  | UNIFLAIR ROOM COOLING | Cooling | Uniflair Med/Large Room Cooling | 818.18(kilos) 1804.09(lbs) | 80.00x105.00x37.99(in) 203.20x266.70x96.50(cent) |  |  |  | Call for Quote | Call for Quote | Call for Quote
| TDCV4300D | 130kW Chilled Water 208-230/3/60 Downflow | https://www.se.com/us/en/product/TDCV4300D | 208 20 |  | UNIFLAIR ROOM COOLING | Cooling | Uniflair Med/Large Room Cooling | 900.00(kilos) 1984.50(lbs) | 90.00x105.00x37.99(in) 228.60x266.70x96.50(cent) |  |  |  | Call for Quote | Call for Quote | Call for Quote
| TDCV4300G | 130kW Chilled Water 460/3/60 Downflow | https://www.se.com/us/en/product/TDCV4300G | 460 3 PH |  | UNIFLAIR ROOM COOLING | Cooling | Uniflair Med/Large Room Cooling | 900.00(kilos) 1984.50(lbs) | 90.00x105.00x37.99(in) 228.60x266.70x96.50(cent) |  |  |  | Call for Quote | Call for Quote | Call for Quote
| TDCVQ | Uniflair CW CRAH | https://www.se.com/us/en/product/TDCVQ |  |  | UNIFLAIR ROOM COOLING | Cooling | Uniflair Med/Large Room Cooling | [5 empty] | Call for Quote | Call for Quote | Call for Quote
| TDDV0511D | Twin-Cooled (Water-Cooled) 230/3/60 Downflow | https://www.se.com/us/en/product/TDDV0511D | 208 20 |  | UNIFLAIR ROOM COOLING | Cooling | Uniflair Med/Large Room Cooling | 309.09(kilos) 681.54(lbs) | 80.00x45.00x35.00(in) 203.20x114.30x88.90(cent) |  |  |  | Call for Quote | Call for Quote | Call for Quote
| TDDV0511G | Twin-Cooled (Water-Cooled) 460/3/60 Downflow | https://www.se.com/us/en/product/TDDV0511G | 480 3 PH |  | UNIFLAIR ROOM COOLING | Cooling | Uniflair Med/Large Room Cooling | 309.09(kilos) 681.54(lbs) | 80.00x45.00x35.00(in) 203.20x114.30x88.90(cent) |  |  |  | Call for Quote | Call for Quote | Call for Quote
| TDDV0511L | Downflow,Water-cooled Twin Cool Model 0511,575/3/60 | https://www.se.com/us/en/product/TDDV0511L |  |  | UNIFLAIR ROOM COOLING | Cooling | Uniflair Med/Large Room Cooling | 309.09(kilos) 681.54(lbs) | 80.00x45.00x37.99(in) 203.20x114.30x96.50(cent) |  |  |  | Call for Quote | Call for Quote | Call for Quote
| TDDV0611D | Twin-Cooled (Water-Cooled) 230/3/60 Downflow | https://www.se.com/us/en/product/TDDV0611D | 208 20 |  | UNIFLAIR ROOM COOLING | Cooling | Uniflair Med/Large Room Cooling | 309.09(kilos) 681.54(lbs) | 80.00x45.00x35.00(in) 203.20x114.30x88.90(cent) |  |  |  | Call for Quote | Call for Quote | Call for Quote
| TDDV0611G | Twin-Cooled (Water-Cooled) 460/3/60 Downflow | https://www.se.com/us/en/product/TDDV0611G | 480 3 PH |  | UNIFLAIR ROOM COOLING | Cooling | Uniflair Med/Large Room Cooling | 309.09(kilos) 681.54(lbs) | 80.00x45.00x35.00(in) 203.20x114.30x88.90(cent) |  |  |  | Call for Quote | Call for Quote | Call for Quote
| TDDV0611L | Downflow,Water-cooled Twin Cool Model 0611,575/3/60 | https://www.se.com/us/en/product/TDDV0611L |  |  | UNIFLAIR ROOM COOLING | Cooling | Uniflair Med/Large Room Cooling | 309.09(kilos) 681.54(lbs) | 80.00x45.00x37.99(in) 203.20x114.30x96.50(cent) |  |  |  | Call for Quote | Call for Quote | Call for Quote
| TDDV0921D | Twin-Cooled (Water-Cooled) 230/3/60 Downflow | https://www.se.com/us/en/product/TDDV0921D | 208 20 |  | UNIFLAIR ROOM COOLING | Cooling | Uniflair Med/Large Room Cooling | 454.55(kilos) 1002.28(lbs) | 80.00x55.00x37.99(in) 203.20x139.70x96.50(cent) |  |  |  | Call for Quote | Call for Quote | Call for Quote
| TDDV0921G | Twin-Cooled (Water-Cooled) 460/3/60 Downflow | https://www.se.com/us/en/product/TDDV0921G | 480 3 PH |  | UNIFLAIR ROOM COOLING | Cooling | Uniflair Med/Large Room Cooling | 454.55(kilos) 1002.28(lbs) | 80.00x55.00x37.99(in) 203.20x139.70x96.50(cent) |  |  |  | Call for Quote | Call for Quote | Call for Quote
| TDDV0921L | Downflow,Water-cooled Twin Cool Model 0921,575/3/60 | https://www.se.com/us/en/product/TDDV0921L |  |  | UNIFLAIR ROOM COOLING | Cooling | Uniflair Med/Large Room Cooling | 454.55(kilos) 1002.28(lbs) | 80.00x55.00x37.99(in) 203.20x139.70x96.50(cent) |  |  |  | Call for Quote | Call for Quote | Call for Quote
| TDDV1121D | Twin-Cooled (Water-Cooled) 230/3/60 Downflow | https://www.se.com/us/en/product/TDDV1121D | 208 20 |  | UNIFLAIR ROOM COOLING | Cooling | Uniflair Med/Large Room Cooling | 568.18(kilos) 1252.84(lbs) | 80.00x70.98x37.99(in) 203.20x180.30x96.50(cent) |  |  |  | Call for Quote | Call for Quote | Call for Quote
| TDDV1121G | Twin-Cooled (Water-Cooled) 460/3/60 Downflow | https://www.se.com/us/en/product/TDDV1121G | 480 3 PH |  | UNIFLAIR ROOM COOLING | Cooling | Uniflair Med/Large Room Cooling | 568.18(kilos) 1252.84(lbs) | 80.00x70.98x37.99(in) 203.20x180.30x96.50(cent) |  |  |  | Call for Quote | Call for Quote | Call for Quote
| TDDV1121L | Downflow,Water-cooled Twin Cool Model 1121,575/3/60 | https://www.se.com/us/en/product/TDDV1121L |  |  | UNIFLAIR ROOM COOLING | Cooling | Uniflair Med/Large Room Cooling | 568.18(kilos) 1252.84(lbs) | 80.00x70.98x37.99(in) 203.20x180.30x96.50(cent) |  |  |  | Call for Quote | Call for Quote | Call for Quote
| TDDV1422D | Twin-Cooled (Water-Cooled) 230/3/60 Downflow | https://www.se.com/us/en/product/TDDV1422D | 208 20 |  | UNIFLAIR ROOM COOLING | Cooling | Uniflair Med/Large Room Cooling | 727.27(kilos) 1603.63(lbs) | 80.00x85.00x37.99(in) 203.20x215.90x96.50(cent) |  |  |  | Call for Quote | Call for Quote | Call for Quote
| TDDV1422G | Twin-Cooled (Water-Cooled) 460/3/60 Downflow | https://www.se.com/us/en/product/TDDV1422G | 480 3 PH |  | UNIFLAIR ROOM COOLING | Cooling | Uniflair Med/Large Room Cooling | 727.27(kilos) 1603.63(lbs) | 80.00x90.00x37.99(in) 203.20x228.60x96.50(cent) |  |  |  | Call for Quote | Call for Quote | Call for Quote
| TDDV1422L | Downflow,Water-cooled Twin Cool Model 1422,575/3/60 | https://www.se.com/us/en/product/TDDV1422L |  |  | UNIFLAIR ROOM COOLING | Cooling | Uniflair Med/Large Room Cooling | 727.27(kilos) 1603.63(lbs) | 80.00x90.00x37.99(in) 203.20x228.60x96.50(cent) |  |  |  | Call for Quote | Call for Quote | Call for Quote
| TDDV1622D | Twin-Cooled (Water-Cooled) 230/3/60 Downflow | https://www.se.com/us/en/product/TDDV1622D | 208 20 |  | UNIFLAIR ROOM COOLING | Cooling | Uniflair Med/Large Room Cooling | 727.27(kilos) 1603.63(lbs) | 80.00x90.00x37.99(in) 203.20x228.60x96.50(cent) |  |  |  | Call for Quote | Call for Quote | Call for Quote
| TDDV1622G | Twin-Cooled (Water-Cooled) 460/3/60 Downflow | https://www.se.com/us/en/product/TDDV1622G | 480 3 PH |  | UNIFLAIR ROOM COOLING | Cooling | Uniflair Med/Large Room Cooling | [5 empty] | Call for Quote | Call for Quote | Call for Quote
| TDDV1622L | Downflow,Water-cooled Twin Cool Model 1622,575/3/60 | https://www.se.com/us/en/product/TDDV1622L |  |  | UNIFLAIR ROOM COOLING | Cooling | Uniflair Med/Large Room Cooling | 727.27(kilos) 1603.63(lbs) | 80.00x90.00x37.99(in) 203.20x228.60x96.50(cent) |  |  |  | Call for Quote | Call for Quote | Call for Quote
| TDDV1822D | Twin-Cooled (Water-Cooled) 230/3/60 Downflow | https://www.se.com/us/en/product/TDDV1822D | 480 3 PH |  | UNIFLAIR ROOM COOLING | Cooling | Uniflair Med/Large Room Cooling | 727.27(kilos) 1603.63(lbs) | 80.00x90.00x37.99(in) 203.20x228.60x96.50(cent) |  |  |  | Call for Quote | Call for Quote | Call for Quote
| TDDV1822G | Twin-Cooled (Water-Cooled) 460/3/60 Downflow | https://www.se.com/us/en/product/TDDV1822G | 480 3 PH |  | UNIFLAIR ROOM COOLING | Cooling | Uniflair Med/Large Room Cooling | 727.27(kilos) 1603.63(lbs) | 80.00x90.00x37.99(in) 203.20x228.60x96.50(cent) |  |  |  | Call for Quote | Call for Quote | Call for Quote
| TDDV1822L | Downflow,Water-cooled Twin Cool Model 1822,575/3/60 | https://www.se.com/us/en/product/TDDV1822L |  |  | UNIFLAIR ROOM COOLING | Cooling | Uniflair Med/Large Room Cooling | 727.27(kilos) 1603.63(lbs) | 80.00x90.00x37.99(in) 203.20x228.60x96.50(cent) |  |  |  | Call for Quote | Call for Quote | Call for Quote
| TDDV2242D | Twin-Cooled (Water-Cooled) 230/3/60 Downflow | https://www.se.com/us/en/product/TDDV2242D | 208 20 |  | UNIFLAIR ROOM COOLING | Cooling | Uniflair Med/Large Room Cooling | 1136.36(kilos) 2505.67(lbs) | 90.00x105.00x37.99(in) 228.60x266.70x96.50(cent) |  |  |  | Call for Quote | Call for Quote | Call for Quote
| TDDV2242G | Twin-Cooled (Water-Cooled) 460/3/60 Downflow | https://www.se.com/us/en/product/TDDV2242G | 480 3 PH |  | UNIFLAIR ROOM COOLING | Cooling | Uniflair Med/Large Room Cooling | 1136.36(kilos) 2505.67(lbs) | 90.00x105.00x37.99(in) 228.60x266.70x96.50(cent) |  |  |  | Call for Quote | Call for Quote | Call for Quote
| TDDV2242L | Downflow,Water-cooled Twin Cool Model 2242,575/3/60 | https://www.se.com/us/en/product/TDDV2242L |  |  | UNIFLAIR ROOM COOLING | Cooling | Uniflair Med/Large Room Cooling | 931.82(kilos) 2054.66(lbs) | 90.00x105.00x37.99(in) 228.60x266.70x96.50(cent) |  |  |  | Call for Quote | Call for Quote | Call for Quote
| TDDV2542D | Twin-Cooled (Water-Cooled) 230/3/60 Downflow | https://www.se.com/us/en/product/TDDV2542D | 208 20 |  | UNIFLAIR ROOM COOLING | Cooling | Uniflair Med/Large Room Cooling | 1136.36(kilos) 2505.67(lbs) | 90.00x105.00x37.99(in) 228.60x266.70x96.50(cent) |  |  |  | Call for Quote | Call for Quote | Call for Quote
| TDDV2542G | Twin-Cooled (Water-Cooled) 460/3/60 Downflow | https://www.se.com/us/en/product/TDDV2542G | 480 3 PH |  | UNIFLAIR ROOM COOLING | Cooling | Uniflair Med/Large Room Cooling | 1136.36(kilos) 2505.67(lbs) | 90.00x105.00x37.99(in) 228.60x266.70x96.50(cent) |  |  |  | Call for Quote | Call for Quote | Call for Quote
| TDDV2542L | Downflow,Water-cooled Twin Cool Model 2542,575/3/60 | https://www.se.com/us/en/product/TDDV2542L |  |  | UNIFLAIR ROOM COOLING | Cooling | Uniflair Med/Large Room Cooling | 954.55(kilos) 2104.78(lbs) | 90.00x105.00x37.99(in) 228.60x266.70x96.50(cent) |  |  |  | Call for Quote | Call for Quote | Call for Quote
| TDDV2842D | Twin-Cooled (Water-Cooled) 230/3/60 Downflow | https://www.se.com/us/en/product/TDDV2842D | 208 20 |  | UNIFLAIR ROOM COOLING | Cooling | Uniflair Med/Large Room Cooling | 1136.36(kilos) 2505.67(lbs) | 90.00x105.00x37.99(in) 228.60x266.70x96.50(cent) |  |  |  | Call for Quote | Call for Quote | Call for Quote
| TDDV2842G | Twin-Cooled (Water-Cooled) 460/3/60 Downflow | https://www.se.com/us/en/product/TDDV2842G | 480 3 PH |  | UNIFLAIR ROOM COOLING | Cooling | Uniflair Med/Large Room Cooling | 1136.36(kilos) 2505.67(lbs) | 90.00x105.00x37.99(in) 228.60x266.70x96.50(cent) |  |  |  | Call for Quote | Call for Quote | Call for Quote
| TDDV2842L | Downflow,Water-cooled Twin Cool Model 2842,575/3/60 | https://www.se.com/us/en/product/TDDV2842L |  |  | UNIFLAIR ROOM COOLING | Cooling | Uniflair Med/Large Room Cooling | 1127.27(kilos) 2485.63(lbs) | 90.00x105.00x37.99(in) 228.60x266.70x96.50(cent) |  |  |  | Call for Quote | Call for Quote | Call for Quote
| TDEV0511D | Energy Saving 230/3/60 Downflow | https://www.se.com/us/en/product/TDEV0511D | 208 20 |  | UNIFLAIR ROOM COOLING | Cooling | Uniflair Med/Large Room Cooling | 309.09(kilos) 681.54(lbs) | 80.00x45.00x35.00(in) 203.20x114.30x88.90(cent) |  |  |  | Call for Quote | Call for Quote | Call for Quote
| TDEV0511G | Energy Saving 460/3/60 Downflow | https://www.se.com/us/en/product/TDEV0511G | 480 3 PH |  | UNIFLAIR ROOM COOLING | Cooling | Uniflair Med/Large Room Cooling | 309.09(kilos) 681.54(lbs) | 80.00x45.00x35.00(in) 203.20x114.30x88.90(cent) |  |  |  | Call for Quote | Call for Quote | Call for Quote
| TDEV0511L | Downflow,Energy Saving Model 0511,575/3/60 | https://www.se.com/us/en/product/TDEV0511L |  |  | UNIFLAIR ROOM COOLING | Cooling | Uniflair Med/Large Room Cooling | 309.09(kilos) 681.54(lbs) | 80.00x45.00x35.00(in) 203.20x114.30x88.90(cent) |  |  |  | Call for Quote | Call for Quote | Call for Quote
| TDEV0611D | Energy Saving 230/3/60 Downflow | https://www.se.com/us/en/product/TDEV0611D | 208 20 |  | UNIFLAIR ROOM COOLING | Cooling | Uniflair Med/Large Room Cooling | 309.09(kilos) 681.54(lbs) | 80.00x45.00x35.00(in) 203.20x114.30x88.90(cent) |  |  |  | Call for Quote | Call for Quote | Call for Quote
| TDEV0611G | Energy Saving 460/3/60 Downflow | https://www.se.com/us/en/product/TDEV0611G | 480 3 PH |  | UNIFLAIR ROOM COOLING | Cooling | Uniflair Med/Large Room Cooling | 309.09(kilos) 681.54(lbs) | 80.00x45.00x35.00(in) 203.20x114.30x88.90(cent) |  |  |  | Call for Quote | Call for Quote | Call for Quote
| TDEV0611L | Downflow,Energy Saving Model 0611,575/3/60 | https://www.se.com/us/en/product/TDEV0611L |  |  | UNIFLAIR ROOM COOLING | Cooling | Uniflair Med/Large Room Cooling | 309.09(kilos) 681.54(lbs) | 80.00x45.00x35.00(in) 203.20x114.30x88.90(cent) |  |  |  | Call for Quote | Call for Quote | Call for Quote
| TDEV0921D | Energy Saving 230/3/60 Downflow | https://www.se.com/us/en/product/TDEV0921D | 208 20 |  | UNIFLAIR ROOM COOLING | Cooling | Uniflair Med/Large Room Cooling | 454.55(kilos) 1002.28(lbs) | 80.00x55.00x37.99(in) 203.20x139.70x96.50(cent) |  |  |  | Call for Quote | Call for Quote | Call for Quote
| TDEV0921G | Energy Saving 460/3/60 Downflow | https://www.se.com/us/en/product/TDEV0921G | 480 3 PH |  | UNIFLAIR ROOM COOLING | Cooling | Uniflair Med/Large Room Cooling | 454.55(kilos) 1002.28(lbs) | 80.00x55.00x37.99(in) 203.20x139.70x96.50(cent) |  |  |  | Call for Quote | Call for Quote | Call for Quote
| TDEV0921L | Downflow,Energy Saving Model 0921,575/3/60 | https://www.se.com/us/en/product/TDEV0921L |  |  | UNIFLAIR ROOM COOLING | Cooling | Uniflair Med/Large Room Cooling | 454.55(kilos) 1002.28(lbs) | 80.00x55.00x37.99(in) 203.20x139.70x96.50(cent) |  |  |  | Call for Quote | Call for Quote | Call for Quote
| TDEV1121D | Energy Saving 230/3/60 Downflow | https://www.se.com/us/en/product/TDEV1121D | 208 20 |  | UNIFLAIR ROOM COOLING | Cooling | Uniflair Med/Large Room Cooling | 568.18(kilos) 1252.84(lbs) | 80.00x70.98x37.99(in) 203.20x180.30x96.50(cent) |  |  |  | Call for Quote | Call for Quote | Call for Quote
| TDEV1121G | Energy Saving 460/3/60 Downflow | https://www.se.com/us/en/product/TDEV1121G | 480 3 PH |  | UNIFLAIR ROOM COOLING | Cooling | Uniflair Med/Large Room Cooling | 568.18(kilos) 1252.84(lbs) | 80.00x70.98x37.99(in) 203.20x180.30x96.50(cent) |  |  |  | Call for Quote | Call for Quote | Call for Quote
| TDEV1121L | Downflow,Energy Saving Model 1121,575/3/60 | https://www.se.com/us/en/product/TDEV1121L |  |  | UNIFLAIR ROOM COOLING | Cooling | Uniflair Med/Large Room Cooling | 568.18(kilos) 1252.84(lbs) | 80.00x70.98x37.99(in) 203.20x180.30x96.50(cent) |  |  |  | Call for Quote | Call for Quote | Call for Quote
| TDEV1422D | Energy Saving 230/3/60 Downflow | https://www.se.com/us/en/product/TDEV1422D | 208 20 |  | UNIFLAIR ROOM COOLING | Cooling | Uniflair Med/Large Room Cooling | 727.27(kilos) 1603.63(lbs) | 80.00x90.00x37.99(in) 203.20x228.60x96.50(cent) |  |  |  | Call for Quote | Call for Quote | Call for Quote
| TDEV1422G | Energy Saving 460/3/60 Downflow | https://www.se.com/us/en/product/TDEV1422G | 480 3 PH |  | UNIFLAIR ROOM COOLING | Cooling | Uniflair Med/Large Room Cooling | 727.27(kilos) 1603.63(lbs) | 80.00x90.00x37.99(in) 203.20x228.60x96.50(cent) |  |  |  | Call for Quote | Call for Quote | Call for Quote
| TDEV1422L | Downflow,Energy Saving Model 1422,575/3/60 | https://www.se.com/us/en/product/TDEV1422L |  |  | UNIFLAIR ROOM COOLING | Cooling | Uniflair Med/Large Room Cooling | 727.27(kilos) 1603.63(lbs) | 80.00x90.00x37.99(in) 203.20x228.60x96.50(cent) |  |  |  | Call for Quote | Call for Quote | Call for Quote
| TDEV1622D | Energy Saving 230/3/60 Downflow | https://www.se.com/us/en/product/TDEV1622D | 208 20 |  | UNIFLAIR ROOM COOLING | Cooling | Uniflair Med/Large Room Cooling | 727.27(kilos) 1603.63(lbs) | 80.00x90.00x37.99(in) 203.20x228.60x96.50(cent) |  |  |  | Call for Quote | Call for Quote | Call for Quote
| TDEV1622G | Energy Saving 460/3/60 Downflow | https://www.se.com/us/en/product/TDEV1622G | 480 3 PH |  | UNIFLAIR ROOM COOLING | Cooling | Uniflair Med/Large Room Cooling | 727.27(kilos) 1603.63(lbs) | 80.00x90.00x37.99(in) 203.20x228.60x96.50(cent) |  |  |  | Call for Quote | Call for Quote | Call for Quote
| TDEV1622L | Downflow,Energy Saving Model 1622,575/3/60 | https://www.se.com/us/en/product/TDEV1622L |  |  | UNIFLAIR ROOM COOLING | Cooling | Uniflair Med/Large Room Cooling | [5 empty] | Call for Quote | Call for Quote | Call for Quote
| TDEV1822D | Energy Saving 230/3/60 Downflow | https://www.se.com/us/en/product/TDEV1822D | 208 20 |  | UNIFLAIR ROOM COOLING | Cooling | Uniflair Med/Large Room Cooling | 727.27(kilos) 1603.63(lbs) | 80.00x90.00x37.99(in) 203.20x228.60x96.50(cent) |  |  |  | Call for Quote | Call for Quote | Call for Quote
| TDEV1822G | Energy Saving 460/3/60 Downflow | https://www.se.com/us/en/product/TDEV1822G | 480 3 PH |  | UNIFLAIR ROOM COOLING | Cooling | Uniflair Med/Large Room Cooling | 727.27(kilos) 1603.63(lbs) | 80.00x90.00x37.99(in) 203.20x228.60x96.50(cent) |  |  |  | Call for Quote | Call for Quote | Call for Quote
| TDEV1822L | Downflow,Energy Saving Model 1822,575/3/60 | https://www.se.com/us/en/product/TDEV1822L |  |  | UNIFLAIR ROOM COOLING | Cooling | Uniflair Med/Large Room Cooling | 727.27(kilos) 1603.63(lbs) | 80.00x90.00x37.99(in) 203.20x228.60x96.50(cent) |  |  |  | Call for Quote | Call for Quote | Call for Quote
| TDEV2242D | Energy Saving 230/3/60 Downflow | https://www.se.com/us/en/product/TDEV2242D | 208 20 |  | UNIFLAIR ROOM COOLING | Cooling | Uniflair Med/Large Room Cooling | 1136.36(kilos) 2505.67(lbs) | 90.00x105.00x37.99(in) 228.60x266.70x96.50(cent) |  |  |  | Call for Quote | Call for Quote | Call for Quote
| TDEV2242G | Energy Saving 460/3/60 Downflow | https://www.se.com/us/en/product/TDEV2242G | 480 3 PH |  | UNIFLAIR ROOM COOLING | Cooling | Uniflair Med/Large Room Cooling | 1136.36(kilos) 2505.67(lbs) | 90.00x105.00x37.99(in) 228.60x266.70x96.50(cent) |  |  |  | Call for Quote | Call for Quote | Call for Quote
| TDEV2242L | Downflow,Energy Saving Model 2242,575/3/60 | https://www.se.com/us/en/product/TDEV2242L |  |  | UNIFLAIR ROOM COOLING | Cooling | Uniflair Med/Large Room Cooling | 931.82(kilos) 2054.66(lbs) | 90.00x105.00x37.99(in) 228.60x266.70x96.50(cent) |  |  |  | Call for Quote | Call for Quote | Call for Quote
| TDEV2542D | Energy Saving 230/3/60 Downflow | https://www.se.com/us/en/product/TDEV2542D | 208 20 |  | UNIFLAIR ROOM COOLING | Cooling | Uniflair Med/Large Room Cooling | 1136.36(kilos) 2505.67(lbs) | 90.00x105.00x37.99(in) 228.60x266.70x96.50(cent) |  |  |  | Call for Quote | Call for Quote | Call for Quote
| TDEV2542G | Energy Saving 460/3/60 Downflow | https://www.se.com/us/en/product/TDEV2542G | 480 3 PH |  | UNIFLAIR ROOM COOLING | Cooling | Uniflair Med/Large Room Cooling | 1136.36(kilos) 2505.67(lbs) | 90.00x105.00x37.99(in) 228.60x266.70x96.50(cent) |  |  |  | Call for Quote | Call for Quote | Call for Quote
| TDEV2542L | Downflow,Energy Saving Model 2542,575/3/60 | https://www.se.com/us/en/product/TDEV2542L |  |  | UNIFLAIR ROOM COOLING | Cooling | Uniflair Med/Large Room Cooling | 954.55(kilos) 2104.78(lbs) | 90.00x105.00x37.99(in) 228.60x266.70x96.50(cent) |  |  |  | Call for Quote | Call for Quote | Call for Quote
| TDEV2842D | Energy Saving 230/3/60 Downflow | https://www.se.com/us/en/product/TDEV2842D | 208 20 |  | UNIFLAIR ROOM COOLING | Cooling | Uniflair Med/Large Room Cooling | 1136.36(kilos) 2505.67(lbs) | 90.00x105.00x37.99(in) 228.60x266.70x96.50(cent) |  |  |  | Call for Quote | Call for Quote | Call for Quote
| TDEV2842G | Energy Saving 460/3/60 Downflow | https://www.se.com/us/en/product/TDEV2842G | 480 3 PH |  | UNIFLAIR ROOM COOLING | Cooling | Uniflair Med/Large Room Cooling | 1136.36(kilos) 2505.67(lbs) | 90.00x105.00x37.99(in) 228.60x266.70x96.50(cent) |  |  |  | Call for Quote | Call for Quote | Call for Quote
| TDEV2842L | Downflow,Energy Saving Model 2842,575/3/60 | https://www.se.com/us/en/product/TDEV2842L |  |  | UNIFLAIR ROOM COOLING | Cooling | Uniflair Med/Large Room Cooling | 1127.27(kilos) 2485.63(lbs) | 90.00x105.00x37.99(in) 228.60x266.70x96.50(cent) |  |  |  | Call for Quote | Call for Quote | Call for Quote
| TDTV0511D | Twin-Cooled (Air-Cooled) 230/3/60 Downflow | https://www.se.com/us/en/product/TDTV0511D | 208 20 |  | UNIFLAIR ROOM COOLING | Cooling | Uniflair Med/Large Room Cooling | 309.09(kilos) 681.54(lbs) | 80.00x45.00x35.00(in) 203.20x114.30x88.90(cent) |  |  |  | Call for Quote | Call for Quote | Call for Quote
| TDTV0511G | Twin-Cooled (Air-Cooled) 460/3/60 Downflow | https://www.se.com/us/en/product/TDTV0511G | 480 3 PH |  | UNIFLAIR ROOM COOLING | Cooling | Uniflair Med/Large Room Cooling | 309.09(kilos) 681.54(lbs) | 80.00x45.00x35.00(in) 203.20x114.30x88.90(cent) |  |  |  | Call for Quote | Call for Quote | Call for Quote
| TDTV0511L | Twin-Cooled (Air-Cooled) 575/3/60 Downflow | https://www.se.com/us/en/product/TDTV0511L | 575 3 PH |  | UNIFLAIR ROOM COOLING | Cooling | Uniflair Med/Large Room Cooling | 454.55(kilos) 1002.28(lbs) | 80.00x45.00x35.00(in) 203.20x114.30x88.90(cent) |  |  |  | Call for Quote | Call for Quote | Call for Quote
| TDTV0611D | Twin-Cooled (Air-Cooled) 230/3/60 Downflow | https://www.se.com/us/en/product/TDTV0611D | 208 20 |  | UNIFLAIR ROOM COOLING | Cooling | Uniflair Med/Large Room Cooling | 309.09(kilos) 681.54(lbs) | 80.00x45.00x35.00(in) 203.20x114.30x88.90(cent) |  |  |  | Call for Quote | Call for Quote | Call for Quote
| TDTV0611G | Twin-Cooled (Air-Cooled) 460/3/60 Downflow | https://www.se.com/us/en/product/TDTV0611G | 480 3 PH |  | UNIFLAIR ROOM COOLING | Cooling | Uniflair Med/Large Room Cooling | 309.09(kilos) 681.54(lbs) | 80.00x45.00x35.00(in) 203.20x114.30x88.90(cent) |  |  |  | Call for Quote | Call for Quote | Call for Quote
| TDTV0611L | Downflow,Air-colled Twin Cool Model 0611,575/3/60 | https://www.se.com/us/en/product/TDTV0611L | 575 3 PH |  | UNIFLAIR ROOM COOLING | Cooling | Uniflair Med/Large Room Cooling | 454.55(kilos) 1002.28(lbs) | 80.00x55.00x35.00(in) 203.20x139.70x88.90(cent) |  |  |  | Call for Quote | Call for Quote | Call for Quote
| TDTV0921D | Twin-Cooled (Air-Cooled) 230/3/60 Downflow | https://www.se.com/us/en/product/TDTV0921D | 208 20 |  | UNIFLAIR ROOM COOLING | Cooling | Uniflair Med/Large Room Cooling | 454.55(kilos) 1002.28(lbs) | 80.00x55.00x37.99(in) 203.20x139.70x96.50(cent) |  |  |  | Call for Quote | Call for Quote | Call for Quote
| TDTV0921G | Twin-Cooled (Air-Cooled) 460/3/60 Downflow | https://www.se.com/us/en/product/TDTV0921G | 480 3 PH |  | UNIFLAIR ROOM COOLING | Cooling | Uniflair Med/Large Room Cooling | 454.55(kilos) 1002.28(lbs) | 80.00x55.00x37.99(in) 203.20x139.70x96.50(cent) |  |  |  | Call for Quote | Call for Quote | Call for Quote
| TDTV0921L | Downflow,Air-colled Twin Cool Model 0921,575/3/60 | https://www.se.com/us/en/product/TDTV0921L | 575 3 PH |  | UNIFLAIR ROOM COOLING | Cooling | Uniflair Med/Large Room Cooling | 454.55(kilos) 1002.28(lbs) | 80.00x55.00x37.99(in) 203.20x139.70x96.50(cent) |  |  |  | Call for Quote | Call for Quote | Call for Quote
| TDTV1121D | Twin-Cooled (Air-Cooled) 230/3/60 Downflow | https://www.se.com/us/en/product/TDTV1121D | 208 20 |  | UNIFLAIR ROOM COOLING | Cooling | Uniflair Med/Large Room Cooling | 568.18(kilos) 1252.84(lbs) | 80.00x70.98x37.99(in) 203.20x180.30x96.50(cent) |  |  |  | Call for Quote | Call for Quote | Call for Quote
| TDTV1121G | Twin-Cooled (Air-Cooled) 460/3/60 Downflow | https://www.se.com/us/en/product/TDTV1121G | 480 3 PH |  | UNIFLAIR ROOM COOLING | Cooling | Uniflair Med/Large Room Cooling | 568.18(kilos) 1252.84(lbs) | 80.00x70.98x37.99(in) 203.20x180.30x96.50(cent) |  |  |  | Call for Quote | Call for Quote | Call for Quote
| TDTV1121L | Downflow,Air-colled Twin Cool Model 1121,575/3/60 | https://www.se.com/us/en/product/TDTV1121L | 575 3 PH |  | UNIFLAIR ROOM COOLING | Cooling | Uniflair Med/Large Room Cooling | 568.18(kilos) 1252.84(lbs) | 80.00x70.98x37.99(in) 203.20x180.30x96.50(cent) |  |  |  | Call for Quote | Call for Quote | Call for Quote
| TDTV1422D | Twin-Cooled (Air-Cooled) 230/3/60 Downflow | https://www.se.com/us/en/product/TDTV1422D | 208 20 |  | UNIFLAIR ROOM COOLING | Cooling | Uniflair Med/Large Room Cooling | 727.27(kilos) 1603.63(lbs) | 80.00x90.00x37.99(in) 203.20x228.60x96.50(cent) |  |  |  | Call for Quote | Call for Quote | Call for Quote
| TDTV1422G | Twin-Cooled (Air-Cooled) 460/3/60 Downflow | https://www.se.com/us/en/product/TDTV1422G | 480 3 PH |  | UNIFLAIR ROOM COOLING | Cooling | Uniflair Med/Large Room Cooling | 727.27(kilos) 1603.63(lbs) | 80.00x90.00x37.99(in) 203.20x228.60x96.50(cent) |  |  |  | Call for Quote | Call for Quote | Call for Quote
| TDTV1422L | Downflow,Air-colled Twin Cool Model 1422,575/3/60 | https://www.se.com/us/en/product/TDTV1422L | 575 3 PH |  | UNIFLAIR ROOM COOLING | Cooling | Uniflair Med/Large Room Cooling | 727.27(kilos) 1603.63(lbs) | 80.00x90.00x37.99(in) 203.20x228.60x96.50(cent) |  |  |  | Call for Quote | Call for Quote | Call for Quote
| TDTV1622D | Twin-Cooled (Air-Cooled) 230/3/60 Downflow | https://www.se.com/us/en/product/TDTV1622D | 208 20 |  | UNIFLAIR ROOM COOLING | Cooling | Uniflair Med/Large Room Cooling | 727.27(kilos) 1603.63(lbs) | 80.00x90.00x37.99(in) 203.20x228.60x96.50(cent) |  |  |  | Call for Quote | Call for Quote | Call for Quote
| TDTV1622G | Twin-Cooled (Air-Cooled) 460/3/60 Downflow | https://www.se.com/us/en/product/TDTV1622G | 480 3 PH |  | UNIFLAIR ROOM COOLING | Cooling | Uniflair Med/Large Room Cooling | 727.27(kilos) 1603.63(lbs) | 80.00x90.00x37.99(in) 203.20x228.60x96.50(cent) |  |  |  | Call for Quote | Call for Quote | Call for Quote
| TDTV1622L | Downflow,Air-colled Twin Cool Model 1622,575/3/60 | https://www.se.com/us/en/product/TDTV1622L | 575 3 PH |  | UNIFLAIR ROOM COOLING | Cooling | Uniflair Med/Large Room Cooling | 727.27(kilos) 1603.63(lbs) | 80.00x90.00x37.99(in) 203.20x228.60x96.50(cent) |  |  |  | Call for Quote | Call for Quote | Call for Quote
| TDTV1822D | Twin-Cooled (Air-Cooled) 230/3/60 Downflow | https://www.se.com/us/en/product/TDTV1822D | 208 20 |  | UNIFLAIR ROOM COOLING | Cooling | Uniflair Med/Large Room Cooling | 727.27(kilos) 1603.63(lbs) | 80.00x90.00x37.99(in) 203.20x228.60x96.50(cent) |  |  |  | Call for Quote | Call for Quote | Call for Quote
| TDTV1822G | Twin-Cooled (Air-Cooled) 460/3/60 Downflow | https://www.se.com/us/en/product/TDTV1822G | 480 3 PH |  | UNIFLAIR ROOM COOLING | Cooling | Uniflair Med/Large Room Cooling | 727.27(kilos) 1603.63(lbs) | 80.00x90.00x37.99(in) 203.20x228.60x96.50(cent) |  |  |  | Call for Quote | Call for Quote | Call for Quote
| TDTV1822L | Downflow,Air-colled Twin Cool Model 1822,575/3/60 | https://www.se.com/us/en/product/TDTV1822L | 575 3 PH |  | UNIFLAIR ROOM COOLING | Cooling | Uniflair Med/Large Room Cooling | 727.27(kilos) 1603.63(lbs) | 80.00x90.00x37.99(in) 203.20x228.60x96.50(cent) |  |  |  | Call for Quote | Call for Quote | Call for Quote
| TDTV2242D | Twin-Cooled (Air-Cooled) 230/3/60 Downflow | https://www.se.com/us/en/product/TDTV2242D | 208 20 |  | UNIFLAIR ROOM COOLING | Cooling | Uniflair Med/Large Room Cooling | 1136.36(kilos) 2505.67(lbs) | 90.00x105.00x37.99(in) 228.60x266.70x96.50(cent) |  |  |  | Call for Quote | Call for Quote | Call for Quote
| TDTV2242G | Twin-Cooled (Air-Cooled) 460/3/60 Downflow | https://www.se.com/us/en/product/TDTV2242G | 480 3 PH |  | UNIFLAIR ROOM COOLING | Cooling | Uniflair Med/Large Room Cooling | 1136.36(kilos) 2505.67(lbs) | 90.00x105.00x37.99(in) 228.60x266.70x96.50(cent) |  |  |  | Call for Quote | Call for Quote | Call for Quote
| TDTV2242L | Downflow,Air-colled Twin Cool Model 2242,575/3/60 | https://www.se.com/us/en/product/TDTV2242L | 575 3 PH |  | UNIFLAIR ROOM COOLING | Cooling | Uniflair Med/Large Room Cooling | 931.82(kilos) 2054.66(lbs) | 90.00x105.00x37.99(in) 228.60x266.70x96.50(cent) |  |  |  | Call for Quote | Call for Quote | Call for Quote
| TDTV2542D | Twin-Cooled (Air-Cooled) 230/3/60 Downflow | https://www.se.com/us/en/product/TDTV2542D | 208 20 |  | UNIFLAIR ROOM COOLING | Cooling | Uniflair Med/Large Room Cooling | 1136.36(kilos) 2505.67(lbs) | 90.00x105.00x37.99(in) 228.60x266.70x96.50(cent) |  |  |  | Call for Quote | Call for Quote | Call for Quote
| TDTV2542G | Twin-Cooled (Air-Cooled) 460/3/60 Downflow | https://www.se.com/us/en/product/TDTV2542G | 480 3 PH |  | UNIFLAIR ROOM COOLING | Cooling | Uniflair Med/Large Room Cooling | 1136.36(kilos) 2505.67(lbs) | 90.00x105.00x37.99(in) 228.60x266.70x96.50(cent) |  |  |  | Call for Quote | Call for Quote | Call for Quote
| TDTV2542L | Downflow,Air-colled Twin Cool Model 2542,575/3/60 | https://www.se.com/us/en/product/TDTV2542L | 575 3 PH |  | UNIFLAIR ROOM COOLING | Cooling | Uniflair Med/Large Room Cooling | 954.55(kilos) 2104.78(lbs) | 90.00x105.00x37.99(in) 228.60x266.70x96.50(cent) |  |  |  | Call for Quote | Call for Quote | Call for Quote
| TDTV2842D | Twin-Cooled (Air-Cooled) 230/3/60 Downflow | https://www.se.com/us/en/product/TDTV2842D | 208 20 |  | UNIFLAIR ROOM COOLING | Cooling | Uniflair Med/Large Room Cooling | 1136.36(kilos) 2505.67(lbs) | 90.00x105.00x37.99(in) 228.60x266.70x96.50(cent) |  |  |  | Call for Quote | Call for Quote | Call for Quote
| TDTV2842G | Twin-Cooled (Air-Cooled) 460/3/60 Downflow | https://www.se.com/us/en/product/TDTV2842G | 480 3 PH |  | UNIFLAIR ROOM COOLING | Cooling | Uniflair Med/Large Room Cooling | 1136.36(kilos) 2505.67(lbs) | 90.00x105.00x37.99(in) 228.60x266.70x96.50(cent) |  |  |  | Call for Quote | Call for Quote | Call for Quote
| TDTV2842L | Downflow,Air-colled Twin Cool Model 2842,575/3/60 | https://www.se.com/us/en/product/TDTV2842L | 575 3 PH |  | UNIFLAIR ROOM COOLING | Cooling | Uniflair Med/Large Room Cooling | 1127.27(kilos) 2485.63(lbs) | 90.00x105.00x37.99(in) 228.60x266.70x96.50(cent) |  |  |  | Call for Quote | Call for Quote | Call for Quote
| TDWV0511D | Water-Cooled 230/3/60 Downflow | https://www.se.com/us/en/product/TDWV0511D | 208 20 |  | UNIFLAIR ROOM COOLING | Cooling | Uniflair Med/Large Room Cooling | 309.09(kilos) 681.54(lbs) | 80.00x45.00x35.00(in) 203.20x114.30x88.90(cent) |  |  |  | Call for Quote | Call for Quote | Call for Quote
| TDWV0511G | Water-cooled 460/3/60 Downflow | https://www.se.com/us/en/product/TDWV0511G | 480 3 PH |  | UNIFLAIR ROOM COOLING | Cooling | Uniflair Med/Large Room Cooling | 309.09(kilos) 681.54(lbs) | 80.00x45.00x35.00(in) 203.20x114.30x88.90(cent) |  |  |  | Call for Quote | Call for Quote | Call for Quote
| TDWV0511L | Downflow,Water-cooled DX Model 0511,575/3/60 | https://www.se.com/us/en/product/TDWV0511L | 575 3 PH |  | UNIFLAIR ROOM COOLING | Cooling | Uniflair Med/Large Room Cooling | 309.09(kilos) 681.54(lbs) | 80.00x45.00x35.00(in) 203.20x114.30x88.90(cent) |  |  |  | Call for Quote | Call for Quote | Call for Quote
| TDWV0611D | Water-cooled 230/3/60 Downflow | https://www.se.com/us/en/product/TDWV0611D | 208 20 |  | UNIFLAIR ROOM COOLING | Cooling | Uniflair Med/Large Room Cooling | 309.09(kilos) 681.54(lbs) | 80.00x45.00x35.00(in) 203.20x114.30x88.90(cent) |  |  |  | Call for Quote | Call for Quote | Call for Quote
| TDWV0611G | Water-cooled 460/3/60 Downflow | https://www.se.com/us/en/product/TDWV0611G | 480 3 PH |  | UNIFLAIR ROOM COOLING | Cooling | Uniflair Med/Large Room Cooling | 309.09(kilos) 681.54(lbs) | 80.00x45.00x35.00(in) 203.20x114.30x88.90(cent) |  |  |  | Call for Quote | Call for Quote | Call for Quote
| TDWV0611L | Downflow,Water-cooled DX Model 0611,575/3/60 | https://www.se.com/us/en/product/TDWV0611L | 575 3 PH |  | UNIFLAIR ROOM COOLING | Cooling | Uniflair Med/Large Room Cooling | 309.09(kilos) 681.54(lbs) | 80.00x45.00x35.00(in) 203.20x114.30x88.90(cent) |  |  |  | Call for Quote | Call for Quote | Call for Quote
| TDWV0921D | Water-cooled 230/3/60 Downflow | https://www.se.com/us/en/product/TDWV0921D | 208 20 |  | UNIFLAIR ROOM COOLING | Cooling | Uniflair Med/Large Room Cooling | 454.55(kilos) 1002.28(lbs) | 80.00x55.00x37.99(in) 203.20x139.70x96.50(cent) |  |  |  | Call for Quote | Call for Quote | Call for Quote
| TDWV0921G | Water-cooled 460/3/60 Downflow | https://www.se.com/us/en/product/TDWV0921G | 480 3 PH |  | UNIFLAIR ROOM COOLING | Cooling | Uniflair Med/Large Room Cooling | 454.55(kilos) 1002.28(lbs) | 80.00x55.00x37.99(in) 203.20x139.70x96.50(cent) |  |  |  | Call for Quote | Call for Quote | Call for Quote
| TDWV0921L | Downflow,Water-cooled DX Model 0921,575/3/60 | https://www.se.com/us/en/product/TDWV0921L | 575 3 PH |  | UNIFLAIR ROOM COOLING | Cooling | Uniflair Med/Large Room Cooling | 454.55(kilos) 1002.28(lbs) | 80.00x55.00x37.99(in) 203.20x139.70x96.50(cent) |  |  |  | Call for Quote | Call for Quote | Call for Quote
| TDWV1121D | Water-cooled 230/3/60 Downflow | https://www.se.com/us/en/product/TDWV1121D | 208 20 |  | UNIFLAIR ROOM COOLING | Cooling | Uniflair Med/Large Room Cooling | 568.18(kilos) 1252.84(lbs) | 80.00x70.98x37.99(in) 203.20x180.30x96.50(cent) |  |  |  | Call for Quote | Call for Quote | Call for Quote
| TDWV1121G | Water-cooled 460/3/60 Downflow | https://www.se.com/us/en/product/TDWV1121G | 480 3 PH |  | UNIFLAIR ROOM COOLING | Cooling | Uniflair Med/Large Room Cooling | 568.18(kilos) 1252.84(lbs) | 80.00x70.98x37.99(in) 203.20x180.30x96.50(cent) |  |  |  | Call for Quote | Call for Quote | Call for Quote
| TDWV1121L | Downflow,Water-cooled DX Model 1121,575/3/60 | https://www.se.com/us/en/product/TDWV1121L | 575 3 PH |  | UNIFLAIR ROOM COOLING | Cooling | Uniflair Med/Large Room Cooling | 568.18(kilos) 1252.84(lbs) | 80.00x70.98x37.99(in) 203.20x180.30x96.50(cent) |  |  |  | Call for Quote | Call for Quote | Call for Quote
| TDWV1422D | Water-Cooled 230/3/60 Downflow | https://www.se.com/us/en/product/TDWV1422D | 208 20 |  | UNIFLAIR ROOM COOLING | Cooling | Uniflair Med/Large Room Cooling | 727.27(kilos) 1603.63(lbs) | 80.00x90.00x37.99(in) 203.20x228.60x96.50(cent) |  |  |  | Call for Quote | Call for Quote | Call for Quote
| TDWV1422G | Water-Cooled 460/3/60 Downflow | https://www.se.com/us/en/product/TDWV1422G | 480 3 PH |  | UNIFLAIR ROOM COOLING | Cooling | Uniflair Med/Large Room Cooling | 727.27(kilos) 1603.63(lbs) | 80.00x90.00x37.99(in) 203.20x228.60x96.50(cent) |  |  |  | Call for Quote | Call for Quote | Call for Quote
| TDWV1422L | Downflow,Water-cooled DX Model 1422,575/3/60 | https://www.se.com/us/en/product/TDWV1422L | 575 3 PH |  | UNIFLAIR ROOM COOLING | Cooling | Uniflair Med/Large Room Cooling | 727.27(kilos) 1603.63(lbs) | 80.00x90.00x37.99(in) 203.20x228.60x96.50(cent) |  |  |  | Call for Quote | Call for Quote | Call for Quote
| TDWV1622D | Water-Cooled 230/3/60 Downflow | https://www.se.com/us/en/product/TDWV1622D | 208 20 |  | UNIFLAIR ROOM COOLING | Cooling | Uniflair Med/Large Room Cooling | 727.27(kilos) 1603.63(lbs) | 80.00x90.00x37.99(in) 203.20x228.60x96.50(cent) |  |  |  | Call for Quote | Call for Quote | Call for Quote
| TDWV1622G | Water-Cooled 460/3/60 Downflow | https://www.se.com/us/en/product/TDWV1622G | 480 3 PH |  | UNIFLAIR ROOM COOLING | Cooling | Uniflair Med/Large Room Cooling | 727.27(kilos) 1603.63(lbs) | 80.00x90.00x37.99(in) 203.20x228.60x96.50(cent) |  |  |  | Call for Quote | Call for Quote | Call for Quote
| TDWV1622L | Downflow,Water-cooled DX Model 1622,575/3/60 | https://www.se.com/us/en/product/TDWV1622L | 575 3 PH |  | UNIFLAIR ROOM COOLING | Cooling | Uniflair Med/Large Room Cooling | 727.27(kilos) 1603.63(lbs) | 80.00x90.00x37.99(in) 203.20x228.60x96.50(cent) |  |  |  | Call for Quote | Call for Quote | Call for Quote
| TDWV1822D | Water-Cooled 230/3/60 Downflow | https://www.se.com/us/en/product/TDWV1822D | 208 20 |  | UNIFLAIR ROOM COOLING | Cooling | Uniflair Med/Large Room Cooling | 727.27(kilos) 1603.63(lbs) | 80.00x90.00x37.99(in) 203.20x228.60x96.50(cent) |  |  |  | Call for Quote | Call for Quote | Call for Quote
| TDWV1822G | Water-Cooled 460/3/60 Downflow | https://www.se.com/us/en/product/TDWV1822G | 480 3 PH |  | UNIFLAIR ROOM COOLING | Cooling | Uniflair Med/Large Room Cooling | 727.27(kilos) 1603.63(lbs) | 80.00x90.00x37.99(in) 203.20x228.60x96.50(cent) |  |  |  | Call for Quote | Call for Quote | Call for Quote
| TDWV1822L | Downflow,Water-cooled DX Model 1822,575/3/60 | https://www.se.com/us/en/product/TDWV1822L | 575 3 PH |  | UNIFLAIR ROOM COOLING | Cooling | Uniflair Med/Large Room Cooling | 727.27(kilos) 1603.63(lbs) | 80.00x90.00x37.99(in) 203.20x228.60x96.50(cent) |  |  |  | Call for Quote | Call for Quote | Call for Quote
| TDWV2242D | Water-Cooled 230/3/60 Downflow | https://www.se.com/us/en/product/TDWV2242D | 208 20 |  | UNIFLAIR ROOM COOLING | Cooling | Uniflair Med/Large Room Cooling | 1136.36(kilos) 2505.67(lbs) | 90.00x105.00x37.99(in) 228.60x266.70x96.50(cent) |  |  |  | Call for Quote | Call for Quote | Call for Quote
| TDWV2242G | Water-Cooled 460/3/60 Downflow | https://www.se.com/us/en/product/TDWV2242G | 480 3 PH |  | UNIFLAIR ROOM COOLING | Cooling | Uniflair Med/Large Room Cooling | 1136.36(kilos) 2505.67(lbs) | 90.00x105.00x37.99(in) 228.60x266.70x96.50(cent) |  |  |  | Call for Quote | Call for Quote | Call for Quote
| TDWV2242L | Downflow,Water-cooled DX Model 2242,575/3/60 | https://www.se.com/us/en/product/TDWV2242L | 575 3 PH |  | UNIFLAIR ROOM COOLING | Cooling | Uniflair Med/Large Room Cooling | 931.82(kilos) 2054.66(lbs) | 90.00x105.00x37.99(in) 228.60x266.70x96.50(cent) |  |  |  | Call for Quote | Call for Quote | Call for Quote
| TDWV2542D | Water-Cooled 230/3/60 Downflow | https://www.se.com/us/en/product/TDWV2542D | 208 20 |  | UNIFLAIR ROOM COOLING | Cooling | Uniflair Med/Large Room Cooling | 1136.36(kilos) 2505.67(lbs) | 90.00x105.00x37.99(in) 228.60x266.70x96.50(cent) |  |  |  | Call for Quote | Call for Quote | Call for Quote
| TDWV2542G | Water-Cooled 460/3/60 Downflow | https://www.se.com/us/en/product/TDWV2542G | 480 3 PH |  | UNIFLAIR ROOM COOLING | Cooling | Uniflair Med/Large Room Cooling | 1136.36(kilos) 2505.67(lbs) | 90.00x105.00x37.99(in) 228.60x266.70x96.50(cent) |  |  |  | Call for Quote | Call for Quote | Call for Quote
| TDWV2542L | Downflow,Water-cooled DX Model 2542,575/3/60 | https://www.se.com/us/en/product/TDWV2542L | 575 3 PH |  | UNIFLAIR ROOM COOLING | Cooling | Uniflair Med/Large Room Cooling | 954.55(kilos) 2104.78(lbs) | 90.00x105.00x37.99(in) 228.60x266.70x96.50(cent) |  |  |  | Call for Quote | Call for Quote | Call for Quote
| TDWV2842D | Water-Cooled 230/3/60 Downflow | https://www.se.com/us/en/product/TDWV2842D | 208 20 |  | UNIFLAIR ROOM COOLING | Cooling | Uniflair Med/Large Room Cooling | 1136.36(kilos) 2505.67(lbs) | 90.00x105.00x37.99(in) 228.60x266.70x96.50(cent) |  |  |  | Call for Quote | Call for Quote | Call for Quote
| TDWV2842G | Water-Cooled 460/3/60 Downflow | https://www.se.com/us/en/product/TDWV2842G | 480 3 PH |  | UNIFLAIR ROOM COOLING | Cooling | Uniflair Med/Large Room Cooling | 1136.36(kilos) 2505.67(lbs) | 90.00x105.00x37.99(in) 228.60x266.70x96.50(cent) |  |  |  | Call for Quote | Call for Quote | Call for Quote
| TDWV2842L | Downflow,Water-cooled DX Model 2842,575/3/60 | https://www.se.com/us/en/product/TDWV2842L | 575 3 PH |  | UNIFLAIR ROOM COOLING | Cooling | Uniflair Med/Large Room Cooling | 1127.27(kilos) 2485.63(lbs) | 90.00x105.00x37.99(in) 228.60x266.70x96.50(cent) |  |  |  | Call for Quote | Call for Quote | Call for Quote
| TUAV0511D | Air-Cooled 230/3/60 Upflow | https://www.se.com/us/en/product/TUAV0511D |  |  | UNIFLAIR ROOM COOLING | Cooling | Uniflair Med/Large Room Cooling | 454.55(kilos) 1002.28(lbs) | 80.00x45.00x35.00(in) 203.20x114.30x88.90(cent) |  |  |  | Call for Quote | Call for Quote | Call for Quote
| TUAV0511G | Air-Cooled 460/3/60 Upflow | https://www.se.com/us/en/product/TUAV0511G |  |  | UNIFLAIR ROOM COOLING | Cooling | Uniflair Med/Large Room Cooling | 454.55(kilos) 1002.28(lbs) | 80.00x45.00x35.00(in) 203.20x114.30x88.90(cent) |  |  |  | Call for Quote | Call for Quote | Call for Quote
| TUAV0511L | Upflow,Air-cooled DX Model 0511,575/3/60 | https://www.se.com/us/en/product/TUAV0511L |  |  | UNIFLAIR ROOM COOLING | Cooling | Uniflair Med/Large Room Cooling | 454.55(kilos) 1002.28(lbs) | 80.00x45.00x35.00(in) 203.20x114.30x88.90(cent) |  |  |  | Call for Quote | Call for Quote | Call for Quote
| TUAV0611D | Air-Cooled 230/3/60 Upflow | https://www.se.com/us/en/product/TUAV0611D |  |  | UNIFLAIR ROOM COOLING | Cooling | Uniflair Med/Large Room Cooling | 454.55(kilos) 1002.28(lbs) | 80.00x45.00x35.00(in) 203.20x114.30x88.90(cent) |  |  |  | Call for Quote | Call for Quote | Call for Quote
| TUAV0611G | Air-Cooled 460/3/60 Upflow | https://www.se.com/us/en/product/TUAV0611G |  |  | UNIFLAIR ROOM COOLING | Cooling | Uniflair Med/Large Room Cooling | 454.55(kilos) 1002.28(lbs) | 80.00x45.00x35.00(in) 203.20x114.30x88.90(cent) |  |  |  | Call for Quote | Call for Quote | Call for Quote
| TUAV0611L | Upflow,Air-cooled DX Model 0611,575/3/60 | https://www.se.com/us/en/product/TUAV0611L |  |  | UNIFLAIR ROOM COOLING | Cooling | Uniflair Med/Large Room Cooling | 454.55(kilos) 1002.28(lbs) | 80.00x45.00x35.00(in) 203.20x114.30x88.90(cent) |  |  |  | Call for Quote | Call for Quote | Call for Quote
| TUAV0921D | Air-Cooled 230/3/60 Upflow | https://www.se.com/us/en/product/TUAV0921D |  |  | UNIFLAIR ROOM COOLING | Cooling | Uniflair Med/Large Room Cooling | 454.55(kilos) 1002.28(lbs) | 80.00x55.00x37.99(in) 203.20x139.70x96.50(cent) |  |  |  | Call for Quote | Call for Quote | Call for Quote
| TUAV0921G | Air-Cooled 460/3/60 Upflow | https://www.se.com/us/en/product/TUAV0921G |  |  | UNIFLAIR ROOM COOLING | Cooling | Uniflair Med/Large Room Cooling | 454.55(kilos) 1002.28(lbs) | 80.00x55.00x37.99(in) 203.20x139.70x96.50(cent) |  |  |  | Call for Quote | Call for Quote | Call for Quote
| TUAV0921L | Upflow,Air-cooled DX Model 0921,575/3/60 | https://www.se.com/us/en/product/TUAV0921L |  |  | UNIFLAIR ROOM COOLING | Cooling | Uniflair Med/Large Room Cooling | 454.55(kilos) 1002.28(lbs) | 80.00x55.00x37.99(in) 203.20x139.70x96.50(cent) |  |  |  | Call for Quote | Call for Quote | Call for Quote
| TUAV1121D | Air-Cooled 230/3/60 Upflow | https://www.se.com/us/en/product/TUAV1121D |  |  | UNIFLAIR ROOM COOLING | Cooling | Uniflair Med/Large Room Cooling | 568.18(kilos) 1252.84(lbs) | 80.00x70.98x37.99(in) 203.20x180.30x96.50(cent) |  |  |  | Call for Quote | Call for Quote | Call for Quote
| TUAV1121G | Air-Cooled 460/3/60 Upflow | https://www.se.com/us/en/product/TUAV1121G |  |  | UNIFLAIR ROOM COOLING | Cooling | Uniflair Med/Large Room Cooling | 568.18(kilos) 1252.84(lbs) | 80.00x70.98x37.99(in) 203.20x180.30x96.50(cent) |  |  |  | Call for Quote | Call for Quote | Call for Quote
| TUAV1121L | Upflow,Air-cooled DX Model 1121,575/3/60 | https://www.se.com/us/en/product/TUAV1121L |  |  | UNIFLAIR ROOM COOLING | Cooling | Uniflair Med/Large Room Cooling | 568.18(kilos) 1252.84(lbs) | 80.00x70.98x37.99(in) 203.20x180.30x96.50(cent) |  |  |  | Call for Quote | Call for Quote | Call for Quote
| TUAV1422D | Air-Cooled 230/3/60 Upflow | https://www.se.com/us/en/product/TUAV1422D |  |  | UNIFLAIR ROOM COOLING | Cooling | Uniflair Med/Large Room Cooling | 727.27(kilos) 1603.63(lbs) | 80.00x90.00x37.99(in) 203.20x228.60x96.50(cent) |  |  |  | Call for Quote | Call for Quote | Call for Quote
| TUAV1422G | Air-Cooled 460/3/60 Upflow | https://www.se.com/us/en/product/TUAV1422G |  |  | UNIFLAIR ROOM COOLING | Cooling | Uniflair Med/Large Room Cooling | 727.27(kilos) 1603.63(lbs) | 80.00x90.00x37.99(in) 203.20x228.60x96.50(cent) |  |  |  | Call for Quote | Call for Quote | Call for Quote
| TUAV1422L | Upflow,Air-cooled DX Model 1422,575/3/60 | https://www.se.com/us/en/product/TUAV1422L |  |  | UNIFLAIR ROOM COOLING | Cooling | Uniflair Med/Large Room Cooling | 727.27(kilos) 1603.63(lbs) | 80.00x90.00x37.99(in) 203.20x228.60x96.50(cent) |  |  |  | Call for Quote | Call for Quote | Call for Quote
| TUAV1622D | Air-Cooled 230/3/60 Upflow | https://www.se.com/us/en/product/TUAV1622D |  |  | UNIFLAIR ROOM COOLING | Cooling | Uniflair Med/Large Room Cooling | 727.27(kilos) 1603.63(lbs) | 80.00x90.00x37.99(in) 203.20x228.60x96.50(cent) |  |  |  | Call for Quote | Call for Quote | Call for Quote
| TUAV1622G | Air-Cooled 460/3/60 Upflow | https://www.se.com/us/en/product/TUAV1622G |  |  | UNIFLAIR ROOM COOLING | Cooling | Uniflair Med/Large Room Cooling | 727.27(kilos) 1603.63(lbs) | 80.00x90.00x37.99(in) 203.20x228.60x96.50(cent) |  |  |  | Call for Quote | Call for Quote | Call for Quote
| TUAV1622L | Upflow,Air-cooled DX Model 1622,575/3/60 | https://www.se.com/us/en/product/TUAV1622L |  |  | UNIFLAIR ROOM COOLING | Cooling | Uniflair Med/Large Room Cooling | 727.27(kilos) 1603.63(lbs) | 80.00x90.00x37.99(in) 203.20x228.60x96.50(cent) |  |  |  | Call for Quote | Call for Quote | Call for Quote
| TUAV1822D | Air-Cooled 230/3/60 Upflow | https://www.se.com/us/en/product/TUAV1822D |  |  | UNIFLAIR ROOM COOLING | Cooling | Uniflair Med/Large Room Cooling | 727.27(kilos) 1603.63(lbs) | 80.00x90.00x37.99(in) 203.20x228.60x96.50(cent) |  |  |  | Call for Quote | Call for Quote | Call for Quote
| TUAV1822G | Air-Cooled 460/3/60 Upflow | https://www.se.com/us/en/product/TUAV1822G |  |  | UNIFLAIR ROOM COOLING | Cooling | Uniflair Med/Large Room Cooling | 727.27(kilos) 1603.63(lbs) | 80.00x90.00x37.99(in) 203.20x228.60x96.50(cent) |  |  |  | Call for Quote | Call for Quote | Call for Quote
| TUAV1822L | Upflow,Air-cooled DX Model 1822,575/3/60 | https://www.se.com/us/en/product/TUAV1822L |  |  | UNIFLAIR ROOM COOLING | Cooling | Uniflair Med/Large Room Cooling | 727.27(kilos) 1603.63(lbs) | 80.00x90.00x37.99(in) 203.20x228.60x96.50(cent) |  |  |  | Call for Quote | Call for Quote | Call for Quote
| TUAV2242D | Air-Cooled 230/3/60 Upflow | https://www.se.com/us/en/product/TUAV2242D |  |  | UNIFLAIR ROOM COOLING | Cooling | Uniflair Med/Large Room Cooling | 1136.36(kilos) 2505.67(lbs) | 90.00x105.00x37.99(in) 228.60x266.70x96.50(cent) |  |  |  | Call for Quote | Call for Quote | Call for Quote
| TUAV2242G | Air-Cooled 460/3/60 Upflow | https://www.se.com/us/en/product/TUAV2242G |  |  | UNIFLAIR ROOM COOLING | Cooling | Uniflair Med/Large Room Cooling | 1136.36(kilos) 2505.67(lbs) | 90.00x105.00x37.99(in) 228.60x266.70x96.50(cent) |  |  |  | Call for Quote | Call for Quote | Call for Quote
| TUAV2242L | Upflow,Air-cooled DX Model 2242,575/3/60 | https://www.se.com/us/en/product/TUAV2242L |  |  | UNIFLAIR ROOM COOLING | Cooling | Uniflair Med/Large Room Cooling | 931.82(kilos) 2054.66(lbs) | 80.00x105.00x37.99(in) 203.20x266.70x96.50(cent) |  |  |  | Call for Quote | Call for Quote | Call for Quote
| TUAV2542D | Air-Cooled 230/3/60 Upflow | https://www.se.com/us/en/product/TUAV2542D |  |  | UNIFLAIR ROOM COOLING | Cooling | Uniflair Med/Large Room Cooling | 1136.36(kilos) 2505.67(lbs) | 90.00x105.00x37.99(in) 228.60x266.70x96.50(cent) |  |  |  | Call for Quote | Call for Quote | Call for Quote
| TUAV2542G | Air-Cooled 460/3/60 Upflow | https://www.se.com/us/en/product/TUAV2542G |  |  | UNIFLAIR ROOM COOLING | Cooling | Uniflair Med/Large Room Cooling | 1136.36(kilos) 2505.67(lbs) | 90.00x105.00x37.99(in) 228.60x266.70x96.50(cent) |  |  |  | Call for Quote | Call for Quote | Call for Quote
| TUAV2542L | Upflow,Air-cooled DX Model 2542,575/3/60 | https://www.se.com/us/en/product/TUAV2542L |  |  | UNIFLAIR ROOM COOLING | Cooling | Uniflair Med/Large Room Cooling | 954.55(kilos) 2104.78(lbs) | 80.00x105.00x37.99(in) 203.20x266.70x96.50(cent) |  |  |  | Call for Quote | Call for Quote | Call for Quote
| TUAV3342D | Air-Cooled 230/3/60 Upflow | https://www.se.com/us/en/product/TUAV3342D |  |  | UNIFLAIR ROOM COOLING | Cooling | Uniflair Med/Large Room Cooling | 1136.36(kilos) 2505.67(lbs) | 90.00x105.00x37.99(in) 228.60x266.70x96.50(cent) |  |  |  | Call for Quote | Call for Quote | Call for Quote
| TUAV3342G | Air-Cooled 460/3/60 Upflow | https://www.se.com/us/en/product/TUAV3342G |  |  | UNIFLAIR ROOM COOLING | Cooling | Uniflair Med/Large Room Cooling | 1136.36(kilos) 2505.67(lbs) | 90.00x105.00x37.99(in) 228.60x266.70x96.50(cent) |  |  |  | Call for Quote | Call for Quote | Call for Quote
| TUAV3342L | Upflow,Air-cooled DX Model 3342,575/3/60 | https://www.se.com/us/en/product/TUAV3342L |  |  | UNIFLAIR ROOM COOLING | Cooling | Uniflair Med/Large Room Cooling | 1127.27(kilos) 2485.63(lbs) | 80.00x105.00x37.99(in) 203.20x266.70x96.50(cent) |  |  |  | Call for Quote | Call for Quote | Call for Quote
| TUAVQ | Uniflair Air-Cooled CRAC, Upflow | https://www.se.com/us/en/product/TUAVQ |  |  | UNIFLAIR ROOM COOLING | Cooling | Uniflair Med/Large Room Cooling |  |  |  |  | 731304758150 | Call for Quote | Call for Quote | Call for Quote
| TUCV0700D | 23kW Chilled Water 208-230/3/60 Upflow | https://www.se.com/us/en/product/TUCV0700D | 208 20 |  | UNIFLAIR ROOM COOLING | Cooling | Uniflair Med/Large Room Cooling | 254.55(kilos) 561.28(lbs) | 80.00x45.00x37.99(in) 203.20x114.30x96.50(cent) |  |  |  | Call for Quote | Call for Quote | Call for Quote
| TUCV0700G | 23kW Chilled Water 460/3/60 Upflow | https://www.se.com/us/en/product/TUCV0700G | 460 3 PH |  | UNIFLAIR ROOM COOLING | Cooling | Uniflair Med/Large Room Cooling | 254.55(kilos) 561.28(lbs) | 80.00x45.00x35.00(in) 203.20x114.30x88.90(cent) |  |  |  | Call for Quote | Call for Quote | Call for Quote
| TUCV1000D | 31kW Chilled Water 208-230/3/60 Upflow | https://www.se.com/us/en/product/TUCV1000D | 208 20 |  | UNIFLAIR ROOM COOLING | Cooling | Uniflair Med/Large Room Cooling | 363.64(kilos) 801.83(lbs) | 80.00x55.00x37.99(in) 203.20x139.70x96.50(cent) |  |  |  | Call for Quote | Call for Quote | Call for Quote
| TUCV1000G | 31kW Chilled Water 460/3/60 Upflow | https://www.se.com/us/en/product/TUCV1000G | 460 3 PH |  | UNIFLAIR ROOM COOLING | Cooling | Uniflair Med/Large Room Cooling | 363.64(kilos) 801.83(lbs) | 80.00x55.00x37.99(in) 203.20x139.70x96.50(cent) |  |  |  | Call for Quote | Call for Quote | Call for Quote
| TUCV1200D | 37kW Chilled Water 208-230/3/60 Upflow | https://www.se.com/us/en/product/TUCV1200D | 208 20 |  | UNIFLAIR ROOM COOLING | Cooling | Uniflair Med/Large Room Cooling | 363.64(kilos) 801.83(lbs) | 80.00x55.00x37.99(in) 203.20x139.70x96.50(cent) |  |  |  | Call for Quote | Call for Quote | Call for Quote
| TUCV1200G | 37kW Chilled Water 460/3/60 Upflow | https://www.se.com/us/en/product/TUCV1200G | 460 3 PH |  | UNIFLAIR ROOM COOLING | Cooling | Uniflair Med/Large Room Cooling | 363.64(kilos) 801.83(lbs) | 80.00x55.00x37.99(in) 203.20x139.70x96.50(cent) |  |  |  | Call for Quote | Call for Quote | Call for Quote
| TUCV1700D | 51kW Chilled Water 208-230/3/60 Upflow | https://www.se.com/us/en/product/TUCV1700D | 208 20 |  | UNIFLAIR ROOM COOLING | Cooling | Uniflair Med/Large Room Cooling | 436.36(kilos) 962.17(lbs) | 80.00x70.00x37.99(in) 203.20x177.80x96.50(cent) |  |  |  | Call for Quote | Call for Quote | Call for Quote
| TUCV1700G | 51kW Chilled Water 460/3/60 Upflow | https://www.se.com/us/en/product/TUCV1700G | 460 3 PH |  | UNIFLAIR ROOM COOLING | Cooling | Uniflair Med/Large Room Cooling | 436.36(kilos) 962.17(lbs) | 80.00x70.00x37.99(in) 203.20x177.80x96.50(cent) |  |  |  | Call for Quote | Call for Quote | Call for Quote
| TUCV2500D | 70kW Chilled Water 208-230/3/60 Upflow | https://www.se.com/us/en/product/TUCV2500D | 208 20 |  | UNIFLAIR ROOM COOLING | Cooling | Uniflair Med/Large Room Cooling | 472.73(kilos) 1042.37(lbs) | 80.00x90.00x37.99(in) 203.20x228.60x96.50(cent) |  |  |  | Call for Quote | Call for Quote | Call for Quote
| TUCV2500G | 70kW Chilled Water 460/3/60 Upflow | https://www.se.com/us/en/product/TUCV2500G | 460 3 PH |  | UNIFLAIR ROOM COOLING | Cooling | Uniflair Med/Large Room Cooling | 472.73(kilos) 1042.37(lbs) | 80.00x90.00x37.99(in) 203.20x228.60x96.50(cent) |  |  |  | Call for Quote | Call for Quote | Call for Quote
| TUCV3400D | 92kW Chilled Water 208-230/3/60 Upflow | https://www.se.com/us/en/product/TUCV3400D | 208 20 |  | UNIFLAIR ROOM COOLING | Cooling | Uniflair Med/Large Room Cooling | 800.00(kilos) 1764.00(lbs) | 80.00x105.00x37.99(in) 203.20x266.70x96.50(cent) |  |  |  | Call for Quote | Call for Quote | Call for Quote
| TUCV3400G | 92kW Chilled Water 460/3/60 Upflow | https://www.se.com/us/en/product/TUCV3400G | 460 3 PH |  | UNIFLAIR ROOM COOLING | Cooling | Uniflair Med/Large Room Cooling | 800.00(kilos) 1764.00(lbs) | 80.00x105.00x37.99(in) 203.20x266.70x96.50(cent) |  |  |  | Call for Quote | Call for Quote | Call for Quote
| TUCV4000D | 102kW Chilled Water 208-230/3/60 Upflow | https://www.se.com/us/en/product/TUCV4000D | 208 20 |  | UNIFLAIR ROOM COOLING | Cooling | Uniflair Med/Large Room Cooling | 818.18(kilos) 1804.09(lbs) | 80.00x105.00x37.99(in) 203.20x266.70x96.50(cent) |  |  |  | Call for Quote | Call for Quote | Call for Quote
| TUCV4000G | 102kW Chilled Water 460/3/60 Upflow | https://www.se.com/us/en/product/TUCV4000G | 460 3 PH |  | UNIFLAIR ROOM COOLING | Cooling | Uniflair Med/Large Room Cooling | 818.18(kilos) 1804.09(lbs) | 80.00x105.00x37.99(in) 203.20x266.70x96.50(cent) |  |  |  | Call for Quote | Call for Quote | Call for Quote
| TUDV0511D | Twin-Cooled (Water-Cooled) 230/3/60 Upflow | https://www.se.com/us/en/product/TUDV0511D | 208 20 |  | UNIFLAIR ROOM COOLING | Cooling | Uniflair Med/Large Room Cooling | 309.09(kilos) 681.54(lbs) | 80.00x45.00x35.00(in) 203.20x114.30x88.90(cent) |  |  |  | Call for Quote | Call for Quote | Call for Quote
| TUDV0511G | Twin-Cooled (Water-Cooled) 460/3/60 Upflow | https://www.se.com/us/en/product/TUDV0511G | 480 3 PH |  | UNIFLAIR ROOM COOLING | Cooling | Uniflair Med/Large Room Cooling | 309.09(kilos) 681.54(lbs) | 80.00x45.00x35.00(in) 203.20x114.30x88.90(cent) |  |  |  | Call for Quote | Call for Quote | Call for Quote
| TUDV0511L | Upflow,Water-cooled Twin Cool Model 0511,575/3/60 | https://www.se.com/us/en/product/TUDV0511L |  |  | UNIFLAIR ROOM COOLING | Cooling | Uniflair Med/Large Room Cooling | 309.09(kilos) 681.54(lbs) | 80.00x45.00x37.99(in) 203.20x114.30x96.50(cent) |  |  |  | Call for Quote | Call for Quote | Call for Quote
| TUDV0611D | Twin-Cooled (Water-Cooled) 230/3/60 Upflow | https://www.se.com/us/en/product/TUDV0611D | 208 20 |  | UNIFLAIR ROOM COOLING | Cooling | Uniflair Med/Large Room Cooling | 309.09(kilos) 681.54(lbs) | 80.00x45.00x35.00(in) 203.20x114.30x88.90(cent) |  |  |  | Call for Quote | Call for Quote | Call for Quote
| TUDV0611G | Twin-Cooled (Water-Cooled) 460/3/60 Upflow | https://www.se.com/us/en/product/TUDV0611G | 480 3 PH |  | UNIFLAIR ROOM COOLING | Cooling | Uniflair Med/Large Room Cooling | 309.09(kilos) 681.54(lbs) | 80.00x45.00x35.00(in) 203.20x114.30x88.90(cent) |  |  |  | Call for Quote | Call for Quote | Call for Quote
| TUDV0611L | Upflow,Water-cooled Twin Cool Model 0611 575/3/60 | https://www.se.com/us/en/product/TUDV0611L |  |  | UNIFLAIR ROOM COOLING | Cooling | Uniflair Med/Large Room Cooling | 309.09(kilos) 681.54(lbs) | 80.00x45.00x37.99(in) 203.20x114.30x96.50(cent) |  |  |  | Call for Quote | Call for Quote | Call for Quote
| TUDV0921D | Twin-Cooled (Water-Cooled) 230/3/60 Upflow | https://www.se.com/us/en/product/TUDV0921D | 208 20 |  | UNIFLAIR ROOM COOLING | Cooling | Uniflair Med/Large Room Cooling | 454.55(kilos) 1002.28(lbs) | 80.00x55.00x37.99(in) 203.20x139.70x96.50(cent) |  |  |  | Call for Quote | Call for Quote | Call for Quote
| TUDV0921G | Twin-Cooled (Water-Cooled) 460/3/60 Upflow | https://www.se.com/us/en/product/TUDV0921G | 480 3 PH |  | UNIFLAIR ROOM COOLING | Cooling | Uniflair Med/Large Room Cooling | 454.55(kilos) 1002.28(lbs) | 80.00x55.00x37.99(in) 203.20x139.70x96.50(cent) |  |  |  | Call for Quote | Call for Quote | Call for Quote
| TUDV0921L | Upflow,Water-cooled Twin Cool Model 0921,575/3/60 | https://www.se.com/us/en/product/TUDV0921L |  |  | UNIFLAIR ROOM COOLING | Cooling | Uniflair Med/Large Room Cooling | 454.55(kilos) 1002.28(lbs) | 80.00x55.00x37.99(in) 203.20x139.70x96.50(cent) |  |  |  | Call for Quote | Call for Quote | Call for Quote
| TUDV1121D | Twin-Cooled (Water-Cooled) 230/3/60 Upflow | https://www.se.com/us/en/product/TUDV1121D | 208 20 |  | UNIFLAIR ROOM COOLING | Cooling | Uniflair Med/Large Room Cooling | 568.18(kilos) 1252.84(lbs) | 80.00x70.98x37.99(in) 203.20x180.30x96.50(cent) |  |  |  | Call for Quote | Call for Quote | Call for Quote
| TUDV1121G | Twin-Cooled (Water-Cooled) 460/3/60 Upflow | https://www.se.com/us/en/product/TUDV1121G | 480 3 PH |  | UNIFLAIR ROOM COOLING | Cooling | Uniflair Med/Large Room Cooling | 568.18(kilos) 1252.84(lbs) | 80.00x70.98x37.99(in) 203.20x180.30x96.50(cent) |  |  |  | Call for Quote | Call for Quote | Call for Quote
| TUDV1121L | Upflow,Water-cooled Twin Cool Model 1121,575/3/60 | https://www.se.com/us/en/product/TUDV1121L |  |  | UNIFLAIR ROOM COOLING | Cooling | Uniflair Med/Large Room Cooling | 568.18(kilos) 1252.84(lbs) | 80.00x70.98x37.99(in) 203.20x180.30x96.50(cent) |  |  |  | Call for Quote | Call for Quote | Call for Quote
| TUDV1422D | Twin-Cooled (Water-Cooled) 230/3/60 Upflow | https://www.se.com/us/en/product/TUDV1422D | 208 20 |  | UNIFLAIR ROOM COOLING | Cooling | Uniflair Med/Large Room Cooling | 727.27(kilos) 1603.63(lbs) | 80.00x90.00x37.99(in) 203.20x228.60x96.50(cent) |  |  |  | Call for Quote | Call for Quote | Call for Quote
| TUDV1422G | Twin-Cooled (Water-Cooled) 460/3/60 Upflow | https://www.se.com/us/en/product/TUDV1422G | 480 3 PH |  | UNIFLAIR ROOM COOLING | Cooling | Uniflair Med/Large Room Cooling | 727.27(kilos) 1603.63(lbs) |  |  |  |  | Call for Quote | Call for Quote | Call for Quote
| TUDV1422L | Upflow,Water-cooled Twin Cool Model 1422,575/3/60 | https://www.se.com/us/en/product/TUDV1422L |  |  | UNIFLAIR ROOM COOLING | Cooling | Uniflair Med/Large Room Cooling | 727.27(kilos) 1603.63(lbs) | 80.00x90.00x37.99(in) 203.20x228.60x96.50(cent) |  |  |  | Call for Quote | Call for Quote | Call for Quote
| TUDV1622D | Twin-Cooled (Water-Cooled) 230/3/60 Upflow | https://www.se.com/us/en/product/TUDV1622D | 208 20 |  | UNIFLAIR ROOM COOLING | Cooling | Uniflair Med/Large Room Cooling | 727.27(kilos) 1603.63(lbs) | 80.00x90.00x37.99(in) 203.20x228.60x96.50(cent) |  |  |  | Call for Quote | Call for Quote | Call for Quote
| TUDV1622G | Twin-Cooled (Water-Cooled) 460/3/60 Upflow | https://www.se.com/us/en/product/TUDV1622G | 480 3 PH |  | UNIFLAIR ROOM COOLING | Cooling | Uniflair Med/Large Room Cooling | 727.27(kilos) 1603.63(lbs) | 80.00x90.00x37.99(in) 203.20x228.60x96.50(cent) |  |  |  | Call for Quote | Call for Quote | Call for Quote
| TUDV1622L | Upflow,Water-cooled Twin Cool Model 1622,575/3/60 | https://www.se.com/us/en/product/TUDV1622L |  |  | UNIFLAIR ROOM COOLING | Cooling | Uniflair Med/Large Room Cooling | 727.27(kilos) 1603.63(lbs) | 80.00x90.00x37.99(in) 203.20x228.60x96.50(cent) |  |  |  | Call for Quote | Call for Quote | Call for Quote
| TUDV1822D | Twin-Cooled (Water-Cooled) 230/3/60 Upflow | https://www.se.com/us/en/product/TUDV1822D | 208 20 |  | UNIFLAIR ROOM COOLING | Cooling | Uniflair Med/Large Room Cooling | 727.27(kilos) 1603.63(lbs) | 80.00x90.00x37.99(in) 203.20x228.60x96.50(cent) |  |  |  | Call for Quote | Call for Quote | Call for Quote
| TUDV1822G | Twin-Cooled (Water-Cooled) 460/3/60 Upflow | https://www.se.com/us/en/product/TUDV1822G | 480 3 PH |  | UNIFLAIR ROOM COOLING | Cooling | Uniflair Med/Large Room Cooling | 727.27(kilos) 1603.63(lbs) | 80.00x90.00x37.99(in) 203.20x228.60x96.50(cent) |  |  |  | Call for Quote | Call for Quote | Call for Quote
| TUDV1822L | Upflow,Water-cooled Twin Cool Model 1822,575/3/60 | https://www.se.com/us/en/product/TUDV1822L |  |  | UNIFLAIR ROOM COOLING | Cooling | Uniflair Med/Large Room Cooling | 727.27(kilos) 1603.63(lbs) | 80.00x90.00x37.99(in) 203.20x228.60x96.50(cent) |  |  |  | Call for Quote | Call for Quote | Call for Quote
| TUDV2242D | Twin-Cooled (Water-Cooled) 230/3/60 Upflow | https://www.se.com/us/en/product/TUDV2242D | 208 20 |  | UNIFLAIR ROOM COOLING | Cooling | Uniflair Med/Large Room Cooling | 1136.36(kilos) 2505.67(lbs) | 90.00x105.00x37.99(in) 228.60x266.70x96.50(cent) |  |  |  | Call for Quote | Call for Quote | Call for Quote
| TUDV2242G | Twin-Cooled (Water-Cooled) 460/3/60 Upflow | https://www.se.com/us/en/product/TUDV2242G | 480 3 PH |  | UNIFLAIR ROOM COOLING | Cooling | Uniflair Med/Large Room Cooling | 1136.36(kilos) 2505.67(lbs) | 90.00x105.00x37.99(in) 228.60x266.70x96.50(cent) |  |  |  | Call for Quote | Call for Quote | Call for Quote
| TUDV2242L | Upflow,Water-cooled Twin Cool Model 2242,575/3/60 | https://www.se.com/us/en/product/TUDV2242L |  |  | UNIFLAIR ROOM COOLING | Cooling | Uniflair Med/Large Room Cooling | 931.82(kilos) 2054.66(lbs) | 80.00x105.00x37.99(in) 203.20x266.70x96.50(cent) |  |  |  | Call for Quote | Call for Quote | Call for Quote
| TUDV2542D | Twin-Cooled (Water-Cooled) 230/3/60 Upflow | https://www.se.com/us/en/product/TUDV2542D | 208 20 |  | UNIFLAIR ROOM COOLING | Cooling | Uniflair Med/Large Room Cooling | 1136.36(kilos) 2505.67(lbs) | 90.00x105.00x37.99(in) 228.60x266.70x96.50(cent) |  |  |  | Call for Quote | Call for Quote | Call for Quote
| TUDV2542G | Twin-Cooled (Water-Cooled) 460/3/60 Upflow | https://www.se.com/us/en/product/TUDV2542G | 480 3 PH |  | UNIFLAIR ROOM COOLING | Cooling | Uniflair Med/Large Room Cooling | 1136.36(kilos) 2505.67(lbs) | 90.00x105.00x37.99(in) 228.60x266.70x96.50(cent) |  |  |  | Call for Quote | Call for Quote | Call for Quote
| TUDV2542L | Upflow,Water-cooled Twin Cool Model 2542,575/3/60 | https://www.se.com/us/en/product/TUDV2542L |  |  | UNIFLAIR ROOM COOLING | Cooling | Uniflair Med/Large Room Cooling | 954.55(kilos) 2104.78(lbs) | 80.00x105.00x37.99(in) 203.20x266.70x96.50(cent) |  |  |  | Call for Quote | Call for Quote | Call for Quote
| TUDV2842D | Twin-Cooled (Water-Cooled) 230/3/60 Upflow | https://www.se.com/us/en/product/TUDV2842D | 208 20 |  | UNIFLAIR ROOM COOLING | Cooling | Uniflair Med/Large Room Cooling | 1136.36(kilos) 2505.67(lbs) | 90.00x105.00x37.99(in) 228.60x266.70x96.50(cent) |  |  |  | Call for Quote | Call for Quote | Call for Quote
| TUDV2842G | Twin-Cooled (Water-Cooled) 460/3/60 Upflow | https://www.se.com/us/en/product/TUDV2842G | 480 3 PH |  | UNIFLAIR ROOM COOLING | Cooling | Uniflair Med/Large Room Cooling | 1136.36(kilos) 2505.67(lbs) | 90.00x105.00x37.99(in) 228.60x266.70x96.50(cent) |  |  |  | Call for Quote | Call for Quote | Call for Quote
| TUDV2842L | Upflow,Water-cooled Twin Cool Model 2842,575/3/60 | https://www.se.com/us/en/product/TUDV2842L |  |  | UNIFLAIR ROOM COOLING | Cooling | Uniflair Med/Large Room Cooling | 1127.27(kilos) 2485.63(lbs) | 80.00x105.00x37.99(in) 203.20x266.70x96.50(cent) |  |  |  | Call for Quote | Call for Quote | Call for Quote
| TUEV0511D | Energy Saving 230/3/60 Upflow | https://www.se.com/us/en/product/TUEV0511D | 208 20 |  | UNIFLAIR ROOM COOLING | Cooling | Uniflair Med/Large Room Cooling | 309.09(kilos) 681.54(lbs) | 80.00x45.00x35.00(in) 203.20x114.30x88.90(cent) |  |  |  | Call for Quote | Call for Quote | Call for Quote
| TUEV0511G | Energy Saving 460/3/60 Upflow | https://www.se.com/us/en/product/TUEV0511G | 480 3 PH |  | UNIFLAIR ROOM COOLING | Cooling | Uniflair Med/Large Room Cooling | 309.09(kilos) 681.54(lbs) | 80.00x45.00x35.00(in) 203.20x114.30x88.90(cent) |  |  |  | Call for Quote | Call for Quote | Call for Quote
| TUEV0511L | Upflow,Energy Saving Model 0511,575/3/60 | https://www.se.com/us/en/product/TUEV0511L |  |  | UNIFLAIR ROOM COOLING | Cooling | Uniflair Med/Large Room Cooling | 309.09(kilos) 681.54(lbs) | 80.00x45.00x35.00(in) 203.20x114.30x88.90(cent) |  |  |  | Call for Quote | Call for Quote | Call for Quote
| TUEV0611D | Energy Saving 230/3/60 Upflow | https://www.se.com/us/en/product/TUEV0611D | 208 20 |  | UNIFLAIR ROOM COOLING | Cooling | Uniflair Med/Large Room Cooling | 309.09(kilos) 681.54(lbs) | 80.00x45.00x35.00(in) 203.20x114.30x88.90(cent) |  |  |  | Call for Quote | Call for Quote | Call for Quote
| TUEV0611G | Energy Saving 460/3/60 Upflow | https://www.se.com/us/en/product/TUEV0611G | 480 3 PH |  | UNIFLAIR ROOM COOLING | Cooling | Uniflair Med/Large Room Cooling | 309.09(kilos) 681.54(lbs) | 80.00x45.00x35.00(in) 203.20x114.30x88.90(cent) |  |  |  | Call for Quote | Call for Quote | Call for Quote
| TUEV0611L | Upflow,Energy Saving Model 0611,575/3/60 | https://www.se.com/us/en/product/TUEV0611L |  |  | UNIFLAIR ROOM COOLING | Cooling | Uniflair Med/Large Room Cooling | 309.09(kilos) 681.54(lbs) | 80.00x45.00x35.00(in) 203.20x114.30x88.90(cent) |  |  |  | Call for Quote | Call for Quote | Call for Quote
| TUEV0921D | Energy Saving 230/3/60 Upflow | https://www.se.com/us/en/product/TUEV0921D | 208 20 |  | UNIFLAIR ROOM COOLING | Cooling | Uniflair Med/Large Room Cooling | 454.55(kilos) 1002.28(lbs) | 80.00x55.00x37.99(in) 203.20x139.70x96.50(cent) |  |  |  | Call for Quote | Call for Quote | Call for Quote
| TUEV0921G | Energy Saving 460/3/60 Upflow | https://www.se.com/us/en/product/TUEV0921G | 480 3 PH |  | UNIFLAIR ROOM COOLING | Cooling | Uniflair Med/Large Room Cooling | 454.55(kilos) 1002.28(lbs) | 80.00x55.00x37.99(in) 203.20x139.70x96.50(cent) |  |  |  | Call for Quote | Call for Quote | Call for Quote
| TUEV0921L | Upflow,Energy Saving Model 0921,575/3/60 | https://www.se.com/us/en/product/TUEV0921L |  |  | UNIFLAIR ROOM COOLING | Cooling | Uniflair Med/Large Room Cooling | 454.55(kilos) 1002.28(lbs) | 80.00x55.00x37.99(in) 203.20x139.70x96.50(cent) |  |  |  | Call for Quote | Call for Quote | Call for Quote
| TUEV1121D | Energy Saving 230/3/60 Upflow | https://www.se.com/us/en/product/TUEV1121D | 208 20 |  | UNIFLAIR ROOM COOLING | Cooling | Uniflair Med/Large Room Cooling | 568.18(kilos) 1252.84(lbs) | 80.00x70.98x37.99(in) 203.20x180.30x96.50(cent) |  |  |  | Call for Quote | Call for Quote | Call for Quote
| TUEV1121G | Energy Saving 460/3/60 Upflow | https://www.se.com/us/en/product/TUEV1121G | 480 3 PH |  | UNIFLAIR ROOM COOLING | Cooling | Uniflair Med/Large Room Cooling | 568.18(kilos) 1252.84(lbs) | 80.00x70.98x37.99(in) 203.20x180.30x96.50(cent) |  |  |  | Call for Quote | Call for Quote | Call for Quote
| TUEV1121L | Upflow,Energy Saving Model 1121,575/3/60 | https://www.se.com/us/en/product/TUEV1121L |  |  | UNIFLAIR ROOM COOLING | Cooling | Uniflair Med/Large Room Cooling | 568.18(kilos) 1252.84(lbs) | 80.00x70.98x37.99(in) 203.20x180.30x96.50(cent) |  |  |  | Call for Quote | Call for Quote | Call for Quote
| TUEV1422D | Energy Saving 230/3/60 Upflow | https://www.se.com/us/en/product/TUEV1422D | 208 20 |  | UNIFLAIR ROOM COOLING | Cooling | Uniflair Med/Large Room Cooling | 727.27(kilos) 1603.63(lbs) | 80.00x90.00x37.99(in) 203.20x228.60x96.50(cent) |  |  |  | Call for Quote | Call for Quote | Call for Quote
| TUEV1422G | Energy Saving 460/3/60 Upflow | https://www.se.com/us/en/product/TUEV1422G | 480 3 PH |  | UNIFLAIR ROOM COOLING | Cooling | Uniflair Med/Large Room Cooling | 727.27(kilos) 1603.63(lbs) | 80.00x90.00x37.99(in) 203.20x228.60x96.50(cent) |  |  |  | Call for Quote | Call for Quote | Call for Quote
| TUEV1422L | Upflow,Energy Saving Model 1422,575/3/60 | https://www.se.com/us/en/product/TUEV1422L |  |  | UNIFLAIR ROOM COOLING | Cooling | Uniflair Med/Large Room Cooling | 727.27(kilos) 1603.63(lbs) | 80.00x90.00x37.99(in) 203.20x228.60x96.50(cent) |  |  |  | Call for Quote | Call for Quote | Call for Quote
| TUEV1622D | Energy Saving 230/3/60 Upflow | https://www.se.com/us/en/product/TUEV1622D | 208 20 |  | UNIFLAIR ROOM COOLING | Cooling | Uniflair Med/Large Room Cooling | 727.27(kilos) 1603.63(lbs) | 80.00x90.00x37.99(in) 203.20x228.60x96.50(cent) |  |  |  | Call for Quote | Call for Quote | Call for Quote
| TUEV1622G | Energy Saving 460/3/60 Upflow | https://www.se.com/us/en/product/TUEV1622G | 480 3 PH |  | UNIFLAIR ROOM COOLING | Cooling | Uniflair Med/Large Room Cooling | 727.27(kilos) 1603.63(lbs) | 80.00x90.00x37.99(in) 203.20x228.60x96.50(cent) |  |  |  | Call for Quote | Call for Quote | Call for Quote
| TUEV1622L | Upflow,Energy Saving Model 1622,575/3/60 | https://www.se.com/us/en/product/TUEV1622L |  |  | UNIFLAIR ROOM COOLING | Cooling | Uniflair Med/Large Room Cooling | 727.27(kilos) 1603.63(lbs) | 80.00x90.00x37.99(in) 203.20x228.60x96.50(cent) |  |  |  | Call for Quote | Call for Quote | Call for Quote
| TUEV1822D | Energy Saving 230/3/60 Upflow | https://www.se.com/us/en/product/TUEV1822D | 208 20 |  | UNIFLAIR ROOM COOLING | Cooling | Uniflair Med/Large Room Cooling | 727.27(kilos) 1603.63(lbs) | 80.00x90.00x37.99(in) 203.20x228.60x96.50(cent) |  |  |  | Call for Quote | Call for Quote | Call for Quote
| TUEV1822G | Energy Saving 460/3/60 Upflow | https://www.se.com/us/en/product/TUEV1822G | 480 3 PH |  | UNIFLAIR ROOM COOLING | Cooling | Uniflair Med/Large Room Cooling | 727.27(kilos) 1603.63(lbs) | 80.00x90.00x37.99(in) 203.20x228.60x96.50(cent) |  |  |  | Call for Quote | Call for Quote | Call for Quote
| TUEV1822L | Upflow,Energy Saving Model 1822,575/3/60 | https://www.se.com/us/en/product/TUEV1822L |  |  | UNIFLAIR ROOM COOLING | Cooling | Uniflair Med/Large Room Cooling | 727.27(kilos) 1603.63(lbs) | 80.00x90.00x37.99(in) 203.20x228.60x96.50(cent) |  |  |  | Call for Quote | Call for Quote | Call for Quote
| TUEV2242D | Energy Saving 230/3/60 Upflow | https://www.se.com/us/en/product/TUEV2242D | 208 20 |  | UNIFLAIR ROOM COOLING | Cooling | Uniflair Med/Large Room Cooling | 1136.36(kilos) 2505.67(lbs) | 90.00x105.00x37.99(in) 228.60x266.70x96.50(cent) |  |  |  | Call for Quote | Call for Quote | Call for Quote
| TUEV2242G | Energy Saving 460/3/60 Upflow | https://www.se.com/us/en/product/TUEV2242G | 480 3 PH |  | UNIFLAIR ROOM COOLING | Cooling | Uniflair Med/Large Room Cooling | 1136.36(kilos) 2505.67(lbs) | 90.00x105.00x37.99(in) 228.60x266.70x96.50(cent) |  |  |  | Call for Quote | Call for Quote | Call for Quote
| TUEV2242L | Energy Saving 575/3/60 Upflow | https://www.se.com/us/en/product/TUEV2242L |  |  | UNIFLAIR ROOM COOLING | Cooling | Uniflair Med/Large Room Cooling | 931.82(kilos) 2054.66(lbs) | 80.00x105.00x37.99(in) 203.20x266.70x96.50(cent) |  |  |  | Call for Quote | Call for Quote | Call for Quote
| TUEV2542D | Energy Saving 230/3/60 Upflow | https://www.se.com/us/en/product/TUEV2542D | 208 20 |  | UNIFLAIR ROOM COOLING | Cooling | Uniflair Med/Large Room Cooling | 1136.36(kilos) 2505.67(lbs) | 90.00x105.00x37.99(in) 228.60x266.70x96.50(cent) |  |  |  | Call for Quote | Call for Quote | Call for Quote
| TUEV2542G | Energy Saving 460/3/60 Upflow | https://www.se.com/us/en/product/TUEV2542G | 480 3 PH |  | UNIFLAIR ROOM COOLING | Cooling | Uniflair Med/Large Room Cooling | 1136.36(kilos) 2505.67(lbs) | 90.00x105.00x37.99(in) 228.60x266.70x96.50(cent) |  |  |  | Call for Quote | Call for Quote | Call for Quote
| TUEV2542L | Upflow,Energy Saving Model 2542,575/3/60 | https://www.se.com/us/en/product/TUEV2542L |  |  | UNIFLAIR ROOM COOLING | Cooling | Uniflair Med/Large Room Cooling | 954.55(kilos) 2104.78(lbs) | 80.00x105.00x37.99(in) 203.20x266.70x96.50(cent) |  |  |  | Call for Quote | Call for Quote | Call for Quote
| TUEV2842D | Energy Saving 230/3/60 Upflow | https://www.se.com/us/en/product/TUEV2842D | 208 20 |  | UNIFLAIR ROOM COOLING | Cooling | Uniflair Med/Large Room Cooling | 1136.36(kilos) 2505.67(lbs) | 90.00x105.00x37.99(in) 228.60x266.70x96.50(cent) |  |  |  | Call for Quote | Call for Quote | Call for Quote
| TUEV2842G | Energy Saving 460/3/60 Upflow | https://www.se.com/us/en/product/TUEV2842G | 480 3 PH |  | UNIFLAIR ROOM COOLING | Cooling | Uniflair Med/Large Room Cooling | 1136.36(kilos) 2505.67(lbs) | 90.00x105.00x37.99(in) 228.60x266.70x96.50(cent) |  |  |  | Call for Quote | Call for Quote | Call for Quote
| TUEV2842L | Upflow,Energy Saving Model 2842,575/3/60 | https://www.se.com/us/en/product/TUEV2842L |  |  | UNIFLAIR ROOM COOLING | Cooling | Uniflair Med/Large Room Cooling | 1127.27(kilos) 2485.63(lbs) | 80.00x105.00x37.99(in) 203.20x266.70x96.50(cent) |  |  |  | Call for Quote | Call for Quote | Call for Quote
| TUTV0511D | Twin-Cooled (Air-Cooled) 230/3/60 Upflow | https://www.se.com/us/en/product/TUTV0511D | 208 20 |  | UNIFLAIR ROOM COOLING | Cooling | Uniflair Med/Large Room Cooling | 309.09(kilos) 681.54(lbs) | 80.00x45.00x35.00(in) 203.20x114.30x88.90(cent) |  |  |  | Call for Quote | Call for Quote | Call for Quote
| TUTV0511G | Twin-Cooled (Air-Cooled) 460/3/60 Upflow | https://www.se.com/us/en/product/TUTV0511G | 480 3 PH |  | UNIFLAIR ROOM COOLING | Cooling | Uniflair Med/Large Room Cooling | 309.09(kilos) 681.54(lbs) | 80.00x45.00x35.00(in) 203.20x114.30x88.90(cent) |  |  |  | Call for Quote | Call for Quote | Call for Quote
| TUTV0511L | Upflow,Air-colled Twin Cool Model 0511,575/3/60 | https://www.se.com/us/en/product/TUTV0511L | 575 3 PH |  | UNIFLAIR ROOM COOLING | Cooling | Uniflair Med/Large Room Cooling | 454.55(kilos) 1002.28(lbs) | 80.00x45.00x37.99(in) 203.20x114.30x96.50(cent) |  |  |  | Call for Quote | Call for Quote | Call for Quote
| TUTV0611D | Twin-Cooled (Air-Cooled) 230/3/60 Upflow | https://www.se.com/us/en/product/TUTV0611D | 208 20 |  | UNIFLAIR ROOM COOLING | Cooling | Uniflair Med/Large Room Cooling | 309.09(kilos) 681.54(lbs) | 80.00x45.00x35.00(in) 203.20x114.30x88.90(cent) |  |  |  | Call for Quote | Call for Quote | Call for Quote
| TUTV0611G | Twin-Cooled (Air-Cooled) 460/3/60 Upflow | https://www.se.com/us/en/product/TUTV0611G | 480 3 PH |  | UNIFLAIR ROOM COOLING | Cooling | Uniflair Med/Large Room Cooling | 309.09(kilos) 681.54(lbs) | 80.00x45.00x35.00(in) 203.20x114.30x88.90(cent) |  |  |  | Call for Quote | Call for Quote | Call for Quote
| TUTV0611L | Upflow,Air-colled Twin Cool Model 0611,575/3/60 | https://www.se.com/us/en/product/TUTV0611L | 575 3 PH |  | UNIFLAIR ROOM COOLING | Cooling | Uniflair Med/Large Room Cooling | 454.55(kilos) 1002.28(lbs) | 80.00x45.00x37.99(in) 203.20x114.30x96.50(cent) |  |  |  | Call for Quote | Call for Quote | Call for Quote
| TUTV0921D | Twin-Cooled (Air-Cooled) 230/3/60 Upflow | https://www.se.com/us/en/product/TUTV0921D | 208 20 |  | UNIFLAIR ROOM COOLING | Cooling | Uniflair Med/Large Room Cooling | 454.55(kilos) 1002.28(lbs) | 80.00x55.00x37.99(in) 203.20x139.70x96.50(cent) |  |  |  | Call for Quote | Call for Quote | Call for Quote
| TUTV0921G | Twin-Cooled (Air-Cooled) 460/3/60 Upflow | https://www.se.com/us/en/product/TUTV0921G | 480 3 PH |  | UNIFLAIR ROOM COOLING | Cooling | Uniflair Med/Large Room Cooling | 454.55(kilos) 1002.28(lbs) | 80.00x55.00x37.99(in) 203.20x139.70x96.50(cent) |  |  |  | Call for Quote | Call for Quote | Call for Quote
| TUTV0921L | Upflow,Air-colled Twin Cool Model 0921,575/3/60 | https://www.se.com/us/en/product/TUTV0921L | 575 3 PH |  | UNIFLAIR ROOM COOLING | Cooling | Uniflair Med/Large Room Cooling | 454.55(kilos) 1002.28(lbs) | 80.00x55.00x37.99(in) 203.20x139.70x96.50(cent) |  |  |  | Call for Quote | Call for Quote | Call for Quote
| TUTV1121D | Twin-Cooled (Air-Cooled) 230/3/60 Upflow | https://www.se.com/us/en/product/TUTV1121D | 208 20 |  | UNIFLAIR ROOM COOLING | Cooling | Uniflair Med/Large Room Cooling | 568.18(kilos) 1252.84(lbs) | 80.00x70.98x37.99(in) 203.20x180.30x96.50(cent) |  |  |  | Call for Quote | Call for Quote | Call for Quote
| TUTV1121G | Twin-Cooled (Air-Cooled) 460/3/60 Upflow | https://www.se.com/us/en/product/TUTV1121G | 480 3 PH |  | UNIFLAIR ROOM COOLING | Cooling | Uniflair Med/Large Room Cooling | 568.18(kilos) 1252.84(lbs) | 80.00x70.98x37.99(in) 203.20x180.30x96.50(cent) |  |  |  | Call for Quote | Call for Quote | Call for Quote
| TUTV1121L | Upflow,Air-colled Twin Cool Model 1121,575/3/60 | https://www.se.com/us/en/product/TUTV1121L | 575 3 PH |  | UNIFLAIR ROOM COOLING | Cooling | Uniflair Med/Large Room Cooling | 568.18(kilos) 1252.84(lbs) | 80.00x70.98x37.99(in) 203.20x180.30x96.50(cent) |  |  |  | Call for Quote | Call for Quote | Call for Quote
| TUTV1422D | Twin-Cooled (Air-Cooled) 230/3/60 Upflow | https://www.se.com/us/en/product/TUTV1422D | 208 20 |  | UNIFLAIR ROOM COOLING | Cooling | Uniflair Med/Large Room Cooling | 727.27(kilos) 1603.63(lbs) | 80.00x90.00x37.99(in) 203.20x228.60x96.50(cent) |  |  |  | Call for Quote | Call for Quote | Call for Quote
| TUTV1422G | Twin-Cooled (Air-Cooled) 460/3/60 Upflow | https://www.se.com/us/en/product/TUTV1422G | 480 3 PH |  | UNIFLAIR ROOM COOLING | Cooling | Uniflair Med/Large Room Cooling | 715.45(kilos) 1577.57(lbs) | 80.00x90.00x37.99(in) 203.20x228.60x96.50(cent) |  |  |  | Call for Quote | Call for Quote | Call for Quote
| TUTV1422L | Upflow,Air-colled Twin Cool Model 1422,575/3/60 | https://www.se.com/us/en/product/TUTV1422L | 575 3 PH |  | UNIFLAIR ROOM COOLING | Cooling | Uniflair Med/Large Room Cooling | 727.27(kilos) 1603.63(lbs) | 80.00x90.00x37.99(in) 203.20x228.60x96.50(cent) |  |  |  | Call for Quote | Call for Quote | Call for Quote
| TUTV1622D | Twin-Cooled (Air-Cooled) 230/3/60 Upflow | https://www.se.com/us/en/product/TUTV1622D | 208 20 |  | UNIFLAIR ROOM COOLING | Cooling | Uniflair Med/Large Room Cooling | 727.27(kilos) 1603.63(lbs) | 80.00x90.00x37.99(in) 203.20x228.60x96.50(cent) |  |  |  | Call for Quote | Call for Quote | Call for Quote
| TUTV1622G | Twin-Cooled (Air-Cooled) 460/3/60 Upflow | https://www.se.com/us/en/product/TUTV1622G | 480 3 PH |  | UNIFLAIR ROOM COOLING | Cooling | Uniflair Med/Large Room Cooling | 727.27(kilos) 1603.63(lbs) | 80.00x90.00x37.99(in) 203.20x228.60x96.50(cent) |  |  |  | Call for Quote | Call for Quote | Call for Quote
| TUTV1622L | Upflow,Air-colled Twin Cool Model 1622,575/3/60 | https://www.se.com/us/en/product/TUTV1622L | 575 3 PH |  | UNIFLAIR ROOM COOLING | Cooling | Uniflair Med/Large Room Cooling | 727.27(kilos) 1603.63(lbs) | 80.00x90.00x37.99(in) 203.20x228.60x96.50(cent) |  |  |  | Call for Quote | Call for Quote | Call for Quote
| TUTV1822D | Twin-Cooled (Air-Cooled) 230/3/60 Upflow | https://www.se.com/us/en/product/TUTV1822D | 208 20 |  | UNIFLAIR ROOM COOLING | Cooling | Uniflair Med/Large Room Cooling | 727.27(kilos) 1603.63(lbs) | 80.00x90.00x37.99(in) 203.20x228.60x96.50(cent) |  |  |  | Call for Quote | Call for Quote | Call for Quote
| TUTV1822G | Twin-Cooled (Air-Cooled) 460/3/60 Upflow | https://www.se.com/us/en/product/TUTV1822G | 480 3 PH |  | UNIFLAIR ROOM COOLING | Cooling | Uniflair Med/Large Room Cooling | 727.27(kilos) 1603.63(lbs) | 80.00x90.00x37.99(in) 203.20x228.60x96.50(cent) |  |  |  | Call for Quote | Call for Quote | Call for Quote
| TUTV1822L | Upflow,Air-colled Twin Cool Model 1822,575/3/60 | https://www.se.com/us/en/product/TUTV1822L | 575 3 PH |  | UNIFLAIR ROOM COOLING | Cooling | Uniflair Med/Large Room Cooling | 727.27(kilos) 1603.63(lbs) | 80.00x90.00x37.99(in) 203.20x228.60x96.50(cent) |  |  |  | Call for Quote | Call for Quote | Call for Quote
| TUTV2242D | Twin-Cooled (Air-Cooled) 208-230/3/60 Upflow | https://www.se.com/us/en/product/TUTV2242D | 208 20 |  | UNIFLAIR ROOM COOLING | Cooling | Uniflair Med/Large Room Cooling | 1136.36(kilos) 2505.67(lbs) | 90.00x105.00x37.99(in) 228.60x266.70x96.50(cent) |  |  |  | Call for Quote | Call for Quote | Call for Quote
| TUTV2242G | Twin-Cooled (Air-Cooled) 460/3/60 Upflow | https://www.se.com/us/en/product/TUTV2242G | 480 3 PH |  | UNIFLAIR ROOM COOLING | Cooling | Uniflair Med/Large Room Cooling | 1136.36(kilos) 2505.67(lbs) | 90.00x105.00x37.99(in) 228.60x266.70x96.50(cent) |  |  |  | Call for Quote | Call for Quote | Call for Quote
| TUTV2242L | Upflow,Air-colled Twin Cool Model 2242,575/3/60 | https://www.se.com/us/en/product/TUTV2242L | 575 3 PH |  | UNIFLAIR ROOM COOLING | Cooling | Uniflair Med/Large Room Cooling | 931.82(kilos) 2054.66(lbs) | 80.00x105.00x37.99(in) 203.20x266.70x96.50(cent) |  |  |  | Call for Quote | Call for Quote | Call for Quote
| TUTV2542D | Twin-Cooled (Air-Cooled) 230/3/60 Upflow | https://www.se.com/us/en/product/TUTV2542D | 208 20 |  | UNIFLAIR ROOM COOLING | Cooling | Uniflair Med/Large Room Cooling | 1136.36(kilos) 2505.67(lbs) | 90.00x105.00x37.99(in) 228.60x266.70x96.50(cent) |  |  |  | Call for Quote | Call for Quote | Call for Quote
| TUTV2542G | Twin-Cooled (Air-Cooled) 460/3/60 Upflow | https://www.se.com/us/en/product/TUTV2542G | 480 3 PH |  | UNIFLAIR ROOM COOLING | Cooling | Uniflair Med/Large Room Cooling | 1136.36(kilos) 2505.67(lbs) | 90.00x105.00x37.99(in) 228.60x266.70x96.50(cent) |  |  |  | Call for Quote | Call for Quote | Call for Quote
| TUTV2542L | Upflow,Air-colled Twin Cool Model 2542,575/3/60 | https://www.se.com/us/en/product/TUTV2542L | 575 3 PH |  | UNIFLAIR ROOM COOLING | Cooling | Uniflair Med/Large Room Cooling | 954.55(kilos) 2104.78(lbs) | 80.00x105.00x37.99(in) 203.20x266.70x96.50(cent) |  |  |  | Call for Quote | Call for Quote | Call for Quote
| TUTV2842D | Twin-Cooled (Air-Cooled) 230/3/60 Upflow | https://www.se.com/us/en/product/TUTV2842D | 208 20 |  | UNIFLAIR ROOM COOLING | Cooling | Uniflair Med/Large Room Cooling | 1136.36(kilos) 2505.67(lbs) | 90.00x105.00x37.99(in) 228.60x266.70x96.50(cent) |  |  |  | Call for Quote | Call for Quote | Call for Quote
| TUTV2842G | Twin-Cooled (Air-Cooled) 460/3/60 Upflow | https://www.se.com/us/en/product/TUTV2842G | 480 3 PH |  | UNIFLAIR ROOM COOLING | Cooling | Uniflair Med/Large Room Cooling | 1136.36(kilos) 2505.67(lbs) | 90.00x105.00x37.99(in) 228.60x266.70x96.50(cent) |  |  |  | Call for Quote | Call for Quote | Call for Quote
| TUTV2842L | Upflow,Air-colled Twin Cool Model 2842,575/3/60 | https://www.se.com/us/en/product/TUTV2842L | 575 3 PH |  | UNIFLAIR ROOM COOLING | Cooling | Uniflair Med/Large Room Cooling | 1127.27(kilos) 2485.63(lbs) | 80.00x105.00x37.99(in) 203.20x266.70x96.50(cent) |  |  |  | Call for Quote | Call for Quote | Call for Quote
| TUWV0511D | Water-Cooled 230/3/60 Upflow | https://www.se.com/us/en/product/TUWV0511D | 208 20 |  | UNIFLAIR ROOM COOLING | Cooling | Uniflair Med/Large Room Cooling | 309.09(kilos) 681.54(lbs) | 80.00x45.00x35.00(in) 203.20x114.30x88.90(cent) |  |  |  | Call for Quote | Call for Quote | Call for Quote
| TUWV0511G | Water-Cooled 460/3/60 Upflow | https://www.se.com/us/en/product/TUWV0511G | 480 3 PH |  | UNIFLAIR ROOM COOLING | Cooling | Uniflair Med/Large Room Cooling | 309.09(kilos) 681.54(lbs) | 80.00x45.00x35.00(in) 203.20x114.30x88.90(cent) |  |  |  | Call for Quote | Call for Quote | Call for Quote
| TUWV0511L | Upflow,Water-cooled DX Model 0511,575/3/60 | https://www.se.com/us/en/product/TUWV0511L | 575 3 PH |  | UNIFLAIR ROOM COOLING | Cooling | Uniflair Med/Large Room Cooling | 309.09(kilos) 681.54(lbs) | 80.00x45.00x35.00(in) 203.20x114.30x88.90(cent) |  |  |  | Call for Quote | Call for Quote | Call for Quote
| TUWV0611D | Water-Cooled 230/3/60 Upflow | https://www.se.com/us/en/product/TUWV0611D | 208 20 |  | UNIFLAIR ROOM COOLING | Cooling | Uniflair Med/Large Room Cooling | 309.09(kilos) 681.54(lbs) | 80.00x45.00x35.00(in) 203.20x114.30x88.90(cent) |  |  |  | Call for Quote | Call for Quote | Call for Quote
| TUWV0611G | Water-Cooled 460/3/60 Upflow | https://www.se.com/us/en/product/TUWV0611G | 480 3 PH |  | UNIFLAIR ROOM COOLING | Cooling | Uniflair Med/Large Room Cooling | 309.09(kilos) 681.54(lbs) | 80.00x45.00x35.00(in) 203.20x114.30x88.90(cent) |  |  |  | Call for Quote | Call for Quote | Call for Quote
| TUWV0611L | Upflow,Water-cooled DX Model 0611,575/3/60 | https://www.se.com/us/en/product/TUWV0611L | 575 3 PH |  | UNIFLAIR ROOM COOLING | Cooling | Uniflair Med/Large Room Cooling | 309.09(kilos) 681.54(lbs) | 80.00x45.00x37.99(in) 203.20x114.30x96.50(cent) |  |  |  | Call for Quote | Call for Quote | Call for Quote
| TUWV0921D | Water-Cooled 230/3/60 Upflow | https://www.se.com/us/en/product/TUWV0921D | 208 20 |  | UNIFLAIR ROOM COOLING | Cooling | Uniflair Med/Large Room Cooling | 454.55(kilos) 1002.28(lbs) | 80.00x55.00x37.99(in) 203.20x139.70x96.50(cent) |  |  |  | Call for Quote | Call for Quote | Call for Quote
| TUWV0921G | Water-Cooled 460/3/60 Upflow | https://www.se.com/us/en/product/TUWV0921G | 480 3 PH |  | UNIFLAIR ROOM COOLING | Cooling | Uniflair Med/Large Room Cooling | 454.55(kilos) 1002.28(lbs) | 80.00x55.00x37.99(in) 203.20x139.70x96.50(cent) |  |  |  | Call for Quote | Call for Quote | Call for Quote
| TUWV0921L | Upflow,Water-cooled DX Model 0921,575/3/60 | https://www.se.com/us/en/product/TUWV0921L |  |  | UNIFLAIR ROOM COOLING | Cooling | Uniflair Med/Large Room Cooling | 454.55(kilos) 1002.28(lbs) | 80.00x55.00x37.99(in) 203.20x139.70x96.50(cent) |  |  |  | Call for Quote | Call for Quote | Call for Quote
| TUWV1121D | Water-Cooled 230/3/60 Upflow | https://www.se.com/us/en/product/TUWV1121D | 208 20 |  | UNIFLAIR ROOM COOLING | Cooling | Uniflair Med/Large Room Cooling | 568.18(kilos) 1252.84(lbs) | 80.00x70.98x37.99(in) 203.20x180.30x96.50(cent) |  |  |  | Call for Quote | Call for Quote | Call for Quote
| TUWV1121G | Water-Cooled 460/3/60 Upflow | https://www.se.com/us/en/product/TUWV1121G | 480 3 PH |  | UNIFLAIR ROOM COOLING | Cooling | Uniflair Med/Large Room Cooling | 568.18(kilos) 1252.84(lbs) | 80.00x70.98x37.99(in) 203.20x180.30x96.50(cent) |  |  |  | Call for Quote | Call for Quote | Call for Quote
| TUWV1121L | Upflow,Water-cooled DX Model 1121,575/3/60 | https://www.se.com/us/en/product/TUWV1121L |  |  | UNIFLAIR ROOM COOLING | Cooling | Uniflair Med/Large Room Cooling | 568.18(kilos) 1252.84(lbs) | 80.00x70.98x37.99(in) 203.20x180.30x96.50(cent) |  |  |  | Call for Quote | Call for Quote | Call for Quote
| TUWV1422D | Water-Cooled 230/3/60 Upflow | https://www.se.com/us/en/product/TUWV1422D | 208 20 |  | UNIFLAIR ROOM COOLING | Cooling | Uniflair Med/Large Room Cooling | 727.27(kilos) 1603.63(lbs) | 80.00x90.00x37.99(in) 203.20x228.60x96.50(cent) |  |  |  | Call for Quote | Call for Quote | Call for Quote
| TUWV1422G | Water-Cooled 460/3/60 Upflow | https://www.se.com/us/en/product/TUWV1422G | 480 3 PH |  | UNIFLAIR ROOM COOLING | Cooling | Uniflair Med/Large Room Cooling | 727.27(kilos) 1603.63(lbs) | 80.00x90.00x37.99(in) 203.20x228.60x96.50(cent) |  |  |  | Call for Quote | Call for Quote | Call for Quote
| TUWV1422L | Upflow,Water-cooled DX Model 1422,575/3/60 | https://www.se.com/us/en/product/TUWV1422L |  |  | UNIFLAIR ROOM COOLING | Cooling | Uniflair Med/Large Room Cooling | 727.27(kilos) 1603.63(lbs) | 80.00x90.00x37.99(in) 203.20x228.60x96.50(cent) |  |  |  | Call for Quote | Call for Quote | Call for Quote
| TUWV1622D | Water-Cooled 230/3/60 Upflow | https://www.se.com/us/en/product/TUWV1622D | 208 20 |  | UNIFLAIR ROOM COOLING | Cooling | Uniflair Med/Large Room Cooling | 727.27(kilos) 1603.63(lbs) | 80.00x90.00x37.99(in) 203.20x228.60x96.50(cent) |  |  |  | Call for Quote | Call for Quote | Call for Quote
| TUWV1622G | Water-Cooled 460/3/60 Upflow | https://www.se.com/us/en/product/TUWV1622G | 480 3 PH |  | UNIFLAIR ROOM COOLING | Cooling | Uniflair Med/Large Room Cooling | 727.27(kilos) 1603.63(lbs) | 80.00x90.00x37.99(in) 203.20x228.60x96.50(cent) |  |  |  | Call for Quote | Call for Quote | Call for Quote
| TUWV1622L | Upflow,Water-cooled DX Model 1622,575/3/60 | https://www.se.com/us/en/product/TUWV1622L |  |  | UNIFLAIR ROOM COOLING | Cooling | Uniflair Med/Large Room Cooling | 727.27(kilos) 1603.63(lbs) | 80.00x90.00x37.99(in) 203.20x228.60x96.50(cent) |  |  |  | Call for Quote | Call for Quote | Call for Quote
| TUWV1822D | Water-Cooled 230/3/60 Upflow | https://www.se.com/us/en/product/TUWV1822D |  |  | UNIFLAIR ROOM COOLING | Cooling | Uniflair Med/Large Room Cooling | 727.27(kilos) 1603.63(lbs) | 80.00x90.00x37.99(in) 203.20x228.60x96.50(cent) |  |  |  | Call for Quote | Call for Quote | Call for Quote
| TUWV1822G | Water-Cooled 460/3/60 Upflow | https://www.se.com/us/en/product/TUWV1822G | 480 3 PH |  | UNIFLAIR ROOM COOLING | Cooling | Uniflair Med/Large Room Cooling | 727.27(kilos) 1603.63(lbs) | 80.00x90.00x37.99(in) 203.20x228.60x96.50(cent) |  |  |  | Call for Quote | Call for Quote | Call for Quote
| TUWV1822L | Upflow,Water-cooled DX Model 1822,575/3/60 | https://www.se.com/us/en/product/TUWV1822L |  |  | UNIFLAIR ROOM COOLING | Cooling | Uniflair Med/Large Room Cooling | 727.27(kilos) 1603.63(lbs) | 80.00x90.00x37.99(in) 203.20x228.60x96.50(cent) |  |  |  | Call for Quote | Call for Quote | Call for Quote
| TUWV2242D | Water-Cooled 230/3/60 Upflow | https://www.se.com/us/en/product/TUWV2242D | 208 20 |  | UNIFLAIR ROOM COOLING | Cooling | Uniflair Med/Large Room Cooling | 1136.36(kilos) 2505.67(lbs) | 90.00x105.00x37.99(in) 228.60x266.70x96.50(cent) |  |  |  | Call for Quote | Call for Quote | Call for Quote
| TUWV2242G | Water-Cooled 460/3/60 Upflow | https://www.se.com/us/en/product/TUWV2242G | 480 3 PH |  | UNIFLAIR ROOM COOLING | Cooling | Uniflair Med/Large Room Cooling | 1136.36(kilos) 2505.67(lbs) | 90.00x105.00x37.99(in) 228.60x266.70x96.50(cent) |  |  |  | Call for Quote | Call for Quote | Call for Quote
| TUWV2242L | Upflow,Water-cooled DX Model 2242,575/3/60 | https://www.se.com/us/en/product/TUWV2242L |  |  | UNIFLAIR ROOM COOLING | Cooling | Uniflair Med/Large Room Cooling | 931.82(kilos) 2054.66(lbs) | 80.00x105.00x37.99(in) 203.20x266.70x96.50(cent) |  |  |  | Call for Quote | Call for Quote | Call for Quote
| TUWV2542D | Water-Cooled 230/3/60 Upflow | https://www.se.com/us/en/product/TUWV2542D | 208 20 |  | UNIFLAIR ROOM COOLING | Cooling | Uniflair Med/Large Room Cooling | 1136.36(kilos) 2505.67(lbs) | 90.00x105.00x37.99(in) 228.60x266.70x96.50(cent) |  |  |  | Call for Quote | Call for Quote | Call for Quote
| TUWV2542G | Water-Cooled 460/3/60 Upflow | https://www.se.com/us/en/product/TUWV2542G | 480 3 PH |  | UNIFLAIR ROOM COOLING | Cooling | Uniflair Med/Large Room Cooling | 1136.36(kilos) 2505.67(lbs) | 90.00x105.00x37.99(in) 228.60x266.70x96.50(cent) |  |  |  | Call for Quote | Call for Quote | Call for Quote
| TUWV2542L | Upflow,Water-cooled DX Model 2542,575/3/60 | https://www.se.com/us/en/product/TUWV2542L |  |  | UNIFLAIR ROOM COOLING | Cooling | Uniflair Med/Large Room Cooling | 954.55(kilos) 2104.78(lbs) | 80.00x105.00x37.99(in) 203.20x266.70x96.50(cent) |  |  |  | Call for Quote | Call for Quote | Call for Quote
| TUWV2842D | Water-Cooled 230/3/60 Upflow | https://www.se.com/us/en/product/TUWV2842D | 208 20 |  | UNIFLAIR ROOM COOLING | Cooling | Uniflair Med/Large Room Cooling | 1136.36(kilos) 2505.67(lbs) | 90.00x105.00x37.99(in) 228.60x266.70x96.50(cent) |  |  |  | Call for Quote | Call for Quote | Call for Quote
| TUWV2842G | Water-Cooled 460/3/60 Upflow | https://www.se.com/us/en/product/TUWV2842G | 480 3 PH |  | UNIFLAIR ROOM COOLING | Cooling | Uniflair Med/Large Room Cooling | 1136.36(kilos) 2505.67(lbs) | 90.00x105.00x37.99(in) 228.60x266.70x96.50(cent) |  |  |  | Call for Quote | Call for Quote | Call for Quote
| TUWV2842L | Upflow,Water-cooled DX Model 2842,575/3/60 | https://www.se.com/us/en/product/TUWV2842L |  |  | UNIFLAIR ROOM COOLING | Cooling | Uniflair Med/Large Room Cooling | 1581.82(kilos) 3487.91(lbs) | 80.00x105.00x37.99(in) 203.20x266.70x96.50(cent) |  |  |  | Call for Quote | Call for Quote | Call for Quote
Unknown >> Unknown | 0G-8311 | BCPM 42P KIT ATO | https://www.se.com/us/en/product/0G-8311 |  |  | 3PH POWER DISTRIBUTION | Unknown | Unknown | 3.63(kilos) 8.00(lbs) | 15.00x15.00x15.00(in) 38.10x38.10x38.10(cent) |  |  |  | 5300.00 | 7700.00 | 9535.00
| 0G-8312 | KIT 100A CT BCPM SPLITCORE ATO | https://www.se.com/us/en/product/0G-8312 |  |  | 3PH POWER DISTRIBUTION | Unknown | Unknown | 0.45(kilos) 1.00(lbs) | 6.00x2.00x8.00(in) 15.24x5.08x20.32(cent) |  |  | 731304759188 | 127.00 | 189.99 | 228.00
| 0H-0522 | SIDE PNL 2 HOLEW/BRUSH 42U 1200MM BLK SX | https://www.se.com/us/en/product/0H-0522 |  |  | RACKS AND ENCLOSURES | Unknown | Unknown | [5 empty] | 356.00 | 459.00 | 629.00
| 0H-1452 | COOL ONLY(C) C TD/TU.(V)1422L (UL) | https://www.se.com/us/en/product/0H-1452 |  |  | SPARES COOLING | Unknown | Unknown | [5 empty] | Call for Quote | Call for Quote | Call for Quote
| 0M-0182-055 | CORDSET #12 5WIRE W/L21-20 55FOOT | https://www.se.com/us/en/product/0M-0182-055 |  |  | 3PH POWER DISTRIBUTION | Unknown | Unknown | 9.77(kilos) 21.53(lbs) | 26.00x22.00x22.00(in) 66.04x55.88x55.88(cent) |  |  |  | 146.00 | 219.99 | 262.00
| 0M-0182-059 | CORDSET #12 5WIRE W/L21-20 59FOOT | https://www.se.com/us/en/product/0M-0182-059 |  |  | 3PH POWER DISTRIBUTION | Unknown | Unknown | 10.39(kilos) 22.90(lbs) | 26.00x22.00x22.00(in) 66.04x55.88x55.88(cent) |  |  |  | 151.00 | 219.99 | 271.00
| 0M-0211-061 | CORDSET #10 5WIRE W/L21-20 61 FOOT | https://www.se.com/us/en/product/0M-0211-061 |  |  | 3PH POWER DISTRIBUTION | Unknown | Unknown | 10.70(kilos) 23.59(lbs) | 28.00x24.00x24.00(in) 71.12x60.96x60.96(cent) |  |  |  | 228.00 | 339.99 | 410.00
| 0M-0211-063 | CORDSET #10 5WIRE W/L21-20 63 FOOT | https://www.se.com/us/en/product/0M-0211-063 |  |  | 3PH POWER DISTRIBUTION | Unknown | Unknown | 11.01(kilos) 24.27(lbs) | 28.00x24.00x24.00(in) 71.12x60.96x60.96(cent) |  |  |  | 232.00 | 339.99 | 417.00
| 0M-0211-067 | CORDSET #10 5WIRE W/L21-20 67FOOT | https://www.se.com/us/en/product/0M-0211-067 |  |  | 3PH POWER DISTRIBUTION | Unknown | Unknown | 11.63(kilos) 25.64(lbs) | 28.00x24.00x24.00(in) 71.12x60.96x60.96(cent) |  |  |  | 242.00 | 349.99 | 435.00
| 0M-0211-069 | CORDSET #10 5WIRE W/L21-20 69FOOT | https://www.se.com/us/en/product/0M-0211-069 |  |  | 3PH POWER DISTRIBUTION | Unknown | Unknown | 11.94(kilos) 26.33(lbs) | 28.00x24.00x24.00(in) 71.12x60.96x60.96(cent) |  |  |  | 248.00 | 359.99 | 446.00
| 0M-0211-071 | CORDSET #10 5WIRE W/L21-20 71FOOT | https://www.se.com/us/en/product/0M-0211-071 |  |  | 3PH POWER DISTRIBUTION | Unknown | Unknown | 12.25(kilos) 27.02(lbs) | 28.00x24.00x24.00(in) 71.12x60.96x60.96(cent) |  |  |  | 253.00 | 369.99 | 455.00
| 0M-0211-073 | CORDSET #10 5WIRE W/L21-20 73FOOT | https://www.se.com/us/en/product/0M-0211-073 |  |  | 3PH POWER DISTRIBUTION | Unknown | Unknown | 12.57(kilos) 27.71(lbs) | 28.00x24.00x24.00(in) 71.12x60.96x60.96(cent) |  |  |  | 258.00 | 379.99 | 464.00
| 0M-0211-075 | CORDSET #10 5WIRE W/L21-20 75FOOT | https://www.se.com/us/en/product/0M-0211-075 |  |  | 3PH POWER DISTRIBUTION | Unknown | Unknown | 12.88(kilos) 28.39(lbs) | 28.00x24.00x24.00(in) 71.12x60.96x60.96(cent) |  |  |  | 263.00 | 389.99 | 473.00
| 0M-0213-031 | CORDSET 2.5MM 3W IEC309R 9.4M | https://www.se.com/us/en/product/0M-0213-031 |  |  | 3PH POWER DISTRIBUTION | Unknown | APC NetShelter Power Cords | 2.22(kilos) 4.90(lbs) | 12.00x20.00x6.00(in) 30.48x50.80x15.24(cent) |  |  |  | 134.00 | 199.99 | 241.00
| 0M-2322-055 | CORDSET 4.0MM 3W W/32A IEC309R 55FT | https://www.se.com/us/en/product/0M-2322-055 |  |  | 3PH POWER DISTRIBUTION | Unknown | Unknown | 9.78(kilos) 21.55(lbs) | 26.00x22.00x22.00(in) 66.04x55.88x55.88(cent) |  |  |  | 193.00 | 279.99 | 347.00
| 0M-2614-009 | S/A CORDSET #2 5W IEC309P 9FOOT | https://www.se.com/us/en/product/0M-2614-009 |  |  | 3PH POWER DISTRIBUTION | Unknown | APC NetShelter Power Cords | 9.16(kilos) 20.20(lbs) | 5.00x5.00x36.00(in) 12.70x12.70x91.44(cent) |  |  |  | 878.00 | 1275.00 | 1580.00
| 0M-2614-011 | S/A CORDSET #2 5W IEC309P 11FOOT | https://www.se.com/us/en/product/0M-2614-011 |  |  | 3PH POWER DISTRIBUTION | Unknown | APC NetShelter Power Cords | 12.02(kilos) 26.50(lbs) | 5.00x5.00x36.00(in) 12.70x12.70x91.44(cent) |  |  |  | 917.00 | 1350.00 | 1655.00
| 0M-2614-021 | S/A CORDSET #2 5W IEC309P 21FOOT | https://www.se.com/us/en/product/0M-2614-021 |  |  | 3PH POWER DISTRIBUTION | Unknown | APC NetShelter Power Cords | 17.78(kilos) 39.21(lbs) | 5.00x5.00x36.00(in) 12.70x12.70x91.44(cent) |  |  |  | 1120.00 | 1625.00 | 2015.00
| 0M-2614-023 | S/A CORDSET #2 5W IEC309P 23FOOT | https://www.se.com/us/en/product/0M-2614-023 |  |  | 3PH POWER DISTRIBUTION | Unknown | APC NetShelter Power Cords | 19.19(kilos) 42.31(lbs) | 5.00x5.00x36.00(in) 12.70x12.70x91.44(cent) |  |  |  | 1160.00 | 1700.00 | 2085.00
| 0M-2614-029 | S/A CORDSET #2 5W IEC309P 29FOOT | https://www.se.com/us/en/product/0M-2614-029 |  |  | 3PH POWER DISTRIBUTION | Unknown | APC NetShelter Power Cords | 23.41(kilos) 51.61(lbs) | 5.00x5.00x36.00(in) 12.70x12.70x91.44(cent) |  |  |  | 1060.00 | 1550.00 | 1905.00
| 0M-2614-031 | S/A CORDSET #2 5W IEC309P 31FOOT | https://www.se.com/us/en/product/0M-2614-031 |  |  | 3PH POWER DISTRIBUTION | Unknown | APC NetShelter Power Cords | 24.86(kilos) 54.81(lbs) | 5.00x5.00x36.00(in) 12.70x12.70x91.44(cent) |  |  |  | 1040.00 | 1525.00 | 1865.00
| 0M-2614-037 | S/A CORDSET #2 5W IEC309P 37FOOT | https://www.se.com/us/en/product/0M-2614-037 |  |  | 3PH POWER DISTRIBUTION | Unknown | APC NetShelter Power Cords | 29.08(kilos) 64.11(lbs) | 5.00x5.00x36.00(in) 12.70x12.70x91.44(cent) |  |  |  | 1370.00 | 2000.00 | 2460.00
| 0M-2614-041 | S/A CORDSET #2 5W IEC309P 41FOOT | https://www.se.com/us/en/product/0M-2614-041 |  |  | 3PH POWER DISTRIBUTION | Unknown | APC NetShelter Power Cords | 31.93(kilos) 70.41(lbs) | 5.00x5.00x36.00(in) 12.70x12.70x91.44(cent) |  |  |  | 1195.00 | 1750.00 | 2150.00
| 0M-2614-051 | S/A CORDSET #2 5W IEC309P 51FOOT | https://www.se.com/us/en/product/0M-2614-051 |  |  | 3PH POWER DISTRIBUTION | Unknown | Unknown | 39.01(kilos) 86.01(lbs) | 5.00x5.00x36.00(in) 12.70x12.70x91.44(cent) |  |  |  | 1355.00 | 1975.00 | 2435.00
| 0M-2614-059 | S/A CORDSET #2 5W IEC309P 59FOOT | https://www.se.com/us/en/product/0M-2614-059 |  |  | 3PH POWER DISTRIBUTION | Unknown | APC NetShelter Power Cords | 44.63(kilos) 98.42(lbs) | 5.00x5.00x36.00(in) 12.70x12.70x91.44(cent) |  |  |  | 1480.00 | 2150.00 | 2660.00
| 0M-3147 | KIT BAT BLANK PANEL BLK SY3PH | https://www.se.com/us/en/product/0M-3147 |  |  | 3PH POWER DISTRIBUTION | Unknown | Unknown | 0.91(kilos) 2.00(lbs) | 6.00x19.00x0.50(in) 15.24x48.26x1.27(cent) |  |  |  | 19.75 | 29.99 | 36.00
| 0M-3148 | KIT PM BLANK PANEL BLK SY3PH | https://www.se.com/us/en/product/0M-3148 |  |  | 3PH POWER DISTRIBUTION | Unknown | Unknown | 0.91(kilos) 2.00(lbs) | 6.00x19.00x0.50(in) 15.24x48.26x1.27(cent) |  |  |  | 26.00 | 39.99 | 46.00
| 0M-3460 | KIT WIRE BATT TRAY 1 & 2 | https://www.se.com/us/en/product/0M-3460 |  |  | SPARES 3PH | Unknown | Unknown | [5 empty] | 31.00 | 44.99 | 55.00
| 0M-3461 | KIT WIRE BATTERY TRAY 3 & 4 | https://www.se.com/us/en/product/0M-3461 |  |  | SPARES 3PH | Unknown | Unknown | [5 empty] | 31.00 | 44.99 | 55.00
| 0M-3586 | ASSY BLANK PANEL 1U X 23.0 BLACK | https://www.se.com/us/en/product/0M-3586 |  |  | SPARES DC, R&E, MGMT | Unknown | Unknown | [5 empty] | 19.50 | 29.99 | 35.00
| 0M-3587 | ASSY BLANK PANEL 3U X 23.0 BLACK | https://www.se.com/us/en/product/0M-3587 |  |  | SPARES DC, R&E, MGMT | Unknown | Unknown | [5 empty] | 19.50 | 29.99 | 35.00
| 0M-4372A | CW INLET 49 | https://www.se.com/us/en/product/0M-4372A |  |  | UNIFLAIR ROOM COOLING | Unknown | Unknown | [5 empty] | Call for Quote | Call for Quote | Call for Quote
| 0M-4374A | CW INLET 51 | https://www.se.com/us/en/product/0M-4374A |  |  | UNIFLAIR ROOM COOLING | Unknown | Unknown | [5 empty] | Call for Quote | Call for Quote | Call for Quote
| 0M-4378A | CW INLET 55 | https://www.se.com/us/en/product/0M-4378A |  |  | UNIFLAIR ROOM COOLING | Unknown | Unknown | [5 empty] | Call for Quote | Call for Quote | Call for Quote
| 0M-4468 | CW OUTLET 65 | https://www.se.com/us/en/product/0M-4468 |  |  | UNIFLAIR ROOM COOLING | Unknown | Unknown | [5 empty] | Call for Quote | Call for Quote | Call for Quote
| 0M-4470A | CW OUTLET 67 | https://www.se.com/us/en/product/0M-4470A |  |  | UNIFLAIR ROOM COOLING | Unknown | Unknown | [5 empty] | Call for Quote | Call for Quote | Call for Quote
| 0M-4476 | CW OUTLET 73 | https://www.se.com/us/en/product/0M-4476 |  |  | UNIFLAIR ROOM COOLING | Unknown | Unknown | [5 empty] | Call for Quote | Call for Quote | Call for Quote
| 0M-4516 | CW COIL ADAP 13 | https://www.se.com/us/en/product/0M-4516 |  |  | UNIFLAIR ROOM COOLING | Unknown | Unknown | [5 empty] | Call for Quote | Call for Quote | Call for Quote
| 0M-4517A | CW COIL ADAP 14 | https://www.se.com/us/en/product/0M-4517A |  |  | UNIFLAIR ROOM COOLING | Unknown | Unknown | [5 empty] | Call for Quote | Call for Quote | Call for Quote
| 0M-4523 | CW COIL ADAP 20 | https://www.se.com/us/en/product/0M-4523 |  |  | UNIFLAIR ROOM COOLING | Unknown | Unknown | [5 empty] | Call for Quote | Call for Quote | Call for Quote
| 0M-4544 | CW 180S 17 | https://www.se.com/us/en/product/0M-4544 |  |  | UNIFLAIR ROOM COOLING | Unknown | Unknown | [5 empty] | Call for Quote | Call for Quote | Call for Quote
| 0M-4545A | CW 180S 18 | https://www.se.com/us/en/product/0M-4545A |  |  | UNIFLAIR ROOM COOLING | Unknown | Unknown | [5 empty] | Call for Quote | Call for Quote | Call for Quote
| 0M-4546 | CW 180S 19 | https://www.se.com/us/en/product/0M-4546 |  |  | UNIFLAIR ROOM COOLING | Unknown | Unknown | [5 empty] | Call for Quote | Call for Quote | Call for Quote
| 0M-4547 | CW 180S 20 | https://www.se.com/us/en/product/0M-4547 |  |  | UNIFLAIR ROOM COOLING | Unknown | Unknown | [5 empty] | Call for Quote | Call for Quote | Call for Quote
| 0M-4552 | CW DRAIN 1 | https://www.se.com/us/en/product/0M-4552 |  |  | SPARES COOLING | Unknown | Unknown | [5 empty] | Call for Quote | Call for Quote | Call for Quote
| 0M-4553 | CW DRAIN 2 | https://www.se.com/us/en/product/0M-4553 |  |  | UNIFLAIR ROOM COOLING | Unknown | NetworkAIR CW | [5 empty] | Call for Quote | Call for Quote | Call for Quote
| 0M-4568 | CW HUMIDIFIER DRAIN 5 | https://www.se.com/us/en/product/0M-4568 |  |  | UNIFLAIR ROOM COOLING | Unknown | Unknown | 0.12(kilos) 0.27(lbs) | 0.88x13.50x58.00(in) 2.24x34.29x147.32(cent) |  |  |  | Call for Quote | Call for Quote | Call for Quote
| 0M-4569 | CW HUMIDIFIER DRAIN 6 | https://www.se.com/us/en/product/0M-4569 |  |  | UNIFLAIR ROOM COOLING | Unknown | NetworkAIR CW | [5 empty] | Call for Quote | Call for Quote | Call for Quote
| 0M-4574 | CW CONDENSATE IN 1 | https://www.se.com/us/en/product/0M-4574 |  |  | UNIFLAIR ROOM COOLING | Unknown | Unknown | [5 empty] | Call for Quote | Call for Quote | Call for Quote
| 0M-4575 | CW CONDENSATE IN 2 | https://www.se.com/us/en/product/0M-4575 |  |  | UNIFLAIR ROOM COOLING | Unknown | NetworkAIR CW | [5 empty] | Call for Quote | Call for Quote | Call for Quote
| 0M-4585 | CW CONDENSATE OUT 1 | https://www.se.com/us/en/product/0M-4585 |  |  | UNIFLAIR ROOM COOLING | Unknown | NetworkAIR CW | [5 empty] | Call for Quote | Call for Quote | Call for Quote
| 0M-5350-063 | TC 5WIRE W/L21-20 63FOOT | https://www.se.com/us/en/product/0M-5350-063 |  |  | 3PH POWER DISTRIBUTION | Unknown | Unknown | 0.01(kilos) 0.02(lbs) | 0.00x0.00x0.00(in) 0.01x0.01x0.01(cent) |  |  |  | 367.00 | 539.00 | 660.00
| 0M-5350-067 | TC 5WIRE W/L21-20 67FOOT | https://www.se.com/us/en/product/0M-5350-067 |  |  | 3PH POWER DISTRIBUTION | Unknown | Unknown | 11.63(kilos) 25.64(lbs) | 28.00x24.00x24.00(in) 71.12x60.96x60.96(cent) |  |  |  | 364.00 | 529.00 | 654.00
| 0M-5350-069 | TC 5WIRE W/L21-20 69FOOT | https://www.se.com/us/en/product/0M-5350-069 |  |  | 3PH POWER DISTRIBUTION | Unknown | Unknown | 11.94(kilos) 26.33(lbs) | 28.00x24.00x24.00(in) 71.12x60.96x60.96(cent) |  |  |  | 307.00 | 449.00 | 552.00
| 0M-5350-071 | TC 5WIRE W/L21-20 71FOOT | https://www.se.com/us/en/product/0M-5350-071 |  |  | 3PH POWER DISTRIBUTION | Unknown | Unknown | 12.25(kilos) 27.02(lbs) | 28.00x24.00x24.00(in) 71.12x60.96x60.96(cent) |  |  |  | 379.00 | 549.00 | 681.00
| 0M-5350-073 | TC 5WIRE W/L21-20 73FOOT | https://www.se.com/us/en/product/0M-5350-073 |  |  | 3PH POWER DISTRIBUTION | Unknown | Unknown | 12.57(kilos) 27.71(lbs) | 28.00x24.00x24.00(in) 71.12x60.96x60.96(cent) |  |  |  | 321.00 | 469.00 | 577.00
| 0M-5351-061 | TC 5WIRE W/L21-30 61 FOOT | https://www.se.com/us/en/product/0M-5351-061 |  |  | 3PH POWER DISTRIBUTION | Unknown | Unknown | 0.01(kilos) 0.02(lbs) | 0.00x0.00x0.00(in) 0.01x0.01x0.01(cent) |  |  |  | 334.00 | 489.00 | 601.00
| 0M-5352-031 | TC 4WIRE W/L15-30 31 FOOT | https://www.se.com/us/en/product/0M-5352-031 |  |  | 3PH POWER DISTRIBUTION | Unknown | Unknown | 6.03(kilos) 13.30(lbs) | 24.00x20.00x20.00(in) 60.96x50.80x50.80(cent) |  |  |  | 131.00 | 189.99 | 235.00
| 0M-5352-033 | TC 4WIRE W/L15-30 33 FOOT | https://www.se.com/us/en/product/0M-5352-033 |  |  | 3PH POWER DISTRIBUTION | Unknown | Unknown | 6.35(kilos) 13.99(lbs) | 24.00x20.00x20.00(in) 60.96x50.80x50.80(cent) |  |  |  | 136.00 | 199.99 | 244.00
| 0M-5352-037 | TC 4WIRE W/L15-30 37 FOOT | https://www.se.com/us/en/product/0M-5352-037 |  |  | 3PH POWER DISTRIBUTION | Unknown | Unknown | 6.97(kilos) 15.36(lbs) | 24.00x20.00x20.00(in) 60.96x50.80x50.80(cent) |  |  |  | 134.00 | 199.99 | 241.00
| 0M-5352-041 | TC 4WIRE W/L15-30 41 FOOT | https://www.se.com/us/en/product/0M-5352-041 |  |  | 3PH POWER DISTRIBUTION | Unknown | Unknown | 7.59(kilos) 16.73(lbs) | 26.00x22.00x22.00(in) 66.04x55.88x55.88(cent) |  |  |  | 151.00 | 219.99 | 271.00
| 0M-5352-043 | TC 4WIRE W/L15-30 43 FOOT | https://www.se.com/us/en/product/0M-5352-043 |  |  | 3PH POWER DISTRIBUTION | Unknown | Unknown | 7.90(kilos) 17.42(lbs) | 26.00x22.00x22.00(in) 66.04x55.88x55.88(cent) |  |  |  | 146.00 | 219.99 | 262.00
| 0M-5352-045 | TC 4WIRE W/L15-30 45 FOOT | https://www.se.com/us/en/product/0M-5352-045 |  |  | 3PH POWER DISTRIBUTION | Unknown | Unknown | 8.21(kilos) 18.10(lbs) | 26.00x22.00x22.00(in) 66.04x55.88x55.88(cent) |  |  |  | 151.00 | 219.99 | 271.00
| 0M-5352-049 | TC 4WIRE W/L15-30 49 FOOT | https://www.se.com/us/en/product/0M-5352-049 |  |  | 3PH POWER DISTRIBUTION | Unknown | Unknown | 8.83(kilos) 19.47(lbs) | 26.00x22.00x22.00(in) 66.04x55.88x55.88(cent) |  |  |  | 158.00 | 229.99 | 284.00
| 0M-5352-051 | TC 4WIRE W/L15-30 51 FOOT | https://www.se.com/us/en/product/0M-5352-051 |  |  | 3PH POWER DISTRIBUTION | Unknown | Unknown | 9.14(kilos) 20.16(lbs) | 26.00x22.00x22.00(in) 66.04x55.88x55.88(cent) |  |  |  | 162.00 | 239.99 | 291.00
| 0M-5353-007 | TC 4WIRE W/L14-30 7 FOOT | https://www.se.com/us/en/product/0M-5353-007 |  |  | 3PH POWER DISTRIBUTION | Unknown | Unknown | 2.30(kilos) 5.07(lbs) | 18.00x20.00x20.00(in) 45.72x50.80x50.80(cent) |  |  |  | 407.00 | 599.00 | 733.00
| 0M-5353-009 | TC 4WIRE W/L14-30 9 FOOT | https://www.se.com/us/en/product/0M-5353-009 |  |  | 3PH POWER DISTRIBUTION | Unknown | Unknown | 2.61(kilos) 5.76(lbs) | 18.00x20.00x20.00(in) 45.72x50.80x50.80(cent) |  |  |  | 407.00 | 599.00 | 733.00
| 0M-5353-011 | TC 4WIRE W/L14-30 11 FOOT | https://www.se.com/us/en/product/0M-5353-011 |  |  | 3PH POWER DISTRIBUTION | Unknown | Unknown | 2.93(kilos) 6.45(lbs) | 18.00x20.00x20.00(in) 45.72x50.80x50.80(cent) |  |  |  | 155.00 | 229.99 | 278.00
| 0M-5353-013 | TC 4WIRE W/L14-30 13 FOOT | https://www.se.com/us/en/product/0M-5353-013 |  |  | 3PH POWER DISTRIBUTION | Unknown | Unknown | 3.23(kilos) 7.13(lbs) | 18.00x20.00x20.00(in) 45.72x50.80x50.80(cent) |  |  |  | 152.00 | 219.99 | 273.00
| 0M-5353-017 | TC 4WIRE W/L14-30 17 FOOT | https://www.se.com/us/en/product/0M-5353-017 |  |  | 3PH POWER DISTRIBUTION | Unknown | Unknown | 3.86(kilos) 8.50(lbs) | 18.00x20.00x20.00(in) 45.72x50.80x50.80(cent) |  |  |  | 133.00 | 199.99 | 239.00
| 0M-5353-021 | TC 4WIRE W/L14-30 21 FOOT | https://www.se.com/us/en/product/0M-5353-021 |  |  | 3PH POWER DISTRIBUTION | Unknown | Unknown | 4.48(kilos) 9.87(lbs) | 24.00x20.00x20.00(in) 60.96x50.80x50.80(cent) |  |  |  | 170.00 | 249.99 | 306.00
| 0M-5353-023 | TC 4WIRE W/L14-30 23 FOOT | https://www.se.com/us/en/product/0M-5353-023 |  |  | 3PH POWER DISTRIBUTION | Unknown | Unknown | 4.79(kilos) 10.56(lbs) | 24.00x20.00x20.00(in) 60.96x50.80x50.80(cent) |  |  |  | 144.00 | 209.99 | 259.00
| 0M-5353-025 | TC 4WIRE W/L14-30 25 FOOT | https://www.se.com/us/en/product/0M-5353-025 |  |  | 3PH POWER DISTRIBUTION | Unknown | Unknown | 5.10(kilos) 11.24(lbs) | 24.00x20.00x20.00(in) 60.96x50.80x50.80(cent) |  |  |  | 179.00 | 259.99 | 322.00
| 0M-5353-029 | TC 4WIRE W/L14-30 29 FOOT | https://www.se.com/us/en/product/0M-5353-029 |  |  | 3PH POWER DISTRIBUTION | Unknown | Unknown | 5.72(kilos) 12.62(lbs) | 24.00x20.00x20.00(in) 60.96x50.80x50.80(cent) |  |  |  | 188.00 | 279.99 | 338.00
| 0M-5353-031 | TC 4WIRE W/L14-30 31 FOOT | https://www.se.com/us/en/product/0M-5353-031 |  |  | 3PH POWER DISTRIBUTION | Unknown | Unknown | 6.03(kilos) 13.30(lbs) | 24.00x20.00x20.00(in) 60.96x50.80x50.80(cent) |  |  |  | 159.00 | 239.99 | 286.00
| 0M-5353-033 | TC 4WIRE W/L14-30 33 FOOT | https://www.se.com/us/en/product/0M-5353-033 |  |  | 3PH POWER DISTRIBUTION | Unknown | Unknown | 6.35(kilos) 13.99(lbs) | 24.00x20.00x20.00(in) 60.96x50.80x50.80(cent) |  |  |  | 172.00 | 249.99 | 309.00
| 0M-5353-035 | TC 4WIRE W/L14-30 35 FOOT | https://www.se.com/us/en/product/0M-5353-035 |  |  | 3PH POWER DISTRIBUTION | Unknown | Unknown | 6.65(kilos) 14.67(lbs) | 24.00x20.00x20.00(in) 60.96x50.80x50.80(cent) |  |  |  | 202.00 | 299.99 | 363.00
| 0M-5353-045 | TC 4WIRE W/L14-30 45 FOOT | https://www.se.com/us/en/product/0M-5353-045 |  |  | 3PH POWER DISTRIBUTION | Unknown | Unknown | 8.21(kilos) 18.10(lbs) | 26.00x22.00x22.00(in) 66.04x55.88x55.88(cent) |  |  |  | 224.00 | 329.99 | 404.00
| 0M-5353-047 | TC 4WIRE W/L14-30 47 FOOT | https://www.se.com/us/en/product/0M-5353-047 |  |  | 3PH POWER DISTRIBUTION | Unknown | Unknown | 8.52(kilos) 18.79(lbs) | 26.00x22.00x22.00(in) 66.04x55.88x55.88(cent) |  |  |  | 189.00 | 279.99 | 340.00
| 0M-5353-051 | TC 4WIRE W/L14-30 51 FOOT | https://www.se.com/us/en/product/0M-5353-051 |  |  | 3PH POWER DISTRIBUTION | Unknown | Unknown | 9.14(kilos) 20.16(lbs) | 26.00x22.00x22.00(in) 66.04x55.88x55.88(cent) |  |  |  | 197.00 | 289.99 | 354.00
| 0M-5353-055 | TC 4WIRE W/L14-30 55 FOOT | https://www.se.com/us/en/product/0M-5353-055 |  |  | 3PH POWER DISTRIBUTION | Unknown | Unknown | 9.77(kilos) 21.53(lbs) | 26.00x22.00x22.00(in) 66.04x55.88x55.88(cent) |  |  |  | 204.00 | 299.99 | 367.00
| 0M-5353-059 | TC 4WIRE W/L14-30 59 FOOT | https://www.se.com/us/en/product/0M-5353-059 |  |  | 3PH POWER DISTRIBUTION | Unknown | Unknown | 10.39(kilos) 22.90(lbs) | 26.00x22.00x22.00(in) 66.04x55.88x55.88(cent) |  |  |  | 212.00 | 309.99 | 381.00
| 0M-5355-005 | TC 3WIRE W/L6-15 5 FOOT | https://www.se.com/us/en/product/0M-5355-005 |  |  | 3PH POWER DISTRIBUTION | Unknown | Unknown | 1.99(kilos) 4.39(lbs) | 18.00x20.00x20.00(in) 45.72x50.80x50.80(cent) |  |  |  | 106.00 | 159.99 | 190.00
| 0M-5355-011 | TC 3WIRE W/L6-15 11 FOOT | https://www.se.com/us/en/product/0M-5355-011 |  |  | 3PH POWER DISTRIBUTION | Unknown | Unknown | 2.93(kilos) 6.45(lbs) | 18.00x20.00x20.00(in) 45.72x50.80x50.80(cent) |  |  |  | 114.00 | 169.99 | 205.00
| 0M-5355-021 | TC 3WIRE W/L6-15 21 FOOT | https://www.se.com/us/en/product/0M-5355-021 |  |  | 3PH POWER DISTRIBUTION | Unknown | Unknown | 4.48(kilos) 9.87(lbs) | 24.00x20.00x20.00(in) 60.96x50.80x50.80(cent) |  |  |  | 246.00 | 359.99 | 442.00
| 0M-5355-023 | TC 3WIRE W/L6-15 23 FOOT | https://www.se.com/us/en/product/0M-5355-023 |  |  | 3PH POWER DISTRIBUTION | Unknown | Unknown | 4.79(kilos) 10.56(lbs) | 24.00x20.00x20.00(in) 60.96x50.80x50.80(cent) |  |  |  | 159.00 | 239.99 | 286.00
| 0M-5355-025 | TC 3WIRE W/L6-15 25 FOOT | https://www.se.com/us/en/product/0M-5355-025 |  |  | 3PH POWER DISTRIBUTION | Unknown | Unknown | 5.10(kilos) 11.24(lbs) | 24.00x20.00x20.00(in) 60.96x50.80x50.80(cent) |  |  |  | 134.00 | 199.99 | 241.00
| 0M-5355-029 | TC 3WIRE W/L6-15 29 FOOT | https://www.se.com/us/en/product/0M-5355-029 |  |  | 3PH POWER DISTRIBUTION | Unknown | Unknown | 5.72(kilos) 12.62(lbs) | 24.00x20.00x20.00(in) 60.96x50.80x50.80(cent) |  |  |  | 168.00 | 249.99 | 303.00
| 0M-5355-035 | TC 3WIRE W/L6-15 35 FOOT | https://www.se.com/us/en/product/0M-5355-035 |  |  | 3PH POWER DISTRIBUTION | Unknown | Unknown | 6.65(kilos) 14.67(lbs) | 24.00x20.00x20.00(in) 60.96x50.80x50.80(cent) |  |  |  | 179.00 | 259.99 | 322.00
| 0M-5355-041 | TC 3WIRE W/L6-15 41 FOOT | https://www.se.com/us/en/product/0M-5355-041 |  |  | 3PH POWER DISTRIBUTION | Unknown | Unknown | 7.59(kilos) 16.73(lbs) | 26.00x22.00x22.00(in) 66.04x55.88x55.88(cent) |  |  |  | 200.00 | 289.99 | 360.00
| 0M-5355-043 | TC 3WIRE W/L6-15 43 FOOT | https://www.se.com/us/en/product/0M-5355-043 |  |  | 3PH POWER DISTRIBUTION | Unknown | Unknown | 7.90(kilos) 17.42(lbs) | 26.00x22.00x22.00(in) 66.04x55.88x55.88(cent) |  |  |  | 194.00 | 289.99 | 349.00
| 0M-5355-049 | TC 3WIRE W/L6-15 49 FOOT | https://www.se.com/us/en/product/0M-5355-049 |  |  | 3PH POWER DISTRIBUTION | Unknown | Unknown | 8.83(kilos) 19.47(lbs) | 26.00x22.00x22.00(in) 66.04x55.88x55.88(cent) |  |  |  | 203.00 | 299.99 | 365.00
| 0M-5356-045 | TC 3WIRE W/L5-30 45 FOOT | https://www.se.com/us/en/product/0M-5356-045 |  |  | 3PH POWER DISTRIBUTION | Unknown | Unknown | 8.21(kilos) 18.10(lbs) | 26.00x22.00x22.00(in) 66.04x55.88x55.88(cent) |  |  |  | 179.00 | 259.99 | 322.00
| 0M-5356-047 | TC 3WIRE W/L5-30 47 FOOT | https://www.se.com/us/en/product/0M-5356-047 |  |  | 3PH POWER DISTRIBUTION | Unknown | Unknown | 8.52(kilos) 18.79(lbs) | 26.00x22.00x22.00(in) 66.04x55.88x55.88(cent) |  |  |  | 326.00 | 479.00 | 586.00
| 0M-5356-049 | TC 3WIRE W/L5-30 49 FOOT | https://www.se.com/us/en/product/0M-5356-049 |  |  | 3PH POWER DISTRIBUTION | Unknown | Unknown | 8.83(kilos) 19.47(lbs) | 26.00x22.00x22.00(in) 66.04x55.88x55.88(cent) |  |  |  | 186.00 | 269.99 | 334.00
| 0M-5356-051 | TC 3WIRE W/L5-30 51 FOOT | https://www.se.com/us/en/product/0M-5356-051 |  |  | 3PH POWER DISTRIBUTION | Unknown | Unknown | 9.14(kilos) 20.16(lbs) | 26.00x22.00x22.00(in) 66.04x55.88x55.88(cent) |  |  |  | 188.00 | 279.99 | 338.00
| 0M-5356-053 | TC 3WIRE W/L5-30 53 FOOT | https://www.se.com/us/en/product/0M-5356-053 |  |  | 3PH POWER DISTRIBUTION | Unknown | Unknown | 9.45(kilos) 20.84(lbs) | 26.00x22.00x22.00(in) 66.04x55.88x55.88(cent) |  |  |  | 181.00 | 269.99 | 325.00
| 0M-5356-055 | TC 3WIRE W/L5-30 55 FOOT | https://www.se.com/us/en/product/0M-5356-055 |  |  | 3PH POWER DISTRIBUTION | Unknown | Unknown | 9.77(kilos) 21.53(lbs) | 26.00x22.00x22.00(in) 66.04x55.88x55.88(cent) |  |  |  | 184.00 | 269.99 | 331.00
| 0M-5356-057 | TC 3WIRE W/L5-30 57 FOOT | https://www.se.com/us/en/product/0M-5356-057 |  |  | 3PH POWER DISTRIBUTION | Unknown | Unknown | 10.08(kilos) 22.22(lbs) | 26.00x22.00x22.00(in) 66.04x55.88x55.88(cent) |  |  |  | 187.00 | 279.99 | 336.00
| 0M-5357-055 | TC 3WIRE W/L5-20 55 FOOT | https://www.se.com/us/en/product/0M-5357-055 |  |  | 3PH POWER DISTRIBUTION | Unknown | Unknown | 9.77(kilos) 21.53(lbs) | 26.00x22.00x22.00(in) 66.04x55.88x55.88(cent) |  |  |  | 230.00 | 339.99 | 414.00
| 0M-5357-057 | TC 3WIRE W/L5-20 57 FOOT | https://www.se.com/us/en/product/0M-5357-057 |  |  | 3PH POWER DISTRIBUTION | Unknown | Unknown | 10.08(kilos) 22.22(lbs) | 26.00x22.00x22.00(in) 66.04x55.88x55.88(cent) |  |  |  | 235.00 | 349.99 | 423.00
| 0M-5358-007 | TC 3WIRE W/L5-15 7 FOOT | https://www.se.com/us/en/product/0M-5358-007 |  |  | 3PH POWER DISTRIBUTION | Unknown | Unknown | 2.30(kilos) 5.07(lbs) | 18.00x20.00x20.00(in) 45.72x50.80x50.80(cent) |  |  |  | 138.00 | 199.99 | 248.00
| 0M-5358-017 | TC 3WIRE W/L5-15 17 FOOT | https://www.se.com/us/en/product/0M-5358-017 |  |  | 3PH POWER DISTRIBUTION | Unknown | Unknown | 3.86(kilos) 8.50(lbs) | 18.00x20.00x20.00(in) 45.72x50.80x50.80(cent) |  |  |  | 158.00 | 229.99 | 284.00
| 0M-5358-019 | TC 3WIRE W/L5-15 19 FOOT | https://www.se.com/us/en/product/0M-5358-019 |  |  | 3PH POWER DISTRIBUTION | Unknown | Unknown | 4.17(kilos) 9.19(lbs) | 18.00x20.00x20.00(in) 45.72x50.80x50.80(cent) |  |  |  | 152.00 | 219.99 | 273.00
| 0M-5358-027 | TC 3WIRE W/L5-15 27 FOOT | https://www.se.com/us/en/product/0M-5358-027 |  |  | 3PH POWER DISTRIBUTION | Unknown | Unknown | 5.41(kilos) 11.93(lbs) | 24.00x20.00x20.00(in) 60.96x50.80x50.80(cent) |  |  |  | 165.00 | 239.99 | 297.00
| 0M-5358-031 | TC 3WIRE W/L5-15 31 FOOT | https://www.se.com/us/en/product/0M-5358-031 |  |  | 3PH POWER DISTRIBUTION | Unknown | Unknown | 6.03(kilos) 13.30(lbs) | 24.00x20.00x20.00(in) 60.96x50.80x50.80(cent) |  |  |  | 184.00 | 269.99 | 330.00
| 0M-5358-033 | TC 3WIRE W/L5-15 33 FOOT | https://www.se.com/us/en/product/0M-5358-033 |  |  | 3PH POWER DISTRIBUTION | Unknown | Unknown | 6.35(kilos) 13.99(lbs) | 24.00x20.00x20.00(in) 60.96x50.80x50.80(cent) |  |  |  | 146.00 | 219.99 | 262.00
| 0M-5358-035 | TC 3WIRE W/L5-15 35 FOOT | https://www.se.com/us/en/product/0M-5358-035 |  |  | 3PH POWER DISTRIBUTION | Unknown | Unknown | 6.65(kilos) 14.67(lbs) | 24.00x20.00x20.00(in) 60.96x50.80x50.80(cent) |  |  |  | 157.00 | 229.99 | 282.00
| 0M-5359-051 | TC 3WIRE W/L6-30 51 FOOT | https://www.se.com/us/en/product/0M-5359-051 |  |  | 3PH POWER DISTRIBUTION | Unknown | Unknown | 9.14(kilos) 20.16(lbs) | 26.00x22.00x22.00(in) 66.04x55.88x55.88(cent) |  |  |  | 187.00 | 269.99 | 335.00
| 0M-5359-059 | TC 3WIRE W/L6-30 59 FOOT | https://www.se.com/us/en/product/0M-5359-059 |  |  | 3PH POWER DISTRIBUTION | Unknown | Unknown | 10.39(kilos) 22.90(lbs) | 26.00x22.00x22.00(in) 66.04x55.88x55.88(cent) |  |  |  | 132.00 | 199.99 | 237.00
| 0M-5359-061 | TC 3WIRE W/L6-30 61 FOOT | https://www.se.com/us/en/product/0M-5359-061 |  |  | 3PH POWER DISTRIBUTION | Unknown | Unknown | 0.01(kilos) 0.02(lbs) | 0.00x0.00x0.00(in) 0.01x0.01x0.01(cent) |  |  |  | 169.00 | 249.99 | 304.00
| 0M-5359-063 | TC 3WIRE W/L6-30 63 FOOT | https://www.se.com/us/en/product/0M-5359-063 |  |  | 3PH POWER DISTRIBUTION | Unknown | Unknown | 0.01(kilos) 0.02(lbs) | 0.00x0.00x0.00(in) 0.01x0.01x0.01(cent) |  |  |  | 163.00 | 239.99 | 293.00
| 0M-5360-037 | TC 3WIRE W/L6-20 37 FOOT | https://www.se.com/us/en/product/0M-5360-037 |  |  | 3PH POWER DISTRIBUTION | Unknown | Unknown | 6.97(kilos) 15.36(lbs) | 24.00x20.00x20.00(in) 60.96x50.80x50.80(cent) |  |  |  | 163.00 | 239.99 | 293.00
| 0M-5360-047 | TC 3WIRE W/L6-20 47 FOOT | https://www.se.com/us/en/product/0M-5360-047 |  |  | 3PH POWER DISTRIBUTION | Unknown | Unknown | 8.52(kilos) 18.79(lbs) | 26.00x22.00x22.00(in) 66.04x55.88x55.88(cent) |  |  |  | 169.00 | 249.99 | 304.00
| 0M-5360-051 | TC 3WIRE W/L6-20 51 FOOT | https://www.se.com/us/en/product/0M-5360-051 |  |  | 3PH POWER DISTRIBUTION | Unknown | Unknown | 9.14(kilos) 20.16(lbs) | 26.00x22.00x22.00(in) 66.04x55.88x55.88(cent) |  |  |  | 176.00 | 259.99 | 316.00
| 0M-5360-053 | TC 3WIRE W/L6-20 53 FOOT | https://www.se.com/us/en/product/0M-5360-053 |  |  | 3PH POWER DISTRIBUTION | Unknown | Unknown | 9.45(kilos) 20.84(lbs) | 26.00x22.00x22.00(in) 66.04x55.88x55.88(cent) |  |  |  | 178.00 | 259.99 | 320.00
| 0M-5360-055 | TC 3WIRE W/L6-20 55 FOOT | https://www.se.com/us/en/product/0M-5360-055 |  |  | 3PH POWER DISTRIBUTION | Unknown | Unknown | 9.77(kilos) 21.53(lbs) | 26.00x22.00x22.00(in) 66.04x55.88x55.88(cent) |  |  |  | 191.00 | 279.99 | 343.00
| 0M-5360-059 | TC 3WIRE W/L6-20 59 FOOT | https://www.se.com/us/en/product/0M-5360-059 |  |  | 3PH POWER DISTRIBUTION | Unknown | Unknown | 10.39(kilos) 22.90(lbs) | 26.00x22.00x22.00(in) 66.04x55.88x55.88(cent) |  |  |  | 162.00 | 239.99 | 291.00
| 0M-5886-061 | CORDSET #6 50A 250V 3P-4W 61FT | https://www.se.com/us/en/product/0M-5886-061 |  |  | 3PH POWER DISTRIBUTION | Unknown | Unknown | 17.28(kilos) 38.11(lbs) | 16.00x18.00x18.00(in) 40.64x45.72x45.72(cent) |  |  |  | 572.00 | 829.00 | 1030.00
| 0M-9735 | KIT SUBFEED MONITOR ISX 80A PDU | https://www.se.com/us/en/product/0M-9735 |  |  | SPARES 3PH | Unknown | Unknown | [5 empty] | 118.00 | 169.99 | 211.00
| 0M-12237 | 0M-ALGF0564A1P GROUP1 (03 AI) | https://www.se.com/us/en/product/0M-12237 |  |  | UNIFLAIR ROOM COOLING | Unknown | Unknown | [5 empty] | 124.00 | 179.99 | 223.00
| 0M-12239 | 0M-ALGF0764A1P GROUP1 (03 AJ) | https://www.se.com/us/en/product/0M-12239 |  |  | UNIFLAIR ROOM COOLING | Unknown | Unknown | [5 empty] | 551.00 | 799.00 | 991.00
| 0M-12240 | 0M-ALGF0764A1P GROUP2 (03 AJ 09 A0-A4) | https://www.se.com/us/en/product/0M-12240 |  |  | UNIFLAIR ROOM COOLING | Unknown | Unknown | [5 empty] | Call for Quote | Call for Quote | Call for Quote
| 0M-12388 | 0M-ALGF0615A1P GROUP2 (03 AG 09 A0-A1) | https://www.se.com/us/en/product/0M-12388 |  |  | SPARES COOLING | Unknown | Unknown | [5 empty] | Call for Quote | Call for Quote | Call for Quote
| 0M-12435 | 0M-ALGF0426A1P GROUP3 (03 AG 01 A3) | https://www.se.com/us/en/product/0M-12435 |  |  | UNIFLAIR ROOM COOLING | Unknown | Unknown | [5 empty] | Call for Quote | Call for Quote | Call for Quote
| 0M-12734 | 0M-ALGF0549A1P G2 (03 AH 09 AA-AD/A0-A4) | https://www.se.com/us/en/product/0M-12734 |  |  | UNIFLAIR ROOM COOLING | Unknown | Unknown | [5 empty] | Call for Quote | Call for Quote | Call for Quote
| 0M-12768 | 0M-ALGF0520A1P G2 (03 AG 09 AA-AD/A0-A4) | https://www.se.com/us/en/product/0M-12768 |  |  | SPARES COOLING | Unknown | Unknown | [5 empty] | Call for Quote | Call for Quote | Call for Quote
| 0M-12833 | 0M-ALGF0748A1P GROUP1 (03 AI) | https://www.se.com/us/en/product/0M-12833 |  |  | SPARES COOLING | Unknown | Unknown | [5 empty] | 223.00 | 329.99 | 402.00
| 0M-12854 | 0M-ALGF0760A1P G2 (03 AI 09 AA/A0-A1) | https://www.se.com/us/en/product/0M-12854 |  |  | SPARES COOLING | Unknown | Unknown | [5 empty] | Call for Quote | Call for Quote | Call for Quote
| 0M-12880 | 0M-ALGF0437A1P GROUP1 (03 AG) | https://www.se.com/us/en/product/0M-12880 |  |  | SPARES COOLING | Unknown | Unknown | [5 empty] | Call for Quote | Call for Quote | Call for Quote
| 0M-12881 | 0M-ALGF0437A1P G2 (03 AG 09 AA-AD/A0-A4) | https://www.se.com/us/en/product/0M-12881 |  |  | SPARES COOLING | Unknown | Unknown | [5 empty] | Call for Quote | Call for Quote | Call for Quote
| 0M-13076 | 0M-ALCA1089X1P GROUP1 (13 AE) | https://www.se.com/us/en/product/0M-13076 |  |  | SPARES COOLING | Unknown | Unknown | [5 empty] | Call for Quote | Call for Quote | Call for Quote
| 0M-13475 | 0M-ALCA1248X1P GROUP 1 (13 AI) | https://www.se.com/us/en/product/0M-13475 |  |  | INROW COOLING | Unknown | Unknown | [5 empty] | 124.00 | 179.99 | 223.00
| 0M-13650 | 0M-ALVL0380X1P GROUP3 (04AC 13AG) | https://www.se.com/us/en/product/0M-13650 |  |  | SPARES COOLING | Unknown | Unknown | [5 empty] | Call for Quote | Call for Quote | Call for Quote
| 0M-13651 | 0M-ALVL0380X1P GROUP3 (04AC 13AI) | https://www.se.com/us/en/product/0M-13651 |  |  | SPARES COOLING | Unknown | Unknown | [5 empty] | Call for Quote | Call for Quote | Call for Quote
| 0M-61291 | UPFLOW GLYCOL WITH ECON SIZE 5 | https://www.se.com/us/en/product/0M-61291 |  |  | SPARES COOLING | Unknown | Unknown | [5 empty] | 29430.00 | 42700.00 | 52975.00
| 0M-61425 | 400V 50 HZ, SIZE 1-5 | https://www.se.com/us/en/product/0M-61425 |  |  | UNIFLAIR ROOM COOLING | Unknown | Unknown | 0.01(kilos) 0.02(lbs) | 0.00x0.00x0.00(in) 0.01x0.01x0.01(cent) |  |  |  | Call for Quote | Call for Quote | Call for Quote
| 0M-61500 | DOWNFLOW CHILLED WATER SIZE 1 | https://www.se.com/us/en/product/0M-61500 |  |  | UNIFLAIR ROOM COOLING | Unknown | Unknown | 356.25(kilos) 785.53(lbs) | 43.03x47.36x85.94(in) 109.30x120.29x218.29(cent) |  |  |  | 9155.00 | 13300.00 | 16475.00
| 0M-71001 | AFX Assembly Discharge 1 | https://www.se.com/us/en/product/0M-71001 |  |  | UNIFLAIR ROOM COOLING | Unknown | NetworkAIR AFX | [5 empty] | Call for Quote | Call for Quote | Call for Quote
| 0M-71003 | AFX Assembly Discharge 3 | https://www.se.com/us/en/product/0M-71003 |  |  | UNIFLAIR ROOM COOLING | Unknown | Unknown | [5 empty] | Call for Quote | Call for Quote | Call for Quote
| 0M-71007 | AFX Assembly Discharge 7 | https://www.se.com/us/en/product/0M-71007 |  |  | UNIFLAIR ROOM COOLING | Unknown | NetworkAIR AFX | 0.01(kilos) 0.02(lbs) |  |  |  |  | Call for Quote | Call for Quote | Call for Quote
| 0M-71009 | AFX Assembly Discharge 9 | https://www.se.com/us/en/product/0M-71009 |  |  | UNIFLAIR ROOM COOLING | Unknown | Unknown | [5 empty] | Call for Quote | Call for Quote | Call for Quote
| 0M-71013A | AFX Assembly Discharge 13 | https://www.se.com/us/en/product/0M-71013A |  |  | UNIFLAIR ROOM COOLING | Unknown | NetworkAIR AFX | 0.01(kilos) 0.02(lbs) |  |  |  |  | Call for Quote | Call for Quote | Call for Quote
| 0M-71019 | AFX Assembly Discharge 19 | https://www.se.com/us/en/product/0M-71019 |  |  | UNIFLAIR ROOM COOLING | Unknown | Unknown | [5 empty] | Call for Quote | Call for Quote | Call for Quote
| 0M-71021 | AFX Assembly Discharge 21 | https://www.se.com/us/en/product/0M-71021 |  |  | UNIFLAIR ROOM COOLING | Unknown | Unknown | [5 empty] | Call for Quote | Call for Quote | Call for Quote
| 0M-71033 | AFX Assembly Discharge 33 | https://www.se.com/us/en/product/0M-71033 |  |  | UNIFLAIR ROOM COOLING | Unknown | Unknown | [5 empty] | Call for Quote | Call for Quote | Call for Quote
| 0M-71035 | AFX Assembly Discharge 35 | https://www.se.com/us/en/product/0M-71035 |  |  | UNIFLAIR ROOM COOLING | Unknown | Unknown | [5 empty] | Call for Quote | Call for Quote | Call for Quote
| 0M-71039 | AFX Assembly Discharge 39 | https://www.se.com/us/en/product/0M-71039 |  |  | UNIFLAIR ROOM COOLING | Unknown | Unknown | [5 empty] | Call for Quote | Call for Quote | Call for Quote
| 0M-71041 | AFX Assembly Discharge 41 | https://www.se.com/us/en/product/0M-71041 |  |  | UNIFLAIR ROOM COOLING | Unknown | NetworkAIR AFX | [5 empty] | Call for Quote | Call for Quote | Call for Quote
| 0M-71045 | AFX Assembly Discharge 45 | https://www.se.com/us/en/product/0M-71045 |  |  | UNIFLAIR ROOM COOLING | Unknown | Unknown | [5 empty] | Call for Quote | Call for Quote | Call for Quote
| 0M-71047 | AFX Assembly Discharge 47 | https://www.se.com/us/en/product/0M-71047 |  |  | UNIFLAIR ROOM COOLING | Unknown | Unknown | [5 empty] | Call for Quote | Call for Quote | Call for Quote
| 0M-71051 | AFX Assembly Discharge 51 | https://www.se.com/us/en/product/0M-71051 |  |  | UNIFLAIR ROOM COOLING | Unknown | Unknown | [5 empty] | Call for Quote | Call for Quote | Call for Quote
| 0M-71053 | AFX Assembly Discharge 53 | https://www.se.com/us/en/product/0M-71053 |  |  | UNIFLAIR ROOM COOLING | Unknown | Unknown | [5 empty] | Call for Quote | Call for Quote | Call for Quote
| 0M-71083 | AFX Assembly Discharge 83 | https://www.se.com/us/en/product/0M-71083 |  |  | UNIFLAIR ROOM COOLING | Unknown | Unknown | [5 empty] | Call for Quote | Call for Quote | Call for Quote
| 0M-71401 | AFX Assembly Suction 1 | https://www.se.com/us/en/product/0M-71401 |  |  | UNIFLAIR ROOM COOLING | Unknown | NetworkAIR AFX | [5 empty] | Call for Quote | Call for Quote | Call for Quote
| 0M-71405A | AFX Assembly Suction 5 | https://www.se.com/us/en/product/0M-71405A |  |  | UNIFLAIR ROOM COOLING | Unknown | NetworkAIR AFX | [5 empty] | Call for Quote | Call for Quote | Call for Quote
| 0M-71429 | AFX Assembly Suction 29 | https://www.se.com/us/en/product/0M-71429 |  |  | UNIFLAIR ROOM COOLING | Unknown | NetworkAIR AFX | 0.01(kilos) 0.02(lbs) |  |  |  |  | Call for Quote | Call for Quote | Call for Quote
| 0M-71441 | AFX Assembly Suction 41 | https://www.se.com/us/en/product/0M-71441 |  |  | UNIFLAIR ROOM COOLING | Unknown | NetworkAIR AFX | 0.01(kilos) 0.02(lbs) |  |  |  |  | Call for Quote | Call for Quote | Call for Quote
| 0M-71449 | AFX Assembly Suction 49 | https://www.se.com/us/en/product/0M-71449 |  |  | UNIFLAIR ROOM COOLING | Unknown | Unknown | [5 empty] | Call for Quote | Call for Quote | Call for Quote
| 0M-71501A | AFX Assembly Suction Top 1 | https://www.se.com/us/en/product/0M-71501A |  |  | UNIFLAIR ROOM COOLING | Unknown | NetworkAIR AFX | [5 empty] | Call for Quote | Call for Quote | Call for Quote
| 0M-71503 | AFX Assembly Suction Top 3 | https://www.se.com/us/en/product/0M-71503 |  |  | UNIFLAIR ROOM COOLING | Unknown | Unknown | [5 empty] | Call for Quote | Call for Quote | Call for Quote
| 0M-71504 | AFX Assembly Suction Top 4 | https://www.se.com/us/en/product/0M-71504 |  |  | UNIFLAIR ROOM COOLING | Unknown | Unknown | [5 empty] | Call for Quote | Call for Quote | Call for Quote
| 0M-71505 | AFX Assembly Suction Top 5 | https://www.se.com/us/en/product/0M-71505 |  |  | UNIFLAIR ROOM COOLING | Unknown | Unknown | [5 empty] | Call for Quote | Call for Quote | Call for Quote
| 0M-71521A | AFX ASSEMBLY RECEIVER IN 1 | https://www.se.com/us/en/product/0M-71521A |  |  | UNIFLAIR ROOM COOLING | Unknown | NetworkAIR AFX | 0.23(kilos) 0.50(lbs) | 1.50x15.75x9.50(in) 3.81x40.01x24.13(cent) |  |  |  | Call for Quote | Call for Quote | Call for Quote
| 0M-71522A | AFX ASSEMBLY RECEIVER IN 2 | https://www.se.com/us/en/product/0M-71522A |  |  | UNIFLAIR ROOM COOLING | Unknown | NetworkAIR AFX | 0.41(kilos) 0.90(lbs) | 1.50x9.50x10.25(in) 3.81x24.13x26.04(cent) |  |  |  | Call for Quote | Call for Quote | Call for Quote
| 0M-71523A | AFX ASSEMBLY RECEIVER IN 3 | https://www.se.com/us/en/product/0M-71523A |  |  | UNIFLAIR ROOM COOLING | Unknown | Unknown | 0.34(kilos) 0.75(lbs) | 4.75x17.50x8.50(in) 12.07x44.45x21.59(cent) |  |  |  | Call for Quote | Call for Quote | Call for Quote
| 0M-71531A | AFX ASSEMBLY FILTER IN 1 | https://www.se.com/us/en/product/0M-71531A |  |  | UNIFLAIR ROOM COOLING | Unknown | NetworkAIR AFX | 1.36(kilos) 3.00(lbs) | 2.00x8.00x21.00(in) 5.08x20.32x53.34(cent) |  |  |  | Call for Quote | Call for Quote | Call for Quote
| 0M-71532A | AFX Assembly Filter in 2 | https://www.se.com/us/en/product/0M-71532A |  |  | UNIFLAIR ROOM COOLING | Unknown | NetworkAIR AFX | [5 empty] | Call for Quote | Call for Quote | Call for Quote
| 0M-71533A | AFX Assembly Filter in 3 | https://www.se.com/us/en/product/0M-71533A |  |  | UNIFLAIR ROOM COOLING | Unknown | Unknown | [5 empty] | Call for Quote | Call for Quote | Call for Quote
| 0M-71534A | AFX ASSEMBLY FILTER IN 4 | https://www.se.com/us/en/product/0M-71534A |  |  | UNIFLAIR ROOM COOLING | Unknown | Unknown | 0.36(kilos) 0.80(lbs) | 2.00x5.00x6.00(in) 5.08x12.70x15.24(cent) |  |  |  | Call for Quote | Call for Quote | Call for Quote
| 0M-71541 | AFX Assembly Hot Gas 1 | https://www.se.com/us/en/product/0M-71541 |  |  | UNIFLAIR ROOM COOLING | Unknown | Unknown | [5 empty] | Call for Quote | Call for Quote | Call for Quote
| 0M-71542 | AFX Assembly Hot Gas 2 | https://www.se.com/us/en/product/0M-71542 |  |  | UNIFLAIR ROOM COOLING | Unknown | NetworkAIR AFX | [5 empty] | Call for Quote | Call for Quote | Call for Quote
| 0M-71544 | AFX Assembly Hot Gas 4 | https://www.se.com/us/en/product/0M-71544 |  |  | UNIFLAIR ROOM COOLING | Unknown | Unknown | [5 empty] | Call for Quote | Call for Quote | Call for Quote
| 0M-71545 | AFX Assembly Hot Gas 5 | https://www.se.com/us/en/product/0M-71545 |  |  | UNIFLAIR ROOM COOLING | Unknown | Unknown | [5 empty] | Call for Quote | Call for Quote | Call for Quote
| 0M-71546 | AFX Assembly Hot Gas 6 | https://www.se.com/us/en/product/0M-71546 |  |  | UNIFLAIR ROOM COOLING | Unknown | Unknown | [5 empty] | Call for Quote | Call for Quote | Call for Quote
| 0M-71548 | AFX Assembly Hot Gas 8 | https://www.se.com/us/en/product/0M-71548 |  |  | UNIFLAIR ROOM COOLING | Unknown | Unknown | [5 empty] | Call for Quote | Call for Quote | Call for Quote
| 0M-71603 | AFX Assembly Liquid 3 | https://www.se.com/us/en/product/0M-71603 |  |  | UNIFLAIR ROOM COOLING | Unknown | NetworkAIR AFX | [5 empty] | Call for Quote | Call for Quote | Call for Quote
| 0M-71604 | AFX Assembly Liquid 4 | https://www.se.com/us/en/product/0M-71604 |  |  | UNIFLAIR ROOM COOLING | Unknown | NetworkAIR AFX | [5 empty] | Call for Quote | Call for Quote | Call for Quote
| 0M-71612 | AFX Assembly Liquid 12 | https://www.se.com/us/en/product/0M-71612 |  |  | UNIFLAIR ROOM COOLING | Unknown | NetworkAIR AFX | [5 empty] | Call for Quote | Call for Quote | Call for Quote
| 0M-71613 | AFX ASSEMBLY LIQUID 13 | https://www.se.com/us/en/product/0M-71613 |  |  | UNIFLAIR ROOM COOLING | Unknown | Unknown | [5 empty] | Call for Quote | Call for Quote | Call for Quote
| 0M-71614 | AFX Assembly Liquid 14 | https://www.se.com/us/en/product/0M-71614 |  |  | UNIFLAIR ROOM COOLING | Unknown | Unknown | [5 empty] | Call for Quote | Call for Quote | Call for Quote
| 0M-71615A | AFX ASSEMBLY LIQUID 15 | https://www.se.com/us/en/product/0M-71615A |  |  | SPARES COOLING | Unknown | Unknown | [5 empty] | Call for Quote | Call for Quote | Call for Quote
| 0M-71616 | AFX Assembly Liquid 16 | https://www.se.com/us/en/product/0M-71616 |  |  | UNIFLAIR ROOM COOLING | Unknown | Unknown | [5 empty] | Call for Quote | Call for Quote | Call for Quote
| 0M-71621 | AFX ASSEMBLY LIQUID LOWER 1 | https://www.se.com/us/en/product/0M-71621 |  |  | UNIFLAIR ROOM COOLING | Unknown | NetworkAIR AFX | 0.32(kilos) 0.70(lbs) | 2.00x1.50x8.36(in) 5.08x3.81x21.23(cent) |  |  |  | Call for Quote | Call for Quote | Call for Quote
| 0M-71622 | AFX Assembly Liquid Lower 2 | https://www.se.com/us/en/product/0M-71622 |  |  | UNIFLAIR ROOM COOLING | Unknown | Unknown | [5 empty] | Call for Quote | Call for Quote | Call for Quote
| 0M-71662 | AFX Assembly Water in Lower 9 | https://www.se.com/us/en/product/0M-71662 |  |  | UNIFLAIR ROOM COOLING | Unknown | Unknown | [5 empty] | Call for Quote | Call for Quote | Call for Quote
| 0M-71732 | AFX Assembly Drain 2 | https://www.se.com/us/en/product/0M-71732 |  |  | UNIFLAIR ROOM COOLING | Unknown | NetworkAIR AFX | [5 empty] | Call for Quote | Call for Quote | Call for Quote
| 0M-71733 | AFX Assembly Drain 3 | https://www.se.com/us/en/product/0M-71733 |  |  | UNIFLAIR ROOM COOLING | Unknown | NetworkAIR AFX | [5 empty] | Call for Quote | Call for Quote | Call for Quote
| 0M-71736 | AFX Assembly Drain 6 | https://www.se.com/us/en/product/0M-71736 |  |  | UNIFLAIR ROOM COOLING | Unknown | Unknown | [5 empty] | Call for Quote | Call for Quote | Call for Quote
| 0M-71741 | AFX ASSEMBLY DRAIN TOP 1 | https://www.se.com/us/en/product/0M-71741 |  |  | UNIFLAIR ROOM COOLING | Unknown | NetworkAIR AFX | 0.23(kilos) 0.50(lbs) | 0.75x7.75x23.00(in) 1.91x19.69x58.42(cent) |  |  |  | Call for Quote | Call for Quote | Call for Quote
| 0M-71801 | AFX Assembly Water in 1 | https://www.se.com/us/en/product/0M-71801 |  |  | UNIFLAIR ROOM COOLING | Unknown | Unknown | [5 empty] | Call for Quote | Call for Quote | Call for Quote
| 0M-71803 | AFX ASSEMBLY WATER IN 3 | https://www.se.com/us/en/product/0M-71803 |  |  | UNIFLAIR ROOM COOLING | Unknown | Unknown | 0.36(kilos) 0.80(lbs) | 1.38x5.50x8.00(in) 3.51x13.97x20.32(cent) |  |  |  | Call for Quote | Call for Quote | Call for Quote
| 0M-71811 | AFX Assembly Water in 11 | https://www.se.com/us/en/product/0M-71811 |  |  | UNIFLAIR ROOM COOLING | Unknown | Unknown | [5 empty] | Call for Quote | Call for Quote | Call for Quote
| 0M-71817A | AFX Assembly Water in 17 | https://www.se.com/us/en/product/0M-71817A |  |  | UNIFLAIR ROOM COOLING | Unknown | Unknown | [5 empty] | Call for Quote | Call for Quote | Call for Quote
| 0M-71821 | AFX Assembly Water in Lower 1 | https://www.se.com/us/en/product/0M-71821 |  |  | UNIFLAIR ROOM COOLING | Unknown | Unknown | [5 empty] | Call for Quote | Call for Quote | Call for Quote
| 0M-80654 | 0M-ALF10640X1P GROUP1 (01 A 1) | https://www.se.com/us/en/product/0M-80654 |  |  | UNIFLAIR ROOM COOLING | Unknown | Unknown | [5 empty] | 377.00 | 549.00 | 677.00
| 0M-92996 | CM Hot Gas Reheat, 7-10kW | https://www.se.com/us/en/product/0M-92996 |  |  | SPARES COOLING | Unknown | Unknown | [5 empty] | 891.00 | 1300.00 | 1605.00
| 0M-815108 | G5 KAIC SCR KIT FOR 40-80 KVA | https://www.se.com/us/en/product/0M-815108 |  |  | SPARES 3PH | Unknown | Unknown | [5 empty] | 1295.00 | 1900.00 | 2330.00
| 0M-815479A-021 | ASSY WHIP 4WIRE 10AWG L14-30 21FT | https://www.se.com/us/en/product/0M-815479A-021 |  |  | 3PH POWER DISTRIBUTION | Unknown | Unknown | 5.44(kilos) 12.00(lbs) | 12.00x12.00x12.00(in) 30.48x30.48x30.48(cent) |  |  |  | 141.00 | 209.99 | 253.00
| 0M-815479A-023 | ASSY WHIP 4WIRE 10AWG L14-30 23FT | https://www.se.com/us/en/product/0M-815479A-023 |  |  | 3PH POWER DISTRIBUTION | Unknown | Unknown | 5.44(kilos) 12.00(lbs) | 12.00x12.00x12.00(in) 30.48x30.48x30.48(cent) |  |  |  | 144.00 | 209.99 | 259.00
| 0M-815479A-027 | ASSY WHIP 4WIRE 10AWG L14-30 27FT | https://www.se.com/us/en/product/0M-815479A-027 |  |  | 3PH POWER DISTRIBUTION | Unknown | Unknown | 5.44(kilos) 12.00(lbs) | 12.00x12.00x12.00(in) 30.48x30.48x30.48(cent) |  |  |  | 152.00 | 219.99 | 273.00
| 0M-815480A-005 | ASSY WHIP 4WIRE 10AWG L15-30 5FT | https://www.se.com/us/en/product/0M-815480A-005 |  |  | 3PH POWER DISTRIBUTION | Unknown | Unknown | 5.44(kilos) 12.00(lbs) | 12.00x12.00x12.00(in) 30.48x30.48x30.48(cent) |  |  |  | 96.00 | 139.99 | 172.00
| 0M-815480A-007 | ASSY WHIP 4WIRE 10AWG L15-30 7FT | https://www.se.com/us/en/product/0M-815480A-007 |  |  | 3PH POWER DISTRIBUTION | Unknown | Unknown | 5.44(kilos) 12.00(lbs) | 12.00x12.00x12.00(in) 30.48x30.48x30.48(cent) |  |  |  | 100.00 | 149.99 | 180.00
| 0M-815480A-009 | ASSY WHIP 4WIRE 10AWG L15-30 9FT | https://www.se.com/us/en/product/0M-815480A-009 |  |  | 3PH POWER DISTRIBUTION | Unknown | Unknown | 5.44(kilos) 12.00(lbs) | 12.00x12.00x12.00(in) 30.48x30.48x30.48(cent) |  |  |  | 105.00 | 159.99 | 188.00
| 0M-815480A-011 | ASSY WHIP 4WIRE 10AWG L15-30 11FT | https://www.se.com/us/en/product/0M-815480A-011 |  |  | 3PH POWER DISTRIBUTION | Unknown | Unknown | 5.44(kilos) 12.00(lbs) | 12.00x12.00x12.00(in) 30.48x30.48x30.48(cent) |  |  |  | 111.00 | 169.99 | 199.00
| 0M-815480A-013 | ASSY WHIP 4WIRE 10AWG L15-30 13FT | https://www.se.com/us/en/product/0M-815480A-013 |  |  | 3PH POWER DISTRIBUTION | Unknown | Unknown | 5.44(kilos) 12.00(lbs) | 12.00x12.00x12.00(in) 30.48x30.48x30.48(cent) |  |  |  | 116.00 | 169.99 | 208.00
| 0M-815480A-015 | ASSY WHIP 4WIRE 10AWG L15-30 15FT | https://www.se.com/us/en/product/0M-815480A-015 |  |  | 3PH POWER DISTRIBUTION | Unknown | Unknown | 5.44(kilos) 12.00(lbs) | 12.00x12.00x12.00(in) 30.48x30.48x30.48(cent) |  |  |  | 120.00 | 179.99 | 216.00
| 0M-815480A-017 | ASSY WHIP 4WIRE 10AWG L15-30 17FT | https://www.se.com/us/en/product/0M-815480A-017 |  |  | 3PH POWER DISTRIBUTION | Unknown | Unknown | 5.44(kilos) 12.00(lbs) | 12.00x12.00x12.00(in) 30.48x30.48x30.48(cent) |  |  |  | 125.00 | 179.99 | 224.00
| 0M-815480A-019 | ASSY WHIP 4WIRE 10AWG L15-30 19FT | https://www.se.com/us/en/product/0M-815480A-019 |  |  | 3PH POWER DISTRIBUTION | Unknown | Unknown | 5.44(kilos) 12.00(lbs) | 12.00x12.00x12.00(in) 30.48x30.48x30.48(cent) |  |  |  | 129.00 | 189.99 | 232.00
| 0M-815480A-021 | ASSY WHIP 4WIRE 10AWG L15-30 21FT | https://www.se.com/us/en/product/0M-815480A-021 |  |  | 3PH POWER DISTRIBUTION | Unknown | Unknown | 5.44(kilos) 12.00(lbs) | 12.00x12.00x12.00(in) 30.48x30.48x30.48(cent) |  |  |  | 134.00 | 199.99 | 240.00
| 0M-815480A-023 | ASSY WHIP 4WIRE 10AWG L15-30 23FT | https://www.se.com/us/en/product/0M-815480A-023 |  |  | 3PH POWER DISTRIBUTION | Unknown | Unknown | 5.44(kilos) 12.00(lbs) | 12.00x12.00x12.00(in) 30.48x30.48x30.48(cent) |  |  |  | 138.00 | 199.99 | 248.00
| 0M-815480A-025 | ASSY WHIP 4WIRE 10AWG L15-30 25FT | https://www.se.com/us/en/product/0M-815480A-025 |  |  | 3PH POWER DISTRIBUTION | Unknown | Unknown | 5.44(kilos) 12.00(lbs) | 12.00x12.00x12.00(in) 30.48x30.48x30.48(cent) |  |  |  | 143.00 | 209.99 | 257.00
| 0M-815480A-027 | ASSY WHIP 4WIRE 10AWG L15-30 27FT | https://www.se.com/us/en/product/0M-815480A-027 |  |  | 3PH POWER DISTRIBUTION | Unknown | Unknown | 5.44(kilos) 12.00(lbs) | 12.00x12.00x12.00(in) 30.48x30.48x30.48(cent) |  |  |  | 147.00 | 219.99 | 265.00
| 0M-815480A-029 | ASSY WHIP 4WIRE 10AWG L15-30 29FT | https://www.se.com/us/en/product/0M-815480A-029 |  |  | 3PH POWER DISTRIBUTION | Unknown | Unknown | 5.44(kilos) 12.00(lbs) | 12.00x12.00x12.00(in) 30.48x30.48x30.48(cent) |  |  |  | 152.00 | 219.99 | 273.00
| 0M-815480A-031 | ASSY WHIP 4WIRE 10AWG L15-30 31FT | https://www.se.com/us/en/product/0M-815480A-031 |  |  | 3PH POWER DISTRIBUTION | Unknown | Unknown | 5.44(kilos) 12.00(lbs) | 12.00x12.00x12.00(in) 30.48x30.48x30.48(cent) |  |  |  | 158.00 | 229.99 | 284.00
| 0M-815480A-033 | ASSY WHIP 4WIRE 10AWG L15-30 33FT | https://www.se.com/us/en/product/0M-815480A-033 |  |  | 3PH POWER DISTRIBUTION | Unknown | Unknown | 5.44(kilos) 12.00(lbs) | 12.00x12.00x12.00(in) 30.48x30.48x30.48(cent) |  |  |  | 164.00 | 239.99 | 295.00
| 0M-815480A-035 | ASSY WHIP 4WIRE 10AWG L15-30 35FT | https://www.se.com/us/en/product/0M-815480A-035 |  |  | 3PH POWER DISTRIBUTION | Unknown | Unknown | 5.44(kilos) 12.00(lbs) | 12.00x12.00x12.00(in) 30.48x30.48x30.48(cent) |  |  |  | 158.00 | 229.99 | 284.00
| 0M-815480A-037 | ASSY WHIP 4WIRE 10AWG L15-30 37FT | https://www.se.com/us/en/product/0M-815480A-037 |  |  | 3PH POWER DISTRIBUTION | Unknown | Unknown | 5.44(kilos) 12.00(lbs) | 12.00x12.00x12.00(in) 30.48x30.48x30.48(cent) |  |  |  | 162.00 | 239.99 | 292.00
| 0M-815480A-039 | ASSY WHIP 4WIRE 10AWG L15-30 39FT | https://www.se.com/us/en/product/0M-815480A-039 |  |  | 3PH POWER DISTRIBUTION | Unknown | Unknown | 5.44(kilos) 12.00(lbs) | 12.00x12.00x12.00(in) 30.48x30.48x30.48(cent) |  |  |  | 167.00 | 249.99 | 300.00
| 0M-815481A-029 | ASSY WHIP 5WIRE 12AWG L21-20 29FT | https://www.se.com/us/en/product/0M-815481A-029 |  |  | 3PH POWER DISTRIBUTION | Unknown | Unknown | 5.44(kilos) 12.00(lbs) | 12.00x12.00x12.00(in) 30.48x30.48x30.48(cent) |  |  |  | 165.00 | 239.99 | 297.00
| 0M-815481A-033 | ASSY WHIP 5WIRE 12AWG L21-20 33FT | https://www.se.com/us/en/product/0M-815481A-033 |  |  | 3PH POWER DISTRIBUTION | Unknown | Unknown | 5.44(kilos) 12.00(lbs) | 12.00x12.00x12.00(in) 30.48x30.48x30.48(cent) |  |  |  | 175.00 | 259.99 | 314.00
| 0M-815481A-035 | ASSY WHIP 5WIRE 12AWG L21-20 35FT | https://www.se.com/us/en/product/0M-815481A-035 |  |  | 3PH POWER DISTRIBUTION | Unknown | Unknown | 5.44(kilos) 12.00(lbs) | 12.00x12.00x12.00(in) 30.48x30.48x30.48(cent) |  |  |  | 221.00 | 329.99 | 398.00
| 0M-815481A-037 | ASSY WHIP 5WIRE 12AWG L21-20 37FT | https://www.se.com/us/en/product/0M-815481A-037 |  |  | 3PH POWER DISTRIBUTION | Unknown | Unknown | 5.44(kilos) 12.00(lbs) | 12.00x12.00x12.00(in) 30.48x30.48x30.48(cent) |  |  |  | 184.00 | 269.99 | 330.00
| 0M-815481A-041 | ASSY WHIP 5WIRE 12AWG L21-20 41FT | https://www.se.com/us/en/product/0M-815481A-041 |  |  | 3PH POWER DISTRIBUTION | Unknown | Unknown | 5.44(kilos) 12.00(lbs) | 12.00x12.00x12.00(in) 30.48x30.48x30.48(cent) |  |  |  | 193.00 | 279.99 | 346.00
| 0M-815481A-043 | ASSY WHIP 5WIRE 12AWG L21-20 43FT | https://www.se.com/us/en/product/0M-815481A-043 |  |  | 3PH POWER DISTRIBUTION | Unknown | Unknown | 5.44(kilos) 12.00(lbs) | 12.00x12.00x12.00(in) 30.48x30.48x30.48(cent) |  |  |  | 197.00 | 289.99 | 355.00
| 0M-815481A-047 | ASSY WHIP 5WIRE 12AWG L21-20 47FT | https://www.se.com/us/en/product/0M-815481A-047 |  |  | 3PH POWER DISTRIBUTION | Unknown | Unknown | 5.44(kilos) 12.00(lbs) | 12.00x12.00x12.00(in) 30.48x30.48x30.48(cent) |  |  |  | 206.00 | 299.99 | 371.00
| 0M-815481A-053 | ASSY WHIP 5WIRE 12AWG L21-20 53FT | https://www.se.com/us/en/product/0M-815481A-053 |  |  | 3PH POWER DISTRIBUTION | Unknown | Unknown | 5.44(kilos) 12.00(lbs) | 12.00x12.00x12.00(in) 30.48x30.48x30.48(cent) |  |  |  | 221.00 | 329.99 | 398.00
| 0M-815482-057 | ASSY WHIP 5WIRE 10AWG L21-30 57FT | https://www.se.com/us/en/product/0M-815482-057 |  |  | 3PH POWER DISTRIBUTION | Unknown | Unknown | 2.72(kilos) 6.00(lbs) | 684.00x2.00x2.00(in) 1737.36x5.08x5.08(cent) |  |  |  | 529.00 | 769.00 | 951.00
| 0M-815482-059 | ASSY WHIP 5WIRE 10AWG L21-30 59FT | https://www.se.com/us/en/product/0M-815482-059 |  |  | 3PH POWER DISTRIBUTION | Unknown | Unknown | 2.72(kilos) 6.00(lbs) | 708.00x2.00x2.00(in) 1798.32x5.08x5.08(cent) |  |  |  | 448.00 | 659.00 | 806.00
| 0M-815482-061 | ASSY WHIP 5WIRE 10AWG L21-30 61FT | https://www.se.com/us/en/product/0M-815482-061 |  |  | 3PH POWER DISTRIBUTION | Unknown | Unknown | 2.72(kilos) 6.00(lbs) | 732.00x2.00x2.00(in) 1859.28x5.08x5.08(cent) |  |  |  | 459.00 | 669.00 | 827.00
| 0M-815484A-005 | ASSY WHIP 3WIRE 12AWG L5-20 5FT | https://www.se.com/us/en/product/0M-815484A-005 |  |  | 3PH POWER DISTRIBUTION | Unknown | Unknown | 5.44(kilos) 12.00(lbs) | 12.00x12.00x12.00(in) 30.48x30.48x30.48(cent) |  |  |  | 138.00 | 199.99 | 248.00
| 0M-815484A-007 | ASSY WHIP 3WIRE 12AWG L5-20 7FT | https://www.se.com/us/en/product/0M-815484A-007 |  |  | 3PH POWER DISTRIBUTION | Unknown | Unknown | 5.44(kilos) 12.00(lbs) | 12.00x12.00x12.00(in) 30.48x30.48x30.48(cent) |  |  |  | 141.00 | 209.99 | 254.00
| 0M-815484A-013 | ASSY WHIP 3WIRE 12AWG L5-20 13FT | https://www.se.com/us/en/product/0M-815484A-013 |  |  | 3PH POWER DISTRIBUTION | Unknown | Unknown | 5.44(kilos) 12.00(lbs) | 12.00x12.00x12.00(in) 30.48x30.48x30.48(cent) |  |  |  | 153.00 | 229.99 | 274.00
| 0M-815484A-019 | ASSY WHIP 3WIRE 12AWG L5-20 19FT | https://www.se.com/us/en/product/0M-815484A-019 |  |  | 3PH POWER DISTRIBUTION | Unknown | Unknown | 5.44(kilos) 12.00(lbs) | 12.00x12.00x12.00(in) 30.48x30.48x30.48(cent) |  |  |  | 165.00 | 239.99 | 297.00
| 0M-815484A-023 | ASSY WHIP 3WIRE 12AWG L5-20 23FT | https://www.se.com/us/en/product/0M-815484A-023 |  |  | 3PH POWER DISTRIBUTION | Unknown | Unknown | 5.44(kilos) 12.00(lbs) | 12.00x12.00x12.00(in) 30.48x30.48x30.48(cent) |  |  |  | 173.00 | 259.99 | 311.00
| 0M-815484A-027 | ASSY WHIP 3WIRE 12AWG L5-20 27FT | https://www.se.com/us/en/product/0M-815484A-027 |  |  | 3PH POWER DISTRIBUTION | Unknown | Unknown | 5.44(kilos) 12.00(lbs) | 12.00x12.00x12.00(in) 30.48x30.48x30.48(cent) |  |  |  | 179.00 | 259.99 | 322.00
| 0M-815484A-029 | ASSY WHIP 3WIRE 12AWG L5-20 29FT | https://www.se.com/us/en/product/0M-815484A-029 |  |  | 3PH POWER DISTRIBUTION | Unknown | Unknown | 5.44(kilos) 12.00(lbs) | 12.00x12.00x12.00(in) 30.48x30.48x30.48(cent) |  |  |  | 184.00 | 269.99 | 330.00
| 0M-815484A-031 | ASSY WHIP 3WIRE 12AWG L5-20 31FT | https://www.se.com/us/en/product/0M-815484A-031 |  |  | 3PH POWER DISTRIBUTION | Unknown | Unknown | 5.44(kilos) 12.00(lbs) | 12.00x12.00x12.00(in) 30.48x30.48x30.48(cent) |  |  |  | 187.00 | 269.99 | 335.00
| 0M-815484A-033 | ASSY WHIP 3WIRE 12AWG L5-20 33FT | https://www.se.com/us/en/product/0M-815484A-033 |  |  | 3PH POWER DISTRIBUTION | Unknown | Unknown | 5.44(kilos) 12.00(lbs) | 12.00x12.00x12.00(in) 30.48x30.48x30.48(cent) |  |  |  | 190.00 | 279.99 | 341.00
| 0M-815484A-035 | ASSY WHIP 3WIRE 12AWG L5-20 35FT | https://www.se.com/us/en/product/0M-815484A-035 |  |  | 3PH POWER DISTRIBUTION | Unknown | Unknown | 5.44(kilos) 12.00(lbs) | 12.00x12.00x12.00(in) 30.48x30.48x30.48(cent) |  |  |  | 194.00 | 289.99 | 349.00
| 0M-815484A-037 | ASSY WHIP 3WIRE 12AWG L5-20 37FT | https://www.se.com/us/en/product/0M-815484A-037 |  |  | 3PH POWER DISTRIBUTION | Unknown | Unknown | 5.44(kilos) 12.00(lbs) | 12.00x12.00x12.00(in) 30.48x30.48x30.48(cent) |  |  |  | 197.00 | 289.99 | 355.00
| 0M-815484A-039 | ASSY WHIP 3WIRE 12AWG L5-20 39FT | https://www.se.com/us/en/product/0M-815484A-039 |  |  | 3PH POWER DISTRIBUTION | Unknown | Unknown | 5.44(kilos) 12.00(lbs) | 12.00x12.00x12.00(in) 30.48x30.48x30.48(cent) |  |  |  | 200.00 | 289.99 | 360.00
| 0M-815484A-041 | ASSY WHIP 3WIRE 12AWG L5-20 41FT | https://www.se.com/us/en/product/0M-815484A-041 |  |  | 3PH POWER DISTRIBUTION | Unknown | Unknown | 5.44(kilos) 12.00(lbs) | 12.00x12.00x12.00(in) 30.48x30.48x30.48(cent) |  |  |  | 203.00 | 299.99 | 365.00
| 0M-815484A-043 | ASSY WHIP 3WIRE 12AWG L5-20 43FT | https://www.se.com/us/en/product/0M-815484A-043 |  |  | 3PH POWER DISTRIBUTION | Unknown | Unknown | 5.44(kilos) 12.00(lbs) | 12.00x12.00x12.00(in) 30.48x30.48x30.48(cent) |  |  |  | 208.00 | 309.99 | 374.00
| 0M-815484A-045 | ASSY WHIP 3WIRE 12AWG L5-20 45FT | https://www.se.com/us/en/product/0M-815484A-045 |  |  | 3PH POWER DISTRIBUTION | Unknown | Unknown | 5.44(kilos) 12.00(lbs) | 12.00x12.00x12.00(in) 30.48x30.48x30.48(cent) |  |  |  | 211.00 | 309.99 | 379.00
| 0M-815484A-047 | ASSY WHIP 3WIRE 12AWG L5-20 47FT | https://www.se.com/us/en/product/0M-815484A-047 |  |  | 3PH POWER DISTRIBUTION | Unknown | Unknown | 5.44(kilos) 12.00(lbs) | 12.00x12.00x12.00(in) 30.48x30.48x30.48(cent) |  |  |  | 215.00 | 319.99 | 387.00
| 0M-815484A-049 | ASSY WHIP 3WIRE 12AWG L5-20 49FT | https://www.se.com/us/en/product/0M-815484A-049 |  |  | 3PH POWER DISTRIBUTION | Unknown | Unknown | 5.44(kilos) 12.00(lbs) | 12.00x12.00x12.00(in) 30.48x30.48x30.48(cent) |  |  |  | 220.00 | 319.99 | 395.00
| 0M-815484A-051 | ASSY WHIP 3WIRE 12AWG L5-20 51FT | https://www.se.com/us/en/product/0M-815484A-051 |  |  | 3PH POWER DISTRIBUTION | Unknown | Unknown | 5.44(kilos) 12.00(lbs) | 12.00x12.00x12.00(in) 30.48x30.48x30.48(cent) |  |  |  | 184.00 | 269.99 | 331.00
| 0M-815485A-005 | ASSY WHIP 3WIRE 10AWG L5-30 5FT | https://www.se.com/us/en/product/0M-815485A-005 |  |  | 3PH POWER DISTRIBUTION | Unknown | Unknown | 5.44(kilos) 12.00(lbs) | 12.00x12.00x12.00(in) 30.48x30.48x30.48(cent) |  |  |  | 143.00 | 209.99 | 257.00
| 0M-815485A-007 | ASSY WHIP 3WIRE 10AWG L5-30 7FT. | https://www.se.com/us/en/product/0M-815485A-007 |  |  | 3PH POWER DISTRIBUTION | Unknown | Unknown | 5.44(kilos) 12.00(lbs) | 12.00x12.00x12.00(in) 30.48x30.48x30.48(cent) |  |  |  | 146.00 | 219.99 | 262.00
| 0M-815485A-009 | ASSY WHIP 3WIRE 10AWG L5-30 9FT | https://www.se.com/us/en/product/0M-815485A-009 |  |  | 3PH POWER DISTRIBUTION | Unknown | Unknown | 5.44(kilos) 12.00(lbs) | 12.00x12.00x12.00(in) 30.48x30.48x30.48(cent) |  |  |  | 150.00 | 219.99 | 270.00
| 0M-815485A-011 | ASSY WHIP 3WIRE 10AWG L5-30 11FT | https://www.se.com/us/en/product/0M-815485A-011 |  |  | 3PH POWER DISTRIBUTION | Unknown | Unknown | 5.44(kilos) 12.00(lbs) | 12.00x12.00x12.00(in) 30.48x30.48x30.48(cent) |  |  |  | 153.00 | 229.99 | 276.00
| 0M-815485A-013 | ASSY WHIP 3WIRE 10AWG L5-30 13FT | https://www.se.com/us/en/product/0M-815485A-013 |  |  | 3PH POWER DISTRIBUTION | Unknown | Unknown | 5.44(kilos) 12.00(lbs) | 12.00x12.00x12.00(in) 30.48x30.48x30.48(cent) |  |  |  | 158.00 | 229.99 | 284.00
| 0M-815485A-015 | ASSY WHIP 3WIRE 10AWG L5-30 15FT | https://www.se.com/us/en/product/0M-815485A-015 |  |  | 3PH POWER DISTRIBUTION | Unknown | Unknown | 5.44(kilos) 12.00(lbs) | 12.00x12.00x12.00(in) 30.48x30.48x30.48(cent) |  |  |  | 164.00 | 239.99 | 295.00
| 0M-815485A-017 | ASSY WHIP 3WIRE 10AWG L5-30 17FT | https://www.se.com/us/en/product/0M-815485A-017 |  |  | 3PH POWER DISTRIBUTION | Unknown | Unknown | 5.44(kilos) 12.00(lbs) | 12.00x12.00x12.00(in) 30.48x30.48x30.48(cent) |  |  |  | 167.00 | 249.99 | 300.00
| 0M-815485A-019 | ASSY WHIP 3WIRE 10AWG L5-30 19FT | https://www.se.com/us/en/product/0M-815485A-019 |  |  | 3PH POWER DISTRIBUTION | Unknown | Unknown | 5.44(kilos) 12.00(lbs) | 12.00x12.00x12.00(in) 30.48x30.48x30.48(cent) |  |  |  | 170.00 | 249.99 | 306.00
| 0M-815485A-021 | ASSY WHIP 3WIRE 10AWG L5-30 21FT | https://www.se.com/us/en/product/0M-815485A-021 |  |  | 3PH POWER DISTRIBUTION | Unknown | Unknown | 5.44(kilos) 12.00(lbs) | 12.00x12.00x12.00(in) 30.48x30.48x30.48(cent) |  |  |  | 173.00 | 259.99 | 311.00
| 0M-815485A-023 | ASSY WHIP 3WIRE 10AWG L5-30 23FT | https://www.se.com/us/en/product/0M-815485A-023 |  |  | 3PH POWER DISTRIBUTION | Unknown | Unknown | 5.44(kilos) 12.00(lbs) | 12.00x12.00x12.00(in) 30.48x30.48x30.48(cent) |  |  |  | 178.00 | 259.99 | 319.00
| 0M-815485A-025 | ASSY WHIP 3WIRE 10AWG L5-30 25FT | https://www.se.com/us/en/product/0M-815485A-025 |  |  | 3PH POWER DISTRIBUTION | Unknown | Unknown | 5.44(kilos) 12.00(lbs) | 12.00x12.00x12.00(in) 30.48x30.48x30.48(cent) |  |  |  | 181.00 | 269.99 | 325.00
| 0M-815485A-027 | ASSY WHIP 3WIRE 10AWG L5-30 27FT | https://www.se.com/us/en/product/0M-815485A-027 |  |  | 3PH POWER DISTRIBUTION | Unknown | Unknown | 5.44(kilos) 12.00(lbs) | 12.00x12.00x12.00(in) 30.48x30.48x30.48(cent) |  |  |  | 184.00 | 269.99 | 330.00
| 0M-815485A-029 | ASSY WHIP 3WIRE 10AWG L5-30 29FT | https://www.se.com/us/en/product/0M-815485A-029 |  |  | 3PH POWER DISTRIBUTION | Unknown | Unknown | 5.44(kilos) 12.00(lbs) | 12.00x12.00x12.00(in) 30.48x30.48x30.48(cent) |  |  |  | 188.00 | 279.99 | 338.00
| 0M-815485A-031 | ASSY WHIP 3WIRE 10AWG L5-30 31FT | https://www.se.com/us/en/product/0M-815485A-031 |  |  | 3PH POWER DISTRIBUTION | Unknown | Unknown | 5.44(kilos) 12.00(lbs) | 12.00x12.00x12.00(in) 30.48x30.48x30.48(cent) |  |  |  | 191.00 | 279.99 | 344.00
| 0M-815485A-033 | ASSY WHIP 3WIRE 10AWG L5-30 33FT | https://www.se.com/us/en/product/0M-815485A-033 |  |  | 3PH POWER DISTRIBUTION | Unknown | Unknown | 5.44(kilos) 12.00(lbs) | 12.00x12.00x12.00(in) 30.48x30.48x30.48(cent) |  |  |  | 161.00 | 239.99 | 289.00
| 0M-815485A-035 | ASSY WHIP 3WIRE 10AWG L5-30 35FT | https://www.se.com/us/en/product/0M-815485A-035 |  |  | 3PH POWER DISTRIBUTION | Unknown | Unknown | 5.44(kilos) 12.00(lbs) | 12.00x12.00x12.00(in) 30.48x30.48x30.48(cent) |  |  |  | 199.00 | 289.99 | 357.00
| 0M-815485A-037 | ASSY WHIP 3WIRE 10AWG L5-30 37FT | https://www.se.com/us/en/product/0M-815485A-037 |  |  | 3PH POWER DISTRIBUTION | Unknown | Unknown | 5.44(kilos) 12.00(lbs) | 12.00x12.00x12.00(in) 30.48x30.48x30.48(cent) |  |  |  | 202.00 | 299.99 | 363.00
| 0M-815485A-039 | ASSY WHIP 3WIRE 10AWG L5-30 39FT | https://www.se.com/us/en/product/0M-815485A-039 |  |  | 3PH POWER DISTRIBUTION | Unknown | Unknown | 5.44(kilos) 12.00(lbs) | 12.00x12.00x12.00(in) 30.48x30.48x30.48(cent) |  |  |  | 169.00 | 249.99 | 304.00
| 0M-815485A-041 | ASSY WHIP 3WIRE 10AWG L5-30 41FT | https://www.se.com/us/en/product/0M-815485A-041 |  |  | 3PH POWER DISTRIBUTION | Unknown | Unknown | 5.44(kilos) 12.00(lbs) | 12.00x12.00x12.00(in) 30.48x30.48x30.48(cent) |  |  |  | 172.00 | 249.99 | 309.00
| 0M-815485A-045 | ASSY WHIP 3WIRE 10AWG L5-30 45FT | https://www.se.com/us/en/product/0M-815485A-045 |  |  | 3PH POWER DISTRIBUTION | Unknown | Unknown | 5.44(kilos) 12.00(lbs) | 12.00x12.00x12.00(in) 30.48x30.48x30.48(cent) |  |  |  | 179.00 | 259.99 | 322.00
| 0M-815485A-047 | ASSY WHIP 3WIRE 10AWG L5-30 47FT | https://www.se.com/us/en/product/0M-815485A-047 |  |  | 3PH POWER DISTRIBUTION | Unknown | Unknown | 55.34(kilos) 122.02(lbs) | 12.00x12.00x12.00(in) 30.48x30.48x30.48(cent) |  |  |  | 182.00 | 269.99 | 327.00
| 0M-815486A-005 | ASSY WHIP 3WIRE 12AWG L6-15 5FT | https://www.se.com/us/en/product/0M-815486A-005 |  |  | SPARES 3PH | Unknown | Unknown | [5 empty] | 128.00 | 189.99 | 229.00
| 0M-815486A-049 | ASSY WHIP 3WIRE 12AWG L6-15 49FT | https://www.se.com/us/en/product/0M-815486A-049 |  |  | 3PH POWER DISTRIBUTION | Unknown | Unknown | 5.44(kilos) 12.00(lbs) | 12.00x12.00x12.00(in) 30.48x30.48x30.48(cent) |  |  |  | 203.00 | 299.99 | 365.00
| 0M-815487A-005 | ASSY WHIP 3WIRE 12AWG L6-20 5FT | https://www.se.com/us/en/product/0M-815487A-005 |  |  | 3PH POWER DISTRIBUTION | Unknown | Unknown | 5.44(kilos) 12.00(lbs) | 12.00x12.00x12.00(in) 30.48x30.48x30.48(cent) |  |  |  | 116.00 | 169.99 | 208.00
| 0M-815487A-007 | ASSY WHIP 3WIRE 12AWG L6-20 7FT | https://www.se.com/us/en/product/0M-815487A-007 |  |  | 3PH POWER DISTRIBUTION | Unknown | Unknown | 5.44(kilos) 12.00(lbs) | 12.00x12.00x12.00(in) 30.48x30.48x30.48(cent) |  |  |  | 143.00 | 209.99 | 257.00
| 0M-815487A-009 | ASSY WHIP 3WIRE 12AWG L6-20 9FT | https://www.se.com/us/en/product/0M-815487A-009 |  |  | 3PH POWER DISTRIBUTION | Unknown | Unknown | 5.44(kilos) 12.00(lbs) | 12.00x12.00x12.00(in) 30.48x30.48x30.48(cent) |  |  |  | 146.00 | 219.99 | 262.00
| 0M-815487A-011 | ASSY WHIP 3WIRE 12AWG L6-20 11FT | https://www.se.com/us/en/product/0M-815487A-011 |  |  | 3PH POWER DISTRIBUTION | Unknown | Unknown | 5.44(kilos) 12.00(lbs) | 12.00x12.00x12.00(in) 30.48x30.48x30.48(cent) |  |  |  | 150.00 | 219.99 | 270.00
| 0M-815487A-013 | ASSY WHIP 3WIRE 12AWG L6-20 13FT | https://www.se.com/us/en/product/0M-815487A-013 |  |  | 3PH POWER DISTRIBUTION | Unknown | Unknown | 5.44(kilos) 12.00(lbs) | 12.00x12.00x12.00(in) 30.48x30.48x30.48(cent) |  |  |  | 153.00 | 229.99 | 276.00
| 0M-815487A-015 | ASSY WHIP 3WIRE 12AWG L6-20 15FT | https://www.se.com/us/en/product/0M-815487A-015 |  |  | 3PH POWER DISTRIBUTION | Unknown | Unknown | 5.44(kilos) 12.00(lbs) | 12.00x12.00x12.00(in) 30.48x30.48x30.48(cent) |  |  |  | 158.00 | 229.99 | 284.00
| 0M-815487A-017 | ASSY WHIP 3WIRE 12AWG L6-20 17FT | https://www.se.com/us/en/product/0M-815487A-017 |  |  | 3PH POWER DISTRIBUTION | Unknown | Unknown | 5.44(kilos) 12.00(lbs) | 12.00x12.00x12.00(in) 30.48x30.48x30.48(cent) |  |  |  | 161.00 | 239.99 | 289.00
| 0M-815487A-019 | ASSY WHIP 3WIRE 12AWG L6-20 19FT | https://www.se.com/us/en/product/0M-815487A-019 |  |  | 3PH POWER DISTRIBUTION | Unknown | Unknown | 5.44(kilos) 12.00(lbs) | 12.00x12.00x12.00(in) 30.48x30.48x30.48(cent) |  |  |  | 167.00 | 249.99 | 300.00
| 0M-815487A-021 | ASSY WHIP 3WIRE 12AWG L6-20 21FT | https://www.se.com/us/en/product/0M-815487A-021 |  |  | 3PH POWER DISTRIBUTION | Unknown | Unknown | 5.44(kilos) 12.00(lbs) | 12.00x12.00x12.00(in) 30.48x30.48x30.48(cent) |  |  |  | 170.00 | 249.99 | 306.00
| 0M-815487A-023 | ASSY WHIP 3WIRE 12AWG L6-20 23FT | https://www.se.com/us/en/product/0M-815487A-023 |  |  | 3PH POWER DISTRIBUTION | Unknown | Unknown | 5.44(kilos) 12.00(lbs) | 12.00x12.00x12.00(in) 30.48x30.48x30.48(cent) |  |  |  | 173.00 | 259.99 | 311.00
| 0M-815487A-025 | ASSY WHIP 3WIRE 12AWG L6-20 25FT | https://www.se.com/us/en/product/0M-815487A-025 |  |  | 3PH POWER DISTRIBUTION | Unknown | Unknown | 5.44(kilos) 12.00(lbs) | 12.00x12.00x12.00(in) 30.48x30.48x30.48(cent) |  |  |  | 178.00 | 259.99 | 319.00
| 0M-815487A-027 | ASSY WHIP 3WIRE 12AWG L6-20 27FT | https://www.se.com/us/en/product/0M-815487A-027 |  |  | 3PH POWER DISTRIBUTION | Unknown | Unknown | 5.44(kilos) 12.00(lbs) | 12.00x12.00x12.00(in) 30.48x30.48x30.48(cent) |  |  |  | 181.00 | 269.99 | 325.00
| 0M-815487A-029 | ASSY WHIP 3WIRE 12AWG L6-20 29FT | https://www.se.com/us/en/product/0M-815487A-029 |  |  | 3PH POWER DISTRIBUTION | Unknown | Unknown | 5.44(kilos) 12.00(lbs) | 12.00x12.00x12.00(in) 30.48x30.48x30.48(cent) |  |  |  | 184.00 | 269.99 | 330.00
| 0M-815487A-031 | ASSY WHIP 3WIRE 12AWG L6-20 31FT | https://www.se.com/us/en/product/0M-815487A-031 |  |  | 3PH POWER DISTRIBUTION | Unknown | Unknown | 5.44(kilos) 12.00(lbs) | 12.00x12.00x12.00(in) 30.48x30.48x30.48(cent) |  |  |  | 188.00 | 279.99 | 338.00
| 0M-815487A-035 | ASSY WHIP 3WIRE 12AWG L6-20 35FT | https://www.se.com/us/en/product/0M-815487A-035 |  |  | 3PH POWER DISTRIBUTION | Unknown | Unknown | 5.44(kilos) 12.00(lbs) | 12.00x12.00x12.00(in) 30.48x30.48x30.48(cent) |  |  |  | 161.00 | 239.99 | 289.00
| 0M-815487A-037 | ASSY WHIP 3WIRE 12AWG L6-20 37FT | https://www.se.com/us/en/product/0M-815487A-037 |  |  | 3PH POWER DISTRIBUTION | Unknown | Unknown | 5.44(kilos) 12.00(lbs) | 12.00x12.00x12.00(in) 30.48x30.48x30.48(cent) |  |  |  | 197.00 | 289.99 | 355.00
| 0M-815487A-039 | ASSY WHIP 3WIRE 12AWG L6-20 39FT | https://www.se.com/us/en/product/0M-815487A-039 |  |  | 3PH POWER DISTRIBUTION | Unknown | Unknown | 5.44(kilos) 12.00(lbs) | 12.00x12.00x12.00(in) 30.48x30.48x30.48(cent) |  |  |  | 202.00 | 299.99 | 363.00
| 0M-815487A-043 | ASSY WHIP 3WIRE 12AWG L6-20 43FT | https://www.se.com/us/en/product/0M-815487A-043 |  |  | 3PH POWER DISTRIBUTION | Unknown | Unknown | 5.44(kilos) 12.00(lbs) | 12.00x12.00x12.00(in) 30.48x30.48x30.48(cent) |  |  |  | 208.00 | 309.99 | 374.00
| 0M-815488A-005 | ASSY WHIP 3WIRE 10AWG L6-30 5FT | https://www.se.com/us/en/product/0M-815488A-005 |  |  | 3PH POWER DISTRIBUTION | Unknown | Unknown | 5.44(kilos) 12.00(lbs) | 12.00x12.00x12.00(in) 30.48x30.48x30.48(cent) |  |  |  | 139.00 | 209.99 | 249.00
| 0M-815488A-007 | ASSY WHIP 3WIRE 10AWG L6-30 7FT | https://www.se.com/us/en/product/0M-815488A-007 |  |  | 3PH POWER DISTRIBUTION | Unknown | Unknown | 5.44(kilos) 12.00(lbs) | 12.00x12.00x12.00(in) 30.48x30.48x30.48(cent) |  |  |  | 147.00 | 219.99 | 264.00
| 0M-815488A-009 | ASSY WHIP 3WIRE 10AWG L6-30 9FT | https://www.se.com/us/en/product/0M-815488A-009 |  |  | 3PH POWER DISTRIBUTION | Unknown | Unknown | 5.44(kilos) 12.00(lbs) | 12.00x12.00x12.00(in) 30.48x30.48x30.48(cent) |  |  |  | 155.00 | 229.99 | 278.00
| 0M-815488A-011 | ASSY WHIP 3WIRE 10AWG L6-30 11FT | https://www.se.com/us/en/product/0M-815488A-011 |  |  | 3PH POWER DISTRIBUTION | Unknown | Unknown | 5.44(kilos) 12.00(lbs) | 12.00x12.00x12.00(in) 30.48x30.48x30.48(cent) |  |  |  | 163.00 | 239.99 | 293.00
| 0M-815488A-013 | ASSY WHIP 3WIRE 10AWG L6-30 13FT | https://www.se.com/us/en/product/0M-815488A-013 |  |  | 3PH POWER DISTRIBUTION | Unknown | Unknown | 5.44(kilos) 12.00(lbs) | 12.00x12.00x12.00(in) 30.48x30.48x30.48(cent) |  |  |  | 171.00 | 249.99 | 307.00
| 0M-815488A-015 | ASSY WHIP 3WIRE 10AWG L6-30 15FT | https://www.se.com/us/en/product/0M-815488A-015 |  |  | 3PH POWER DISTRIBUTION | Unknown | Unknown | 5.44(kilos) 12.00(lbs) | 12.00x12.00x12.00(in) 30.48x30.48x30.48(cent) |  |  |  | 179.00 | 259.99 | 322.00
| 0M-815488A-017 | ASSY WHIP 3WIRE 10AWG L6-30 17FT | https://www.se.com/us/en/product/0M-815488A-017 |  |  | 3PH POWER DISTRIBUTION | Unknown | Unknown | 5.44(kilos) 12.00(lbs) | 12.00x12.00x12.00(in) 30.48x30.48x30.48(cent) |  |  |  | 187.00 | 279.99 | 336.00
| 0M-815488A-019 | ASSY WHIP 3WIRE 10AWG L6-30 19FT | https://www.se.com/us/en/product/0M-815488A-019 |  |  | 3PH POWER DISTRIBUTION | Unknown | Unknown | 5.44(kilos) 12.00(lbs) | 12.00x12.00x12.00(in) 30.48x30.48x30.48(cent) |  |  |  | 195.00 | 289.99 | 351.00
| 0M-815488A-021 | ASSY WHIP 3WIRE 10AWG L6-30 21FT | https://www.se.com/us/en/product/0M-815488A-021 |  |  | 3PH POWER DISTRIBUTION | Unknown | Unknown | 5.44(kilos) 12.00(lbs) | 12.00x12.00x12.00(in) 30.48x30.48x30.48(cent) |  |  |  | 203.00 | 299.99 | 365.00
| 0M-815488A-023 | ASSY WHIP 3WIRE 10AWG L6-30 23FT | https://www.se.com/us/en/product/0M-815488A-023 |  |  | 3PH POWER DISTRIBUTION | Unknown | Unknown | 5.44(kilos) 12.00(lbs) | 12.00x12.00x12.00(in) 30.48x30.48x30.48(cent) |  |  |  | 211.00 | 309.99 | 380.00
| 0M-815488A-025 | ASSY WHIP 3WIRE 10AWG L6-30 25FT | https://www.se.com/us/en/product/0M-815488A-025 |  |  | 3PH POWER DISTRIBUTION | Unknown | Unknown | 5.44(kilos) 12.00(lbs) | 12.00x12.00x12.00(in) 30.48x30.48x30.48(cent) |  |  |  | 160.00 | 239.99 | 288.00
| 0M-815488A-027 | ASSY WHIP 3WIRE 10AWG L6-30 27FT | https://www.se.com/us/en/product/0M-815488A-027 |  |  | 3PH POWER DISTRIBUTION | Unknown | Unknown | 5.44(kilos) 12.00(lbs) | 12.00x12.00x12.00(in) 30.48x30.48x30.48(cent) |  |  |  | 193.00 | 279.99 | 347.00
| 0M-815488A-029 | ASSY WHIP 3WIRE 10AWG L6-30 29FT | https://www.se.com/us/en/product/0M-815488A-029 |  |  | 3PH POWER DISTRIBUTION | Unknown | Unknown | 5.44(kilos) 12.00(lbs) | 12.00x12.00x12.00(in) 30.48x30.48x30.48(cent) |  |  |  | 230.00 | 339.99 | 414.00
| 0M-815488A-031 | ASSY WHIP 3WIRE 10AWG L6-30 31FT | https://www.se.com/us/en/product/0M-815488A-031 |  |  | 3PH POWER DISTRIBUTION | Unknown | Unknown | 5.44(kilos) 12.00(lbs) | 12.00x12.00x12.00(in) 30.48x30.48x30.48(cent) |  |  |  | 177.00 | 259.99 | 318.00
| 0M-815488A-033 | ASSY WHIP 3WIRE 10AWG L6-30 33FT | https://www.se.com/us/en/product/0M-815488A-033 |  |  | 3PH POWER DISTRIBUTION | Unknown | Unknown | 5.44(kilos) 12.00(lbs) | 12.00x12.00x12.00(in) 30.48x30.48x30.48(cent) |  |  |  | 182.00 | 269.99 | 328.00
| 0M-815488A-035 | ASSY WHIP 3WIRE 10AWG L6-30 35FT | https://www.se.com/us/en/product/0M-815488A-035 |  |  | 3PH POWER DISTRIBUTION | Unknown | Unknown | 5.44(kilos) 12.00(lbs) | 12.00x12.00x12.00(in) 30.48x30.48x30.48(cent) |  |  |  | 188.00 | 279.99 | 338.00
| 0M-815488A-037 | ASSY WHIP 3WIRE 10AWG L6-30 37FT | https://www.se.com/us/en/product/0M-815488A-037 |  |  | 3PH POWER DISTRIBUTION | Unknown | Unknown | 5.44(kilos) 12.00(lbs) | 12.00x12.00x12.00(in) 30.48x30.48x30.48(cent) |  |  |  | 193.00 | 279.99 | 347.00
| 0M-815488A-039 | ASSY WHIP 3WIRE 10AWG L6-30 39FT | https://www.se.com/us/en/product/0M-815488A-039 |  |  | 3PH POWER DISTRIBUTION | Unknown | Unknown | 5.44(kilos) 12.00(lbs) | 12.00x12.00x12.00(in) 30.48x30.48x30.48(cent) |  |  |  | 199.00 | 289.99 | 357.00
| 0M-815488A-041 | ASSY WHIP 3WIRE 10AWG L6-30 41FT | https://www.se.com/us/en/product/0M-815488A-041 |  |  | 3PH POWER DISTRIBUTION | Unknown | Unknown | 5.44(kilos) 12.00(lbs) | 12.00x12.00x12.00(in) 30.48x30.48x30.48(cent) |  |  |  | 241.00 | 349.99 | 433.00
| 0M-815488A-043 | ASSY WHIP 3WIRE 10AWG L6-30 43FT | https://www.se.com/us/en/product/0M-815488A-043 |  |  | 3PH POWER DISTRIBUTION | Unknown | Unknown | 5.44(kilos) 12.00(lbs) | 12.00x12.00x12.00(in) 30.48x30.48x30.48(cent) |  |  |  | 173.00 | 259.99 | 311.00
| 0M-815488A-045 | ASSY WHIP 3WIRE 10AWG L6-30 45FT | https://www.se.com/us/en/product/0M-815488A-045 |  |  | 3PH POWER DISTRIBUTION | Unknown | Unknown | 5.44(kilos) 12.00(lbs) | 12.00x12.00x12.00(in) 30.48x30.48x30.48(cent) |  |  |  | 176.00 | 259.99 | 316.00
| 0M-815488A-047 | ASSY WHIP 3WIRE 10AWG L6-30 47FT | https://www.se.com/us/en/product/0M-815488A-047 |  |  | 3PH POWER DISTRIBUTION | Unknown | Unknown | 5.44(kilos) 12.00(lbs) | 12.00x12.00x12.00(in) 30.48x30.48x30.48(cent) |  |  |  | 179.00 | 259.99 | 322.00
| 0M-815488A-049 | ASSY WHIP 3WIRE 10AWG L6-30 49FT | https://www.se.com/us/en/product/0M-815488A-049 |  |  | 3PH POWER DISTRIBUTION | Unknown | Unknown | 5.44(kilos) 12.00(lbs) | 12.00x12.00x12.00(in) 30.48x30.48x30.48(cent) |  |  |  | 184.00 | 269.99 | 330.00
| 0M-815488A-051 | ASSY WHIP 3WIRE 10AWG L6-30 51FT | https://www.se.com/us/en/product/0M-815488A-051 |  |  | 3PH POWER DISTRIBUTION | Unknown | Unknown | 5.44(kilos) 12.00(lbs) | 12.00x12.00x12.00(in) 30.48x30.48x30.48(cent) |  |  |  | 187.00 | 269.99 | 335.00
| 0M-815488A-053 | ASSY WHIP 3WIRE 10AWG L6-30 53FT | https://www.se.com/us/en/product/0M-815488A-053 |  |  | 3PH POWER DISTRIBUTION | Unknown | Unknown | 5.44(kilos) 12.00(lbs) | 12.00x12.00x12.00(in) 30.48x30.48x30.48(cent) |  |  |  | 190.00 | 279.99 | 341.00
| 0M-815488A-055 | ASSY WHIP 3WIRE 10AWG L6-30 55FT | https://www.se.com/us/en/product/0M-815488A-055 |  |  | 3PH POWER DISTRIBUTION | Unknown | Unknown | 5.44(kilos) 12.00(lbs) | 12.00x12.00x12.00(in) 30.48x30.48x30.48(cent) |  |  |  | 184.00 | 269.99 | 330.00
| 0M-815488A-057 | ASSY WHIP 3WIRE 10AWG L6-30 57FT | https://www.se.com/us/en/product/0M-815488A-057 |  |  | 3PH POWER DISTRIBUTION | Unknown | Unknown | 5.44(kilos) 12.00(lbs) | 12.00x12.00x12.00(in) 30.48x30.48x30.48(cent) |  |  |  | 197.00 | 289.99 | 355.00
| 0M-815488A-059 | ASSY WHIP 3WIRE 10AWG L6-30 59FT | https://www.se.com/us/en/product/0M-815488A-059 |  |  | 3PH POWER DISTRIBUTION | Unknown | Unknown | 5.44(kilos) 12.00(lbs) | 12.00x12.00x12.00(in) 30.48x30.48x30.48(cent) |  |  |  | 159.00 | 239.99 | 286.00
| 0M-815488A-061 | ASSY WHIP 3WIRE 10AWG L6-30 61FT | https://www.se.com/us/en/product/0M-815488A-061 |  |  | 3PH POWER DISTRIBUTION | Unknown | Unknown | 5.44(kilos) 12.00(lbs) | 12.00x12.00x12.00(in) 30.48x30.48x30.48(cent) |  |  |  | 205.00 | 299.99 | 368.00
| 0M-815489-035 | ASSY WHIP 60A IEC309 35FT | https://www.se.com/us/en/product/0M-815489-035 |  |  | 3PH POWER DISTRIBUTION | Unknown | Unknown | 2.27(kilos) 5.00(lbs) | 420.00x3.00x3.00(in) 1066.80x7.62x7.62(cent) |  |  |  | 690.00 | 1025.00 | 1245.00
| 0M-815489-037 | ASSY WHIP 60A IEC309 37FT | https://www.se.com/us/en/product/0M-815489-037 |  |  | 3PH POWER DISTRIBUTION | Unknown | Unknown | 2.72(kilos) 6.00(lbs) | 444.00x3.00x3.00(in) 1127.76x7.62x7.62(cent) |  |  |  | 710.00 | 1050.00 | 1280.00
| 0M-815489-039 | ASSY WHIP 60A IEC309 39FT | https://www.se.com/us/en/product/0M-815489-039 |  |  | 3PH POWER DISTRIBUTION | Unknown | Unknown | 2.27(kilos) 5.00(lbs) | 468.00x3.00x3.00(in) 1188.72x7.62x7.62(cent) |  |  |  | 734.00 | 1075.00 | 1325.00
| 0M-815489-041 | ASSY WHIP 60A IEC309 41FT | https://www.se.com/us/en/product/0M-815489-041 |  |  | 3PH POWER DISTRIBUTION | Unknown | Unknown | 2.72(kilos) 6.00(lbs) | 492.00x3.00x3.00(in) 1249.68x7.62x7.62(cent) |  |  |  | 755.00 | 1100.00 | 1360.00
| 0M-815489-043 | ASSY WHIP 60A IEC309 43FT | https://www.se.com/us/en/product/0M-815489-043 |  |  | 3PH POWER DISTRIBUTION | Unknown | Unknown | 2.72(kilos) 6.00(lbs) | 516.00x3.00x3.00(in) 1310.64x7.62x7.62(cent) |  |  |  | 775.00 | 1125.00 | 1395.00
| 0M-815489-045 | ASSY WHIP 60A IEC309 45FT | https://www.se.com/us/en/product/0M-815489-045 |  |  | 3PH POWER DISTRIBUTION | Unknown | Unknown | 3.18(kilos) 7.00(lbs) | 540.00x3.00x3.00(in) 1371.60x7.62x7.62(cent) |  |  |  | 799.00 | 1175.00 | 1440.00
| 0M-815489-047 | ASSY WHIP 60A IEC309 47FT | https://www.se.com/us/en/product/0M-815489-047 |  |  | 3PH POWER DISTRIBUTION | Unknown | Unknown | 3.18(kilos) 7.00(lbs) | 564.00x3.00x3.00(in) 1432.56x7.62x7.62(cent) |  |  |  | 821.00 | 1200.00 | 1480.00
| 0M-815489-049 | ASSY WHIP 60A IEC309 49FT | https://www.se.com/us/en/product/0M-815489-049 |  |  | 3PH POWER DISTRIBUTION | Unknown | Unknown | 3.18(kilos) 7.00(lbs) | 588.00x3.00x3.00(in) 1493.52x7.62x7.62(cent) |  |  |  | 845.00 | 1225.00 | 1520.00
| 0M-815489-051 | ASSY WHIP 60A IEC309 51FT | https://www.se.com/us/en/product/0M-815489-051 |  |  | 3PH POWER DISTRIBUTION | Unknown | Unknown | 3.18(kilos) 7.00(lbs) | 612.00x3.00x3.00(in) 1554.48x7.62x7.62(cent) |  |  |  | 716.00 | 1050.00 | 1290.00
| 0M-815489-053 | ASSY WHIP 60A IEC309 53FT | https://www.se.com/us/en/product/0M-815489-053 |  |  | 3PH POWER DISTRIBUTION | Unknown | Unknown | 3.18(kilos) 7.00(lbs) | 636.00x3.00x3.00(in) 1615.44x7.62x7.62(cent) |  |  |  | 887.00 | 1300.00 | 1600.00
| 0M-815489-055 | ASSY WHIP 60A IEC309 55FT | https://www.se.com/us/en/product/0M-815489-055 |  |  | 3PH POWER DISTRIBUTION | Unknown | Unknown | 3.18(kilos) 7.00(lbs) | 660.00x3.00x3.00(in) 1676.40x7.62x7.62(cent) |  |  |  | 907.00 | 1325.00 | 1635.00
| 0M-815489-057 | ASSY WHIP 60A IEC309 57FT | https://www.se.com/us/en/product/0M-815489-057 |  |  | 3PH POWER DISTRIBUTION | Unknown | Unknown | 3.18(kilos) 7.00(lbs) | 684.00x3.00x3.00(in) 1737.36x7.62x7.62(cent) |  |  |  | 931.00 | 1350.00 | 1675.00
| 0M-815489-059 | ASSY WHIP 60A IEC309 59FT | https://www.se.com/us/en/product/0M-815489-059 |  |  | 3PH POWER DISTRIBUTION | Unknown | Unknown | 3.63(kilos) 8.00(lbs) | 708.00x3.00x3.00(in) 1798.32x7.62x7.62(cent) |  |  |  | 951.00 | 1400.00 | 1715.00
| 0M-815489-061 | ASSY WHIP 60A IEC309 61FT | https://www.se.com/us/en/product/0M-815489-061 |  |  | 3PH POWER DISTRIBUTION | Unknown | Unknown | 3.63(kilos) 8.00(lbs) | 732.00x3.00x3.00(in) 1859.28x7.62x7.62(cent) |  |  |  | 972.00 | 1425.00 | 1750.00
| 0M-816991 | FILTER (B)MERV13 TD.2222...3342 UL | https://www.se.com/us/en/product/0M-816991 |  |  | UNIFLAIR ROOM COOLING | Unknown | Unknown | 0.01(kilos) 0.02(lbs) | 0.00x0.00x0.00(in) 0.01x0.01x0.01(cent) |  |  |  | 124.00 | 179.99 | 223.00
| 0M-816999 | "LOCAL TERMNL PCO5+ MED(L)+TUL "T" DX F7" | https://www.se.com/us/en/product/0M-816999 |  |  | UNIFLAIR ROOM COOLING | Unknown | Unknown | 0.01(kilos) 0.02(lbs) | 0.00x0.00x0.00(in) 0.01x0.01x0.01(cent) |  |  |  | 538.00 | 789.00 | 968.00
| 0M-ALIC252X1P | WOODEN CASE PACKING (W) T FR.3 | https://www.se.com/us/en/product/0M-ALIC252X1P |  |  | UNIFLAIR ROOM COOLING | Unknown | Unknown | 0.01(kilos) 0.02(lbs) | 0.00x0.00x0.00(in) 0.01x0.01x0.01(cent) |  |  |  | 1360.00 | 1975.00 | 2450.00
| 0M-ALRD0576X1P | H. GAS REHT (E) TUAV F7 (U-D) R410 UL | https://www.se.com/us/en/product/0M-ALRD0576X1P |  |  | SPARES COOLING | Unknown | Unknown | [5 empty] | 1015.00 | 1475.00 | 1825.00
| 0M-ALRD0577X1P | H. GAS REHT (F) TUAV F7 (U-D+R) R410 UL | https://www.se.com/us/en/product/0M-ALRD0577X1P |  |  | SPARES COOLING | Unknown | Unknown | [5 empty] | 1015.00 | 1475.00 | 1825.00
| 0M-ALRD0578X1P | H. GAS REHT (E) TUD-E F7 (U-D) R410 UL | https://www.se.com/us/en/product/0M-ALRD0578X1P |  |  | SPARES COOLING | Unknown | Unknown | [5 empty] | 1015.00 | 1475.00 | 1825.00
| 0M-ALRD0579X1P | H. GAS REHT (F) TUD-E F7 (U-D+R) R410 UL | https://www.se.com/us/en/product/0M-ALRD0579X1P |  |  | SPARES COOLING | Unknown | Unknown | [5 empty] | 1015.00 | 1475.00 | 1825.00
| 0M-ALRD0580X1P | H. GAS REHT (E) TUTV F7 (U-D) R410 UL | https://www.se.com/us/en/product/0M-ALRD0580X1P |  |  | SPARES COOLING | Unknown | Unknown | [5 empty] | 1015.00 | 1475.00 | 1825.00
| 0M-ALRD0581X1P | H. GAS REHT (F) TUTV F7 (U-D+R) R410 UL | https://www.se.com/us/en/product/0M-ALRD0581X1P |  |  | SPARES COOLING | Unknown | Unknown | [5 empty] | 1015.00 | 1475.00 | 1825.00
| 0M-ALRD0582X1P | H. GAS REHT (E) TUWV F7 (U-D) R410 UL | https://www.se.com/us/en/product/0M-ALRD0582X1P |  |  | SPARES COOLING | Unknown | Unknown | [5 empty] | 1015.00 | 1475.00 | 1825.00
| 0M-ALRD0652X1P | H. GAS REHT (E) TDTV0511 (U-D) R410A UL | https://www.se.com/us/en/product/0M-ALRD0652X1P |  |  | SPARES COOLING | Unknown | Unknown | [5 empty] | 532.00 | 779.00 | 957.00
| 0M-ALRD0653X1P | H. GAS REHT (E) TDTV0611 (U-D) R410A UL | https://www.se.com/us/en/product/0M-ALRD0653X1P |  |  | SPARES COOLING | Unknown | Unknown | [5 empty] | 532.00 | 779.00 | 957.00
| 0M-ALRE0807X1P | ELECT HEAT (1) STD. TD.2242-2542G (UL) | https://www.se.com/us/en/product/0M-ALRE0807X1P |  |  | UNIFLAIR ROOM COOLING | Unknown | Unknown | [5 empty] | 1355.00 | 1975.00 | 2435.00
| 0M-ALRE0841X1P | ELECT HEAT SUMP(5)R410 TD/TU.2242G (UL) | https://www.se.com/us/en/product/0M-ALRE0841X1P |  |  | UNIFLAIR ROOM COOLING | Unknown | Unknown | [5 empty] | 526.00 | 769.00 | 946.00
| 0M-ALVL0494X1P | COOL&HUM(D) D TD.(V)2242-2542G (UL) | https://www.se.com/us/en/product/0M-ALVL0494X1P |  |  | UNIFLAIR ROOM COOLING | Unknown | Unknown | [5 empty] | 1930.00 | 2800.00 | 3475.00
| 0M-ALVL0505X1P | COOL&HUM(D) D TU.(V)1121G (UL) | https://www.se.com/us/en/product/0M-ALVL0505X1P |  |  | UNIFLAIR ROOM COOLING | Unknown | Unknown | [5 empty] | 7935.00 | 11600.00 | 14280.00
| 0M-APCL0702X1P | ASSY COMMON TDCV4300G 460V 60HZ UL | https://www.se.com/us/en/product/0M-APCL0702X1P |  |  | UNIFLAIR ROOM COOLING | Unknown | Unknown | 0.01(kilos) 0.02(lbs) | 0.00x0.00x0.00(in) 0.01x0.01x0.01(cent) |  |  |  | 18485.00 | 26900.00 | 33275.00
| 0M-APCL0719X1P | ASSY COMMON TDAV0511D 230V 60HZ UL | https://www.se.com/us/en/product/0M-APCL0719X1P |  |  | UNIFLAIR ROOM COOLING | Unknown | Unknown | [5 empty] | 14805.00 | 21500.00 | 26650.00
| 0M-APCL0729X1P | ASSY COMMON TDAV0511G 460V 60HZ UL | https://www.se.com/us/en/product/0M-APCL0729X1P |  |  | UNIFLAIR ROOM COOLING | Unknown | Unknown | [5 empty] | 14670.00 | 21300.00 | 26410.00
| 0M-APCL0735X1P | ASSY COMMON TDAV1822G 460V 60HZ UL | https://www.se.com/us/en/product/0M-APCL0735X1P |  |  | UNIFLAIR ROOM COOLING | Unknown | Unknown | [5 empty] | 24570.00 | 35700.00 | 44225.00
| 0M-APCL0736X1P | ASSY COMMON TDAV2242G 460V 60HZ UL | https://www.se.com/us/en/product/0M-APCL0736X1P |  |  | UNIFLAIR ROOM COOLING | Unknown | Unknown | [5 empty] | 30795.00 | 44700.00 | 55430.00
| 0M-APCL0752X1P | ASSY COMMON TUAV1121G 460V 60HZ UL | https://www.se.com/us/en/product/0M-APCL0752X1P |  |  | UNIFLAIR ROOM COOLING | Unknown | Unknown | [5 empty] | 21840.00 | 31700.00 | 39310.00
| 0M-APCL0756X1P | ASSY COMMON TUAV2242G 460V 60HZ UL | https://www.se.com/us/en/product/0M-APCL0756X1P |  |  | UNIFLAIR ROOM COOLING | Unknown | Unknown | [5 empty] | 30795.00 | 44700.00 | 55430.00
| 0M-APCL0799X1P | ASSY COMMON TDWV0511D 230V 60HZ UL | https://www.se.com/us/en/product/0M-APCL0799X1P |  |  | UNIFLAIR ROOM COOLING | Unknown | Unknown | [5 empty] | 13245.00 | 19200.00 | 23835.00
| 0M-E7TGOPT008 | GUI - GRAPHIC DISPLAY MULTI MODULE | https://www.se.com/us/en/product/0M-E7TGOPT008 |  |  | FAMILY OTHER FOR SP3PH | Unknown | Unknown | 0.01(kilos) 0.02(lbs) | 0.00x0.00x0.00(in) 0.01x0.01x0.01(cent) |  |  |  | Call for Quote | Call for Quote | Call for Quote
| 0M-E8TAWREMALMP4 | REMOTE ALARM STATUS PANEL 4 SYSTEM | https://www.se.com/us/en/product/0M-E8TAWREMALMP4 |  |  | FAMILY OTHER FOR SP3PH | Unknown | Unknown | 9.07(kilos) 20.00(lbs) | 5.00x15.00x15.00(in) 12.70x38.10x38.10(cent) |  |  |  | Call for Quote | Call for Quote | Call for Quote
| 0M-G4TH75G2 | MBC 2CB 65-80KVA 480V 125A | https://www.se.com/us/en/product/0M-G4TH75G2 |  |  | FAMILY OTHER FOR SP3PH | Unknown | Unknown | 45.36(kilos) 100.02(lbs) | 0.00x0.00x0.00(in) 0.01x0.01x0.01(cent) |  |  |  | 1815.00 | 2650.00 | 3265.00
| 0M-G5TBSH03 | MGE GALAXY 5000 BAT SHELF UPS12-490MR 48 | https://www.se.com/us/en/product/0M-G5TBSH03 |  |  | OPT MID RANGE 3PH UPS | Unknown | Unknown | 0.01(kilos) 0.02(lbs) | 0.00x0.00x0.00(in) 0.01x0.01x0.01(cent) |  |  |  | 5215.00 | 7575.00 | 9385.00
| 0M-GWTAA2 | MGE GALAXY PW EMPTY AUX CUBICLE 1015MM | https://www.se.com/us/en/product/0M-GWTAA2 |  |  | MED INDUSTRIAL 3PH UPS | Unknown | Unknown | 154.68(kilos) 341.06(lbs) | 35.43x61.02x79.92(in) 90.00x155.00x203.00(cent) |  |  |  | 1835.00 | 2675.00 | 3295.00
| 0M-GWTAT4-CAT | CAT 4 DISTRIBUTION CB 125-400A 208 VAC | https://www.se.com/us/en/product/0M-GWTAT4-CAT |  |  | SPARES 3PH | Unknown | Unknown | [5 empty] | 2030.00 | 2950.00 | 3650.00
| 0M-GWTB200B10 | 200KVA BATTERY CUBICLE 10MN 10YEARS | https://www.se.com/us/en/product/0M-GWTB200B10 |  |  | SPARES 3PH | Unknown | Unknown | [5 empty] | 20490.00 | 29800.00 | 36880.00
| 0M-GWTGOPT006 | NEUTRAL SYSTEM TNC | https://www.se.com/us/en/product/0M-GWTGOPT006 |  |  | SPARES 3PH | Unknown | Unknown | [5 empty] | Call for Quote | Call for Quote | Call for Quote
| 0M-PMMOPT002 | SQD PNLB A W/Q2H BCM | https://www.se.com/us/en/product/0M-PMMOPT002 |  |  | 3PH POWER DISTRIBUTION | Unknown | Unknown | 0.01(kilos) 0.02(lbs) | 0.00x0.00x0.00(in) 0.01x0.01x0.01(cent) |  |  |  | 2485.00 | 3600.00 | 4470.00
| 0M-PMMOPT004 | SQD 4 OUTPUT CB PNLB A 12CTS | https://www.se.com/us/en/product/0M-PMMOPT004 |  |  | 3PH POWER DISTRIBUTION | Unknown | Unknown | 0.01(kilos) 0.02(lbs) | 0.00x0.00x0.00(in) 0.01x0.01x0.01(cent) |  |  |  | 3330.00 | 4825.00 | 5990.00
| 0M-PMMOPT006 | SQD PNLB B W/Q2H BCM | https://www.se.com/us/en/product/0M-PMMOPT006 |  |  | 3PH POWER DISTRIBUTION | Unknown | Unknown | 0.01(kilos) 0.02(lbs) | 0.00x0.00x0.00(in) 0.01x0.01x0.01(cent) |  |  |  | 2640.00 | 3850.00 | 4755.00
| 0M-PMMOPT008 | SQD 4 OUTPUT CB PNLB B 12CT | https://www.se.com/us/en/product/0M-PMMOPT008 |  |  | 3PH POWER DISTRIBUTION | Unknown | Unknown | 0.01(kilos) 0.02(lbs) | 0.00x0.00x0.00(in) 0.01x0.01x0.01(cent) |  |  |  | 3210.00 | 4675.00 | 5775.00
| 0M-PMMOPT016 | METER VERIS IN/OUT | https://www.se.com/us/en/product/0M-PMMOPT016 |  |  | 3PH POWER DISTRIBUTION | Unknown | Unknown | 0.01(kilos) 0.02(lbs) | 0.00x0.00x0.00(in) 0.01x0.01x0.01(cent) |  |  |  | 3075.00 | 4475.00 | 5530.00
| 0M-PMMOPT021 | TVSS 100KA W/FUSE | https://www.se.com/us/en/product/0M-PMMOPT021 |  |  | 3PH POWER DISTRIBUTION | Unknown | Unknown | 0.01(kilos) 0.02(lbs) | 0.00x0.00x0.00(in) 0.01x0.01x0.01(cent) |  |  |  | 1070.00 | 1550.00 | 1920.00
| 0M-PMMOPT067 | SQD PNLB E W/Q2H 3CT SUBMAIN | https://www.se.com/us/en/product/0M-PMMOPT067 |  |  | 3PH POWER DISTRIBUTION | Unknown | Unknown | 0.01(kilos) 0.02(lbs) | 0.00x0.00x0.00(in) 0.01x0.01x0.01(cent) |  |  |  | 1540.00 | 2250.00 | 2765.00
| 0M-PMMOPT071 | SQD PNLB F W/Q2H 3CT SUBMAIN | https://www.se.com/us/en/product/0M-PMMOPT071 |  |  | 3PH POWER DISTRIBUTION | Unknown | Unknown | 0.01(kilos) 0.02(lbs) | 0.00x0.00x0.00(in) 0.01x0.01x0.01(cent) |  |  |  | 1545.00 | 2250.00 | 2775.00
| 0M-PMMOPT073 | SQD 4 OUTPUT CB PNLB F | https://www.se.com/us/en/product/0M-PMMOPT073 |  |  | 3PH POWER DISTRIBUTION | Unknown | Unknown | 0.01(kilos) 0.02(lbs) | 0.00x0.00x0.00(in) 0.01x0.01x0.01(cent) |  |  |  | 2670.00 | 3875.00 | 4805.00
| 0M-PMMOPT081 | SYS 84 TOP ENTRY 125-300KVA | https://www.se.com/us/en/product/0M-PMMOPT081 |  |  | 3PH POWER DISTRIBUTION | Unknown | Unknown | 0.01(kilos) 0.02(lbs) | 0.00x0.00x0.00(in) 0.01x0.01x0.01(cent) |  |  |  | 1735.00 | 2525.00 | 3120.00
| 0M-PMMOPT086 | SYS 210 FRONT / TOP 125-300KVA | https://www.se.com/us/en/product/0M-PMMOPT086 |  |  | 3PH POWER DISTRIBUTION | Unknown | Unknown | 0.01(kilos) 0.02(lbs) | 0.00x0.00x0.00(in) 0.01x0.01x0.01(cent) |  |  |  | 5870.00 | 8525.00 | 10565.00
| 0M-PMMOPT096 | SQD PNLB A W/Q2H BCM 3CT SUBM | https://www.se.com/us/en/product/0M-PMMOPT096 |  |  | 3PH POWER DISTRIBUTION | Unknown | Unknown | 0.01(kilos) 0.02(lbs) | 0.00x0.00x0.00(in) 0.01x0.01x0.01(cent) |  |  |  | 2765.00 | 4025.00 | 4975.00
| 0M-PMMOPT099 | SQD PNLB B W/Q2H BCM 3CT SUBM | https://www.se.com/us/en/product/0M-PMMOPT099 |  |  | 3PH POWER DISTRIBUTION | Unknown | Unknown | 0.01(kilos) 0.02(lbs) | 0.00x0.00x0.00(in) 0.01x0.01x0.01(cent) |  |  |  | 2750.00 | 4000.00 | 4950.00
| 0M-PMMOPT109 | SQD PNLB C W/Q2H BCM 3CT S 15" | https://www.se.com/us/en/product/0M-PMMOPT109 |  |  | 3PH POWER DISTRIBUTION | Unknown | Unknown | 0.01(kilos) 0.02(lbs) | 0.00x0.00x0.00(in) 0.01x0.01x0.01(cent) |  |  |  | 2545.00 | 3700.00 | 4575.00
| 0M-PMMOPT117 | SQD PNLB D W/SQL | https://www.se.com/us/en/product/0M-PMMOPT117 |  |  | 3PH POWER DISTRIBUTION | Unknown | Unknown | 0.01(kilos) 0.02(lbs) | 0.00x0.00x0.00(in) 0.01x0.01x0.01(cent) |  |  |  | 1090.00 | 1600.00 | 1965.00
| 0M-PMMOPT134 | METER CM4000 | https://www.se.com/us/en/product/0M-PMMOPT134 |  |  | 3PH POWER DISTRIBUTION | Unknown | Unknown | 0.01(kilos) 0.02(lbs) | 0.00x0.00x0.00(in) 0.01x0.01x0.01(cent) |  |  |  | 6750.00 | 9800.00 | 12145.00
| 0M-PMMOPT153 | METR CM4000 W/ETHRNTCARD 75KVA | https://www.se.com/us/en/product/0M-PMMOPT153 |  |  | 3PH POWER DISTRIBUTION | Unknown | Unknown | 0.01(kilos) 0.02(lbs) | 0.00x0.00x0.00(in) 0.01x0.01x0.01(cent) |  |  |  | 7980.00 | 11600.00 | 14365.00
| 0M-PMMOPT163 | METER VERIS IN/OUT 100/125 KVA | https://www.se.com/us/en/product/0M-PMMOPT163 |  |  | 3PH POWER DISTRIBUTION | Unknown | Unknown | 0.01(kilos) 0.02(lbs) | 0.00x0.00x0.00(in) 0.01x0.01x0.01(cent) |  |  |  | 3115.00 | 4525.00 | 5605.00
| 0M-PMMOPT172 | METER CM4000 150 KVA | https://www.se.com/us/en/product/0M-PMMOPT172 |  |  | 3PH POWER DISTRIBUTION | Unknown | Unknown | 0.01(kilos) 0.02(lbs) | 0.00x0.00x0.00(in) 0.01x0.01x0.01(cent) |  |  |  | 6760.00 | 9800.00 | 12160.00
| 0M-PMMOPT231 | SQD INPUT CB FCL 80A KIT | https://www.se.com/us/en/product/0M-PMMOPT231 |  |  | 3PH POWER DISTRIBUTION | Unknown | Unknown | 0.01(kilos) 0.02(lbs) | 0.00x0.00x0.00(in) 0.01x0.01x0.01(cent) |  |  |  | 571.00 | 829.00 | 1030.00
| 0M-PMMOPT234 | SQD INPUT CB KCL 110A KIT | https://www.se.com/us/en/product/0M-PMMOPT234 |  |  | 3PH POWER DISTRIBUTION | Unknown | Unknown | 0.01(kilos) 0.02(lbs) | 0.00x0.00x0.00(in) 0.01x0.01x0.01(cent) |  |  |  | 653.00 | 949.00 | 1175.00
| 0M-PMMOPT240 | SQD INPUT CB KCL 175A KIT | https://www.se.com/us/en/product/0M-PMMOPT240 |  |  | 3PH POWER DISTRIBUTION | Unknown | Unknown | 0.01(kilos) 0.02(lbs) | 0.00x0.00x0.00(in) 0.01x0.01x0.01(cent) |  |  |  | 863.00 | 1275.00 | 1555.00
| 0M-PMMOPT257 | XFMR ALUMINUM K20 30KVA 208V | https://www.se.com/us/en/product/0M-PMMOPT257 |  |  | 3PH POWER DISTRIBUTION | Unknown | Unknown | 0.01(kilos) 0.02(lbs) | 0.00x0.00x0.00(in) 0.01x0.01x0.01(cent) |  |  |  | 1750.00 | 2550.00 | 3145.00
| 0M-PMMOPT260 | SYS 84 BOTTOM ENTRY 30-100KVA | https://www.se.com/us/en/product/0M-PMMOPT260 |  |  | 3PH POWER DISTRIBUTION | Unknown | Unknown | 0.01(kilos) 0.02(lbs) | 0.00x0.00x0.00(in) 0.01x0.01x0.01(cent) |  |  |  | 3060.00 | 4450.00 | 5505.00
| 0M-PMMOPT273 | XFMR COPPER K20 50KVA 480V | https://www.se.com/us/en/product/0M-PMMOPT273 |  |  | 3PH POWER DISTRIBUTION | Unknown | Unknown | 0.01(kilos) 0.02(lbs) | 0.00x0.00x0.00(in) 0.01x0.01x0.01(cent) |  |  |  | 6760.00 | 9800.00 | 12170.00
| 0M-PMMOPT289 | XFMR CU K20 75KVA 480V | https://www.se.com/us/en/product/0M-PMMOPT289 |  |  | 3PH POWER DISTRIBUTION | Unknown | Unknown | 0.01(kilos) 0.02(lbs) | 0.00x0.00x0.00(in) 0.01x0.01x0.01(cent) |  |  |  | 8170.00 | 11900.00 | 14705.00
| 0M-PMMOPT301 | XFMR COPPER K20 100KVA 480V | https://www.se.com/us/en/product/0M-PMMOPT301 |  |  | 3PH POWER DISTRIBUTION | Unknown | Unknown | 0.01(kilos) 0.02(lbs) | 0.00x0.00x0.00(in) 0.01x0.01x0.01(cent) |  |  |  | 10220.00 | 14900.00 | 18395.00
| 0M-PMMOPT306 | SYS 126 FRONT / BOT 125-300KVA | https://www.se.com/us/en/product/0M-PMMOPT306 |  |  | 3PH POWER DISTRIBUTION | Unknown | Unknown | 0.01(kilos) 0.02(lbs) | 0.00x0.00x0.00(in) 0.01x0.01x0.01(cent) |  |  |  | 5040.00 | 7325.00 | 9065.00
| 0M-PMMOPT317 | XFMR COPPER K20 125KVA 480V | https://www.se.com/us/en/product/0M-PMMOPT317 |  |  | 3PH POWER DISTRIBUTION | Unknown | Unknown | 0.01(kilos) 0.02(lbs) | 0.00x0.00x0.00(in) 0.01x0.01x0.01(cent) |  |  |  | 10310.00 | 15000.00 | 18560.00
| 0M-PMMOPT329 | XFMR COPPER K20 150KVA 480V | https://www.se.com/us/en/product/0M-PMMOPT329 |  |  | 3PH POWER DISTRIBUTION | Unknown | Unknown | 0.01(kilos) 0.02(lbs) | 0.00x0.00x0.00(in) 0.01x0.01x0.01(cent) |  |  |  | 14265.00 | 20700.00 | 25680.00
| 0M-PMMOPT336 | XFMR COPPER K20 200KVA 480V | https://www.se.com/us/en/product/0M-PMMOPT336 |  |  | 3PH POWER DISTRIBUTION | Unknown | Unknown | 0.01(kilos) 0.02(lbs) | 0.00x0.00x0.00(in) 0.01x0.01x0.01(cent) |  |  |  | 19535.00 | 28400.00 | 35165.00
| 0M-PMRFF084S2 | 208V INPUT/OUTPUT 84 POLE S-S 2SOURCE | https://www.se.com/us/en/product/0M-PMRFF084S2 |  |  | 3PH POWER DISTRIBUTION | Unknown | Unknown | 226.80(kilos) 500.08(lbs) | 13.98x59.00x72.21(in) 35.51x149.86x183.41(cent) |  |  |  | 5230.00 | 7600.00 | 9410.00
| 0M-PMRFF168B4 | 208V INPUT/OUTPUT 168 POLE B-B 4SOURCE | https://www.se.com/us/en/product/0M-PMRFF168B4 |  |  | 3PH POWER DISTRIBUTION | Unknown | Unknown | 408.23(kilos) 900.15(lbs) | 24.38x27.80x72.21(in) 61.93x70.61x183.41(cent) |  |  |  | 9845.00 | 14300.00 | 17720.00
| 0M-PMRFF168S4 | 208V INPUT/OUTPUT 168 POLE S-S 4SOURCE | https://www.se.com/us/en/product/0M-PMRFF168S4 |  |  | 3PH POWER DISTRIBUTION | Unknown | Unknown | 408.23(kilos) 900.15(lbs) | 13.98x57.50x72.21(in) 35.51x146.05x183.41(cent) |  |  |  | 10090.00 | 14700.00 | 18165.00
| 0M-PMROPTS074 | SQD PNLB C W/KA BCM | https://www.se.com/us/en/product/0M-PMROPTS074 |  |  | 3PH POWER DISTRIBUTION | Unknown | Unknown | 0.01(kilos) 0.02(lbs) | 0.00x0.00x0.00(in) 0.01x0.01x0.01(cent) |  |  |  | 2925.00 | 4250.00 | 5265.00
| 0M-PMROPTS085 | SQD PNLB D W/KA BCM | https://www.se.com/us/en/product/0M-PMROPTS085 |  |  | 3PH POWER DISTRIBUTION | Unknown | Unknown | 0.01(kilos) 0.02(lbs) | 0.00x0.00x0.00(in) 0.01x0.01x0.01(cent) |  |  |  | 2915.00 | 4225.00 | 5245.00
| 0M-PMROPTSS002 | SQD PNLB A W/Q2H BCM 3CT SUBMAIN SSOURCE | https://www.se.com/us/en/product/0M-PMROPTSS002 |  |  | 3PH POWER DISTRIBUTION | Unknown | Unknown | 0.01(kilos) 0.02(lbs) | 0.00x0.00x0.00(in) 0.01x0.01x0.01(cent) |  |  |  | 2565.00 | 3725.00 | 4615.00
| 0M-PMROPTSS004 | SQD PNLB B W/Q2H BCM 3CT SUBMAIN SSOURCE | https://www.se.com/us/en/product/0M-PMROPTSS004 |  |  | 3PH POWER DISTRIBUTION | Unknown | Unknown | 0.01(kilos) 0.02(lbs) | 0.00x0.00x0.00(in) 0.01x0.01x0.01(cent) |  |  |  | 2520.00 | 3675.00 | 4535.00
| 0M-PMROPTSS005 | SQD PNLB C W/Q2H BCM SSOURCE | https://www.se.com/us/en/product/0M-PMROPTSS005 |  |  | 3PH POWER DISTRIBUTION | Unknown | Unknown | 0.01(kilos) 0.02(lbs) | 0.00x0.00x0.00(in) 0.01x0.01x0.01(cent) |  |  |  | 2425.00 | 3525.00 | 4365.00
| 0M-PMROPTSS007 | SQD PNLB D W/Q2H BCM SSOURCE | https://www.se.com/us/en/product/0M-PMROPTSS007 |  |  | 3PH POWER DISTRIBUTION | Unknown | Unknown | 0.01(kilos) 0.02(lbs) | 0.00x0.00x0.00(in) 0.01x0.01x0.01(cent) |  |  |  | 2420.00 | 3525.00 | 4355.00
| 0M-PMROPTSS009 | REMOTE PMM 084S W/ 2 MTR | https://www.se.com/us/en/product/0M-PMROPTSS009 |  |  | 3PH POWER DISTRIBUTION | Unknown | Unknown | 0.01(kilos) 0.02(lbs) | 0.00x0.00x0.00(in) 0.01x0.01x0.01(cent) |  |  |  | 6150.00 | 8925.00 | 11070.00
| 0M-PMRXJBOX | INPUT JBOX AND CABLE 5HW 310A | https://www.se.com/us/en/product/0M-PMRXJBOX |  |  | 3PH POWER DISTRIBUTION | Unknown | Unknown | 0.01(kilos) 0.02(lbs) | 0.00x0.00x0.00(in) 0.01x0.01x0.01(cent) |  |  |  | 2780.00 | 4050.00 | 5005.00
| 0M-PMRXJBOXASSY | ASSY JBOX BASIC 36X18X8 PMR | https://www.se.com/us/en/product/0M-PMRXJBOXASSY |  |  | 3PH POWER DISTRIBUTION | Unknown | Unknown | 0.01(kilos) 0.02(lbs) | 0.00x0.00x0.00(in) 0.01x0.01x0.01(cent) |  |  |  | 1070.00 | 1550.00 | 1920.00
| 0M-RPPMMCH21C | MECHANICAL LUG 250A COPPER INPUT (1CB) | https://www.se.com/us/en/product/0M-RPPMMCH21C |  |  | 3PH POWER DISTRIBUTION | Unknown | Unknown | [5 empty] | 96.00 | 139.99 | 172.00
| 0M-RPPMMCH22C | MECHANICAL LUG 250A COPPER INPUT (2CB) | https://www.se.com/us/en/product/0M-RPPMMCH22C |  |  | 3PH POWER DISTRIBUTION | Unknown | Unknown |  |  |  |  | 731304543077 | 96.00 | 139.99 | 172.00
| 0M-RPPMMCO42 | COMPRESSION LUG 400A INPUT (2CB) | https://www.se.com/us/en/product/0M-RPPMMCO42 |  |  | 3PH POWER DISTRIBUTION | Unknown | Unknown | [5 empty] | 225.00 | 329.99 | 405.00
| 0M-SPD480V | 480Y 277V 3PH SPD 240KA HL41MA24C | https://www.se.com/us/en/product/0M-SPD480V |  |  | 3PH POWER DISTRIBUTION | Unknown | Unknown | 10.00(kilos) 22.05(lbs) | 12.17x5.59x13.46(in) 30.90x14.20x34.20(cent) |  |  | 731304755715 | 1380.00 | 2025.00 | 2485.00
| 0M-STEXSEISBRK | SEISMIC BRACKET KIT | https://www.se.com/us/en/product/0M-STEXSEISBRK |  |  | CRITICAL POWER COMPNTS | Unknown | Unknown | 0.01(kilos) 0.02(lbs) | 0.00x0.00x0.00(in) 0.01x0.01x0.01(cent) |  |  |  | 36.00 | 59.99 | 64.00
| 0M-TMRAL007 | MGE GALAXY 5000 5 PAR INTER CABLE KIT | https://www.se.com/us/en/product/0M-TMRAL007 |  |  | FAMILY OTHER FOR SP3PH | Unknown | Unknown | 9.07(kilos) 20.00(lbs) | 3.00x5.00x20.00(in) 7.62x12.70x50.80(cent) |  |  |  | 827.00 | 1200.00 | 1490.00
| 430-0138 | CM TRANSFORMER | https://www.se.com/us/en/product/430-0138 |  |  | SMALL SYSTEM COOLING | Unknown | NetworkAIR CM | [5 empty] | Call for Quote | Call for Quote | Call for Quote
| 516-4012 | CM Fuse - Electric Reheat No Humidifier - 230/1/60 3-5kW | https://www.se.com/us/en/product/516-4012 |  |  | SMALL SYSTEM COOLING | Unknown | NetworkAIR CM | 0.45(kilos) 1.00(lbs) | 2.00x6.00x9.00(in) 5.08x15.24x22.86(cent) |  |  |  | 8.10 | 11.99 | 14.75
| 516-4045 | CM Fuse - No Reheat Humidifier - 277/1/60 3-10kW | https://www.se.com/us/en/product/516-4045 |  |  | SMALL SYSTEM COOLING | Unknown | NetworkAIR CM | 0.45(kilos) 1.00(lbs) | 2.00x7.00x9.00(in) 5.08x17.78x22.86(cent) |  |  |  | 8.10 | 11.99 | 14.75
| 940-0020 | UPS Communications Cable Simple Signalling | https://www.se.com/us/en/product/940-0020 |  |  | POWERCHUTE ACCESSORIES | Unknown | Interface Cables | 0.45(kilos) 0.99(lbs) | 9.02x4.02x2.01(in) 22.90x10.20x5.10(cent) |  |  | 731304001201 | 42.00 | 59.99 | 71.00
| 940-0024 | UPS-LINK CABLE KIT | https://www.se.com/us/en/product/940-0024 |  |  | POWERCHUTE ACCESSORIES | Unknown | Interface Cables | 0.46(kilos) 1.01(lbs) | 9.02x4.02x2.01(in) 22.90x10.20x5.10(cent) |  |  | 731304316350 | 28.00 | 39.99 | 48.00
| 19048 | Acti9 Vigi NG125 4P 125A 300 to 3000mA ISR A type add-on Residual Current Device | https://www.se.com/us/en/product/19048 |  |  | HD CORE FINAL DISTRIB. - HDCFD - EMHD | Unknown | Acti9 NG125 | 0.88(kilos) 1.94(lbs) | 3.54x10.24x5.51(in) 9.00x26.00x14.00(cent) | 8 |  |  | 52.00 | 79.99 | 90.00
| 47110 | basic frame Masterpact NT06H1 630 A 3P fixed | https://www.se.com/us/en/product/47110 |  |  | AIR CIRCUITS BREAKERS - PPACB - EMPP | Unknown | MasterPact NT | 21.51(kilos) 47.42(lbs) | 9.84x15.75x15.75(in) 25.00x40.00x40.00(cent) |  |  |  | 0.80 | 1.25 | 1.40
| 66061 | MGE JBus/Modbus Card | https://www.se.com/us/en/product/66061 |  |  | GALAXY 7000 3PH UPS | Unknown | MGE Accessories | 0.50(kilos) 1.10(lbs) | 2.56x9.25x6.30(in) 6.50x23.50x16.00(cent) |  |  |  | 234.00 | 339.99 | 421.00
| 66071 | MGE MultiSlot NEMA HID | https://www.se.com/us/en/product/66071 |  |  | FAMILY OTHER FOR SP3PH | Unknown | MGE Accessories | 4.00(kilos) 8.82(lbs) | 4.92x23.62x14.57(in) 12.50x60.00x37.00(cent) |  |  |  | 401.00 | 589.00 | 722.00
| 66077 | MGE Kit Network Management Link | https://www.se.com/us/en/product/66077 |  |  | MED INDUSTRIAL 3PH UPS | Unknown | MGE Accessories | 0.50(kilos) 1.10(lbs) | 4.92x4.92x23.62(in) 12.50x12.50x60.00(cent) |  |  |  | 1055.00 | 1550.00 | 1900.00
| ACR-TLS-001 | TLS update kit PTO for Inrow | https://www.se.com/us/en/product/ACR-TLS-001 |  |  | INROW COOLING | Unknown | Unknown |  |  |  |  | 731304422099 | 625.00 | 909.00 | 1125.00
| ACRD301SXW | InRow DX 300mm 30kW, 100-120v /200-240v, CE/UL, RAL 9003 Schneider White | https://www.se.com/us/en/product/ACRD301SXW |  |  | INROW COOLING | Unknown | Unknown | 200.00(kilos) 441.00(lbs) | 84.72x44.76x26.02(in) 215.20x113.70x66.10(cent) |  |  | 731304434627 | 16555.00 | 24100.00 | 29800.00
| ANC340 | CUSTOM THIRD PARTY PL340 SOLUTION | https://www.se.com/us/en/product/ANC340 |  |  | RACKS AND ENCLOSURES | Unknown | Custom | 0.01(kilos) 0.02(lbs) | 0.00x0.00x0.00(in) 0.01x0.01x0.01(cent) |  |  |  | Call for Quote | Call for Quote | Call for Quote
| ANS354 | CUSTOM 3RD PARTY BATT RPLCMT | https://www.se.com/us/en/product/ANS354 |  |  | 3PH&BATT ADV SER PLAN | Unknown | Battery Replacement Services | [5 empty] | Call for Quote | Call for Quote | Call for Quote
| ANS356 | CUSTOM 3RD PARTY INTERVENTION SERVICE | https://www.se.com/us/en/product/ANS356 |  |  | PROACTIVE SRV & INSP | Unknown | Out of Warranty Service | [5 empty] | Call for Quote | Call for Quote | Call for Quote
| ANS357 | CUSTOM 3RD PARTY INSTALLATION SERVICE | https://www.se.com/us/en/product/ANS357 |  |  | SP POWER STARTUP | Unknown | Installation Services for Critical Power & Cooling | [5 empty] | Call for Quote | Call for Quote | Call for Quote
| AP420 | APC FERRITE FOR 10BT CABLE QTY 10 | https://www.se.com/us/en/product/AP420 |  |  | 3PH POWER DISTRIBUTION | Unknown | InfraStruxure Type B | 0.84(kilos) 1.85(lbs) | 4.72x6.69x6.69(in) 12.00x17.00x17.00(cent) |  |  | 731304317319 | 36.00 | 59.99 | 65.00
| AP940-0625A | RJ45 serial cable for Smart-UPS LCD Models 2M | https://www.se.com/us/en/product/AP940-0625A |  |  | POWERCHUTE ACCESSORIES | Unknown | Interface Cables | 0.14(kilos) 0.31(lbs) | 2.24x8.74x4.25(in) 5.70x22.20x10.80(cent) |  |  | 731304310815 | 23.25 | 34.99 | 40.00
| AP940-1525A | RJ45 serial cable for Smart-UPS LCD Models 15 | https://www.se.com/us/en/product/AP940-1525A |  |  | POWERCHUTE ACCESSORIES | Unknown | Interface Cables | 0.20(kilos) 0.44(lbs) | 2.24x8.74x4.25(in) 5.70x22.20x10.80(cent) |  |  | 731304310822 | 35.00 | 49.99 | 60.00
| AP6002A | Rack PDU, Basic, Half Height, 200-208V, 30A, (14) C13, (2) C19 | https://www.se.com/us/en/product/AP6002A | 208 | 200 20 | OPTIMUM RACK PDU | Unknown | APC NetShelter Basic Rack PDUs | 3.24(kilos) 7.14(lbs) | 38.03x6.14x5.39(in) 96.60x15.60x13.70(cent) |  |  | 731304327639 | 283.00 | 389.99 | 498.00
| AP6003A | RACK PDU, BASIC, HALF HEIGHT, 100-240V/20A, 220-240V/16A, (14) C13 | https://www.se.com/us/en/product/AP6003A | 230 | 100 ,120 ,200 ,208 ,230 ,240 | OPTIMUM RACK PDU | Unknown | APC NetShelter Basic Rack PDUs | 2.55(kilos) 5.62(lbs) | 24.09x4.84x4.21(in) 61.20x12.30x10.70(cent) |  |  | 731304327769 | 222.00 | 309.99 | 392.00
| AP6007A | Rack PDU, Basic Vertical, 208V, 60A, (21) C13, (6) C19 | https://www.se.com/us/en/product/AP6007A | 208 | 208 | OPTIMUM RACK PDU | Unknown | APC NetShelter Basic Rack PDUs | 11.00(kilos) 24.26(lbs) | 73.82x8.90x5.31(in) 187.50x22.60x13.50(cent) |  |  | 731304327776 | 822.00 | 1150.00 | 1450.00
| AP6009A | RACK PDU, BASIC, VERTICAL, 220-240V, 32A, (20) C13, (6) C19 | https://www.se.com/us/en/product/AP6009A | 230 | 230 | OPTIMUM RACK PDU | Unknown | APC NetShelter Basic Rack PDUs | 8.00(kilos) 17.64(lbs) | 73.82x8.90x5.31(in) 187.50x22.60x13.50(cent) |  |  | 731304327783 | 702.00 | 969.00 | 1240.00
| AP6015A | Rack PDU, Basic, 0U/1U, 120-240V/15A, 220-240V/10A, (8) C13 | https://www.se.com/us/en/product/AP6015A | 100 ,120 ,200 ,208 ,230 ,240 | 100 ,120 ,200 ,208 ,230 ,240 | OPTIMUM RACK PDU | Unknown | APC NetShelter Basic Rack PDUs | 1.37(kilos) 3.02(lbs) | 11.26x8.27x5.12(in) 28.60x21.00x13.00(cent) |  |  | 731304327790 | 79.00 | 109.99 | 140.00
| AP6020A | Rack PDU, Basic, 0U/1U, 100-240V/20A, 220-240V/16A, (13) C13 | https://www.se.com/us/en/product/AP6020A | 100 ,120 ,200 ,208 ,230 ,240 |  | OPTIMUM RACK PDU | Unknown | APC NetShelter Basic Rack PDUs | 2.02(kilos) 4.45(lbs) | 17.17x8.27x2.99(in) 43.60x21.00x7.60(cent) |  |  | 731304327806 | 100.00 | 139.99 | 176.00
| AP6031A | Rack PDU, Basic, 0U/1U, 208V, 30A, (4) C19 | https://www.se.com/us/en/product/AP6031A | 200 20 | 200 20 | OPTIMUM RACK PDU | Unknown | APC NetShelter Basic Rack PDUs | 4.60(kilos) 10.14(lbs) | 11.06x18.62x7.09(in) 28.10x47.30x18.00(cent) |  |  | 731304327813 | 243.00 | 339.99 | 428.00
| AP6032A | Rack PDU, Basic, 0U/1U, 220-240V, 32A, (4) C19, EMEA/ASIA | https://www.se.com/us/en/product/AP6032A | 200 ,240 | 200 ,240 | OPTIMUM RACK PDU | Unknown | APC NetShelter Basic Rack PDUs | 3.75(kilos) 8.27(lbs) | 8.19x18.82x7.09(in) 20.80x47.80x18.00(cent) |  |  | 731304327820 | 194.00 | 269.99 | 342.00
| AP6037A | Rack PDU, Basic, 0U/1U, 208V, 8.6kW, (3) C19 | https://www.se.com/us/en/product/AP6037A | 200 20 |  | OPTIMUM RACK PDU | Unknown | APC NetShelter Basic Rack PDUs | 5.06(kilos) 11.16(lbs) | 13.07x17.91x7.68(in) 33.20x45.50x19.50(cent) |  |  | 731304327837 | 315.00 | 439.00 | 555.00
| AP6120A | Rack PDU, Basic, 0U/1U, 100-240V/20A, 220-240V/16A, (7) C13, (2) C19 | https://www.se.com/us/en/product/AP6120A | 100 ,120 ,200 ,208 ,230 ,240 | 100 ,120 ,200 ,208 ,230 ,240 | OPTIMUM RACK PDU | Unknown | APC NetShelter Basic Rack PDUs | 2.02(kilos) 4.45(lbs) | 8.27x17.17x2.99(in) 21.00x43.60x7.60(cent) |  |  | 731304327851 | 129.00 | 179.99 | 228.00
| AP7400 | BRACKET KIT, 0U RACK PDU, HP/DELL | https://www.se.com/us/en/product/AP7400 |  |  | OPTIMUM RACK PDU | Unknown | Rack PDU Accessories | 0.20(kilos) 0.44(lbs) | 1.75x6.50x9.00(in) 4.45x16.51x22.86(cent) |  |  | 731304217534 | 64.00 | 89.99 | 112.00
| AP7406 | BRACKET KIT, 0U, RACK PDU, HP | https://www.se.com/us/en/product/AP7406 |  |  | OPTIMUM RACK PDU | Unknown | Rack PDU Accessories | 0.55(kilos) 1.21(lbs) | 2.01x5.98x8.50(in) 5.10x15.20x21.60(cent) |  |  | 731304258766 | 79.00 | 109.99 | 138.00
| AP7516 | Rack PDU, Basic, 1U, 14.4kW, 208V, (6) C19 | https://www.se.com/us/en/product/AP7516 | 208 3 PH | 200 20 | OPTIMUM RACK PDU | Unknown | APC NetShelter Basic Rack PDUs | 10.10(kilos) 22.27(lbs) | 9.49x22.01x19.76(in) 24.10x55.90x50.20(cent) |  |  | 731304232674 | 893.00 | 1225.00 | 1575.00
| AP7526 | Rack PDU, Basic, 1U, 22KW, 400V, (6) C19 | https://www.se.com/us/en/product/AP7526 | 400 3 PH | 230 | OPTIMUM RACK PDU | Unknown | APC NetShelter Basic Rack PDUs | 6.97(kilos) 15.36(lbs) | 9.49x19.76x22.01(in) 24.10x50.20x55.90(cent) |  |  | 731304232667 | 893.00 | 1225.00 | 1575.00
| AP7530 | Rack PDU, Basic, Zero U, 20A, 120V, (24)5-20 | https://www.se.com/us/en/product/AP7530 | 100 10 | 120 | OPTIMUM RACK PDU | Unknown | APC NetShelter Basic Rack PDUs | 5.77(kilos) 12.72(lbs) | 84.02x5.98x5.00(in) 213.40x15.20x12.70(cent) |  |  | 731304207962 | 368.00 | 509.00 | 649.00
| AP7532 | Rack PDU, Basic, Zero U, 30A, 120V, (24) 5-20 | https://www.se.com/us/en/product/AP7532 | 100 10 | 120 | OPTIMUM RACK PDU | Unknown | APC NetShelter Basic Rack PDUs | 6.48(kilos) 14.29(lbs) | 84.02x5.98x5.00(in) 213.40x15.20x12.70(cent) |  |  | 731304225522 | 457.00 | 629.00 | 805.00
| AP7532J | Rack PDU, Basic, Zero U, 30A, 100V, (24) 5-15 | https://www.se.com/us/en/product/AP7532J | 100 10 | 100 | OPTIMUM RACK PDU | Unknown | APC NetShelter Basic Rack PDUs | 6.48(kilos) 14.29(lbs) | 84.02x5.98x5.00(in) 213.40x15.20x12.70(cent) |  |  | 731304234869 | 401.00 | 559.00 | 708.00
| AP7540 | Rack PDU, Basic, Zero U, 20A, 208V, (20)C13 & (4)C19 | https://www.se.com/us/en/product/AP7540 | 200 ,230 | 208 | OPTIMUM RACK PDU | Unknown | APC NetShelter Basic Rack PDUs | 5.77(kilos) 12.72(lbs) | 84.02x5.98x5.00(in) 213.40x15.20x12.70(cent) |  |  | 731304207931 | 368.00 | 509.00 | 649.00
| AP7541 | Rack PDU, Basic, Zero U, 30A, 200/208V, (20)C13 & (4)C19 | https://www.se.com/us/en/product/AP7541 | 200 ,230 | 200 20 | OPTIMUM RACK PDU | Unknown | APC NetShelter Basic Rack PDUs | 6.48(kilos) 14.29(lbs) | 83.50x5.98x5.00(in) 212.10x15.20x12.70(cent) |  |  | 731304225560 | 447.00 | 619.00 | 788.00
| AP7551 | Rack PDU,Basic,ZeroU,16A,230V,(20)C13 & (4)C19, IEC309 | https://www.se.com/us/en/product/AP7551 | 200 ,230 | 230 | OPTIMUM RACK PDU | Unknown | APC NetShelter Basic Rack PDUs | 5.76(kilos) 12.70(lbs) | 84.02x5.00x5.98(in) 213.40x12.70x15.20(cent) |  |  | 731304207917 | 368.00 | 509.00 | 649.00
| AP7552 | Rack PDU,Basic,ZeroU,16A,230V,(20)C13 & (4)C19, IEC C20 | https://www.se.com/us/en/product/AP7552 | 200 ,230 | 230 | OPTIMUM RACK PDU | Unknown | APC NetShelter Basic Rack PDUs | 5.76(kilos) 12.70(lbs) | 83.50x5.00x5.98(in) 212.10x12.70x15.20(cent) |  |  | 731304207900 | 368.00 | 509.00 | 649.00
| AP7553 | Rack PDU, Basic, Zero U, 32A, 230V, (20)C13 & (4)C19 | https://www.se.com/us/en/product/AP7553 | 200 ,230 | 230 | OPTIMUM RACK PDU | Unknown | APC NetShelter Basic Rack PDUs | 8.94(kilos) 19.72(lbs) | 4.72x83.46x5.91(in) 12.00x212.00x15.00(cent) | 10 |  | 731304225515 | 457.00 | 629.00 | 805.00
| AP7554 | Rack PDU,Basic,ZeroU,16A,230V,(20)C13 & (4)C19, IEC309, 10 ft Cord | https://www.se.com/us/en/product/AP7554 | 200 ,230 | 230 | OPTIMUM RACK PDU | Unknown | APC NetShelter Basic Rack PDUs | 6.47(kilos) 14.26(lbs) | 84.02x5.00x5.98(in) 213.40x12.70x15.20(cent) |  |  | 731304230397 | 403.00 | 559.00 | 711.00
| AP7555A | Rack PDU, Basic, Zero U, 22kW, 230V, (6) C19 & (3) C13, High Temp | https://www.se.com/us/en/product/AP7555A | 400 3 PH | 230 | OPTIMUM RACK PDU | Unknown | APC NetShelter Basic Rack PDUs | 6.25(kilos) 13.77(lbs) | 42.01x3.27x11.73(in) 106.70x8.30x29.80(cent) |  |  | 731304251255 | 1015.00 | 1400.00 | 1790.00
| AP7556X900 | Rack PDU, Basic, 1U, 14.5kW, (13) C13 Outlets | https://www.se.com/us/en/product/AP7556X900 | 230 | 230 | OPTIMUM RACK PDU | Unknown | APC NetShelter Basic Rack PDUs | 10.07(kilos) 22.20(lbs) | 7.48x23.62x23.62(in) 19.00x60.00x60.00(cent) |  |  | 731304354079 | 1080.00 | 1500.00 | 1905.00
| AP7557 | Rack PDU, Basic, Zero U, 11 kW, 230V, (36) C13 & (6) C19 | https://www.se.com/us/en/product/AP7557 | 400 3 PH | 230 | OPTIMUM RACK PDU | Unknown | APC NetShelter Basic Rack PDUs | 8.84(kilos) 19.49(lbs) | 84.02x5.00x5.98(in) 213.40x12.70x15.20(cent) |  |  | 731304254102 | 976.00 | 1350.00 | 1725.00
| AP7557NA | Rack PDU, Basic, Zero U, 11 kW, 230V, (36) C13 & (6) C19 | https://www.se.com/us/en/product/AP7557NA | 400 3 PH | 230 | OPTIMUM RACK PDU | Unknown | APC NetShelter Basic Rack PDUs | 9.40(kilos) 20.73(lbs) | 84.02x5.98x5.00(in) 213.40x15.20x12.70(cent) |  |  | 731304263784 | 1035.00 | 1425.00 | 1830.00
| AP7562 | Rack PDU, Basic, Zero U, 5.7kW, 120V, (42)5-20 | https://www.se.com/us/en/product/AP7562 | 208 3 PH | 120 | OPTIMUM RACK PDU | Unknown | APC NetShelter Basic Rack PDUs | 6.36(kilos) 14.02(lbs) | 84.02x5.98x5.00(in) 213.40x15.20x12.70(cent) |  |  | 731304207955 | 455.00 | 629.00 | 802.00
| AP7563 | Rack PDU,Basic,ZeroU,5.7kW,120&208V,(21)5-20 & (6)L6-20 | https://www.se.com/us/en/product/AP7563 | 208 3 PH | 120 12 | OPTIMUM RACK PDU | Unknown | APC NetShelter Basic Rack PDUs | 6.36(kilos) 14.02(lbs) | 84.02x5.98x5.00(in) 213.40x15.20x12.70(cent) |  |  | 731304207924 | 457.00 | 629.00 | 805.00
| AP7564 | Rack PDU, Basic, Zero U, 5.7kW, 208V, (36)C13 & (6)C19 | https://www.se.com/us/en/product/AP7564 | 208 3 PH | 208 | OPTIMUM RACK PDU | Unknown | APC NetShelter Basic Rack PDUs | 6.36(kilos) 14.02(lbs) | 84.02x5.98x5.00(in) 213.40x15.20x12.70(cent) |  |  | 731304207948 | 457.00 | 629.00 | 805.00
| AP7568 | Rack PDU,Basic,ZeroU,12.5kW,208V,(30)C13,(6)C19, 3 Cord | https://www.se.com/us/en/product/AP7568 | 208 3 PH | 208 | OPTIMUM RACK PDU | Unknown | APC NetShelter Basic Rack PDUs | 10.17(kilos) 22.42(lbs) | 82.99x5.98x5.00(in) 210.80x15.20x12.70(cent) |  |  | 731304226833 | 907.00 | 1250.00 | 1600.00
| AP7569 | Rack PDU,Basic,0U,14.4kW,208V,(24)C13,(4)C19,(2)L6-30R,3 | https://www.se.com/us/en/product/AP7569 | 208 3 PH | 208 3 PH | OPTIMUM RACK PDU | Unknown | APC NetShelter Basic Rack PDUs | 11.28(kilos) 24.87(lbs) | 80.98x3.11x12.24(in) 205.70x7.90x31.10(cent) |  |  | 731304240754 | 1375.00 | 1900.00 | 2420.00
| AP7580 | Rack PDU Extender, Basic, 2U, 30A, 100/120/200/208V, (4)L5-20 | https://www.se.com/us/en/product/AP7580 | 120 12 | 120 | OPTIMUM RACK PDU | Unknown | APC NetShelter Basic Rack PDUs | 7.27(kilos) 16.03(lbs) | 5.98x20.51x20.51(in) 15.20x52.10x52.10(cent) |  |  | 731304213062 | 622.00 | 859.00 | 1100.00
| AP7581 | Rack PDU Extender, Basic, 2U, 30A, 200/208V, (4)L6-20 | https://www.se.com/us/en/product/AP7581 | 200 20 | 208 | OPTIMUM RACK PDU | Unknown | APC NetShelter Basic Rack PDUs | 7.27(kilos) 16.03(lbs) | 5.98x20.51x20.51(in) 15.20x52.10x52.10(cent) |  |  | 731304213079 | 622.00 | 859.00 | 1100.00
| AP7582 | Rack PDU Extender, Basic, 2U, 30A, 120V, (12)5-20 | https://www.se.com/us/en/product/AP7582 | 200 20 | 120 | OPTIMUM RACK PDU | Unknown | APC NetShelter Basic Rack PDUs | 7.27(kilos) 16.03(lbs) | 5.98x20.51x20.51(in) 15.20x52.10x52.10(cent) |  |  | 731304222583 | 620.00 | 859.00 | 1095.00
| AP7583 | Rack PDU Extender, Basic, 2U, 30A, 100/120/200/208V, (4)L5-30 | https://www.se.com/us/en/product/AP7583 | 120 12 | 120 | OPTIMUM RACK PDU | Unknown | APC NetShelter Basic Rack PDUs | 7.27(kilos) 16.03(lbs) | 5.98x20.51x20.51(in) 15.20x52.10x52.10(cent) |  |  | 731304222576 | 622.00 | 859.00 | 1100.00
| AP7584 | Rack PDU Extender, Basic, 2U, 30A, 200/208V, (4)L6-30 | https://www.se.com/us/en/product/AP7584 | 200 20 | 208 | OPTIMUM RACK PDU | Unknown | APC NetShelter Basic Rack PDUs | 7.27(kilos) 16.03(lbs) | 5.98x20.51x20.51(in) 15.20x52.10x52.10(cent) |  |  | 731304222569 | 622.00 | 859.00 | 1100.00
| AP7585 | Rack PDU Extender, Basic, 2U, 32A, 230V, (4) IEC C19 | https://www.se.com/us/en/product/AP7585 | 200 ,230 | 230 | OPTIMUM RACK PDU | Unknown | APC NetShelter Basic Rack PDUs | 4.99(kilos) 11.00(lbs) | 5.98x20.51x20.51(in) 15.20x52.10x52.10(cent) |  |  | 731304224181 | 620.00 | 859.00 | 1095.00
| AP7586 | Rack PDU Extender, Basic, 2U, 32A, 230V, (4) IEC 309-32 | https://www.se.com/us/en/product/AP7586 | 200 ,230 | 230 | OPTIMUM RACK PDU | Unknown | APC NetShelter Basic Rack PDUs | 4.99(kilos) 11.00(lbs) | 5.98x20.51x20.51(in) 15.20x52.10x52.10(cent) |  |  | 731304224198 | 609.00 | 839.00 | 1075.00
| AP7592 | Rack PDU,Basic,ZeroU,5.7kW,120V,(42)5-20,10 Cord | https://www.se.com/us/en/product/AP7592 | 208 3 PH | 120 | OPTIMUM RACK PDU | Unknown | APC NetShelter Basic Rack PDUs | 8.86(kilos) 19.54(lbs) | 84.02x5.98x5.00(in) 213.40x15.20x12.70(cent) |  |  | 731304223085 | 464.00 | 639.00 | 819.00
| AP7598 | Rack PDU,Basic,ZeroU,12.5kW,208V,(30)C13,(6)C19, 10 Cord | https://www.se.com/us/en/product/AP7598 | 208 3 PH | 208 | OPTIMUM RACK PDU | Unknown | APC NetShelter Basic Rack PDUs | 11.89(kilos) 26.22(lbs) | 82.99x5.98x5.00(in) 210.80x15.20x12.70(cent) |  |  | 731304226864 | 930.00 | 1300.00 | 1645.00
| AP7599 | Rack PDU,Basic,0U,14.4kW,208V,(24)C13,(4)C19,(2)L6-30R, 10 | https://www.se.com/us/en/product/AP7599 | 208 3 PH | 208 | OPTIMUM RACK PDU | Unknown | APC NetShelter Basic Rack PDUs | 13.82(kilos) 30.47(lbs) | 80.98x3.11x12.24(in) 205.70x7.90x31.10(cent) |  |  | 731304240761 | 1395.00 | 1925.00 | 2460.00
| AP7800B | Rack PDU, Metered, 1U, 15A, 100/120V, (8) 5-15 | https://www.se.com/us/en/product/AP7800B | 100 10 | 120 | OPTIMUM RACK PDU | Unknown | APC NetShelter Metered Rack | 2.91(kilos) 6.42(lbs) | 2.52x18.50x13.27(in) 6.40x47.00x33.70(cent) |  |  | 731304331452 | 580.00 | 799.00 | 1025.00
| AP7801B | Rack PDU, Metered, 1U, 20A, 120V, (8) 5-20 | https://www.se.com/us/en/product/AP7801B | 100 10 | 120 | OPTIMUM RACK PDU | Unknown | APC NetShelter Metered Rack | 2.91(kilos) 6.42(lbs) | 2.52x18.50x13.27(in) 6.40x47.00x33.70(cent) |  |  | 731304331469 | 670.00 | 919.00 | 1185.00
| AP7802B | Rack PDU, Metered, 2U, 30A, 120V, (16) 5-20 | https://www.se.com/us/en/product/AP7802B | 100 10 | 120 | OPTIMUM RACK PDU | Unknown | APC NetShelter Metered Rack | 5.41(kilos) 11.93(lbs) | 5.51x20.00x14.49(in) 14.00x50.80x36.80(cent) |  |  | 731304331476 | 1040.00 | 1425.00 | 1835.00
| AP7802BJ | Rack PDU, Metered, 2U, 100V, (16) 5-15 | https://www.se.com/us/en/product/AP7802BJ | 100 10 | 100 | OPTIMUM RACK PDU | Unknown | APC NetShelter Metered Rack | 5.41(kilos) 11.93(lbs) | 5.51x20.00x14.49(in) 14.00x50.80x36.80(cent) |  |  | 731304331483 | 996.00 | 1375.00 | 1760.00
| AP7811B | RACK PDU, METERED, 2U, 30A, 208V, (12) C13S & (4) C19 | https://www.se.com/us/en/product/AP7811B | 200 ,230 | 208 | OPTIMUM RACK PDU | Unknown | APC NetShelter Metered Rack | 5.42(kilos) 11.95(lbs) | 5.51x20.00x14.49(in) 14.00x50.80x36.80(cent) |  |  | 731304331490 | 1020.00 | 1400.00 | 1800.00
| AP7820B | RACK PDU, METERED, 1U, 12A/208V, 10A/230V, (8) C13 | https://www.se.com/us/en/product/AP7820B | 200 ,230 | 208 20 | OPTIMUM RACK PDU | Unknown | APC NetShelter Metered Rack | 2.91(kilos) 6.42(lbs) | 2.52x18.50x13.27(in) 6.40x47.00x33.70(cent) |  |  | 731304331506 | 580.00 | 799.00 | 1025.00
| AP7821B | RACK PDU, METERED, 1U, 16A, 208/230V, (8) C13 | https://www.se.com/us/en/product/AP7821B | 200 ,230 | 208 20 | OPTIMUM RACK PDU | Unknown | APC NetShelter Metered Rack | 2.92(kilos) 6.44(lbs) | 2.52x18.50x13.27(in) 6.40x47.00x33.70(cent) |  |  | 731304331513 | 633.00 | 869.00 | 1120.00
| AP7822B | RACK PDU, METERED, 2U, 32A, 230V, (12) C13 & (4) C19 | https://www.se.com/us/en/product/AP7822B | 200 ,230 | 230 | OPTIMUM RACK PDU | Unknown | APC NetShelter Metered Rack | 5.42(kilos) 11.95(lbs) | 5.51x20.00x14.49(in) 14.00x50.80x36.80(cent) |  |  | 731304331520 | 1040.00 | 1425.00 | 1835.00
| AP7850B | Rack PDU, Metered, Zero U, 10A, 230V, (16) C13 | https://www.se.com/us/en/product/AP7850B | 200 ,230 | 230 | OPTIMUM RACK PDU | Unknown | APC NetShelter Metered Rack | 3.98(kilos) 8.78(lbs) | 84.02x15.24x12.72(in) 213.40x38.70x32.30(cent) |  |  | 731304331537 | 720.00 | 989.00 | 1270.00
| AP7869B | Rack PDU,Metered,ZeroU,14.4kW,208V,(24)C13,(4)C19,(2)L6-30R | https://www.se.com/us/en/product/AP7869B | 208 3 PH | 208 | OPTIMUM RACK PDU | Unknown | APC NetShelter Metered Rack | 14.32(kilos) 31.58(lbs) | 80.98x12.24x3.11(in) 205.70x31.10x7.90(cent) |  |  | 731304331544 | 1905.00 | 2625.00 | 3360.00
| AP7899B | Rack PDU,Metered,ZeroU,14.4kW,208V,(24)C13,(4)C19,(2)L6-30R, 10 CORD | https://www.se.com/us/en/product/AP7899B | 208 3 PH | 208 | OPTIMUM RACK PDU | Unknown | APC NetShelter Metered Rack | 14.32(kilos) 31.58(lbs) | 80.98x12.24x3.11(in) 205.70x31.10x7.90(cent) |  |  | 731304331551 | 2065.00 | 2850.00 | 3645.00
| AP7900B | Rack PDU, Switched, 1U, 15A, 100/120V, (8)5-15 | https://www.se.com/us/en/product/AP7900B | 100 10 | 120 | OPTIMUM RACK PDU | Unknown | APC NetShelter Switched Rack PDUs | 3.45(kilos) 7.61(lbs) | 2.76x18.50x13.50(in) 7.00x47.00x34.30(cent) |  |  | 731304331568 | 816.00 | 1125.00 | 1440.00
| AP7901B | Rack PDU, Switched, 1U, 20A, 120V, (8)5-20 | https://www.se.com/us/en/product/AP7901B | 100 10 | 120 | OPTIMUM RACK PDU | Unknown | APC NetShelter Switched Rack PDUs | 3.45(kilos) 7.61(lbs) | 2.76x18.50x13.50(in) 7.00x47.00x34.30(cent) |  |  | 731304331575 | 919.00 | 1275.00 | 1625.00
| AP7902B | Rack PDU, Switched, 2U, 30A, 120V, (16)5-20 | https://www.se.com/us/en/product/AP7902B | 100 10 | 120 | OPTIMUM RACK PDU | Unknown | APC NetShelter Switched Rack PDUs | 6.55(kilos) 14.44(lbs) | 5.51x20.00x14.49(in) 14.00x50.80x36.80(cent) |  |  | 731304331582 | 1305.00 | 1800.00 | 2295.00
| AP7911B | RACK PDU, SWITCHED, 2U, 30A, 208V, (16)C13 | https://www.se.com/us/en/product/AP7911B | 200 ,230 | 208 | OPTIMUM RACK PDU | Unknown | APC NetShelter Switched Rack PDUs | 8.36(kilos) 18.43(lbs) | 5.75x20.24x20.24(in) 14.60x51.40x51.40(cent) |  |  | 731304331605 | 1275.00 | 1750.00 | 2245.00
| AP7920B | RACK PDU, SWITCHED, 1U, 12A/208V, 10A/230V, (8)C13 | https://www.se.com/us/en/product/AP7920B | 200 ,230 | 208 20 | OPTIMUM RACK PDU | Unknown | APC NetShelter Switched Rack PDUs | 3.45(kilos) 7.61(lbs) | 2.76x18.50x13.50(in) 7.00x47.00x34.30(cent) |  |  | 731304331612 | 816.00 | 1125.00 | 1440.00
| AP7921B | RACK PDU, SWITCHED, 1U, 16A, 208/230V, (8)C13 | https://www.se.com/us/en/product/AP7921B | 200 ,230 | 208 20 | OPTIMUM RACK PDU | Unknown | APC NetShelter Switched Rack PDUs | 3.45(kilos) 7.61(lbs) | 2.76x18.50x13.50(in) 7.00x47.00x34.30(cent) |  |  | 731304331629 | 919.00 | 1275.00 | 1625.00
| AP7921BX943 | Rack PDU, Switched, 2U, 16A, 208/230V, (16)C13, Two Internal 20A breakers, L6-20P input | https://www.se.com/us/en/product/AP7921BX943 |  |  | OPTIMUM RACK PDU | Unknown | Custom | 6.00(kilos) 13.23(lbs) | 5.51x20.08x14.57(in) 14.00x51.00x37.00(cent) |  |  | 731304422143 | 1160.00 | 1600.00 | 2050.00
| AP7922B | RACK PDU, SWITCHED, 2U, 32A, 230V, (16)C13 | https://www.se.com/us/en/product/AP7922B | 200 ,230 | 230 | OPTIMUM RACK PDU | Unknown | APC NetShelter Switched Rack PDUs | 6.55(kilos) 14.44(lbs) | 5.51x20.00x14.49(in) 14.00x50.80x36.80(cent) |  |  | 731304331636 | 1305.00 | 1800.00 | 2295.00
| AP7950B | RACK PDU, SWITCHED, ZERO U, 10A, 230V, (16) C13 | https://www.se.com/us/en/product/AP7950B | 200 ,230 | 230 | OPTIMUM RACK PDU | Unknown | APC NetShelter Switched Rack PDUs | 5.23(kilos) 11.53(lbs) | 84.02x5.98x5.00(in) 213.40x15.20x12.70(cent) |  |  | 731304331643 | 1350.00 | 1875.00 | 2380.00
| AP7968B | RACK PDU,SWITCHED,ZEROU,12.5KW,208V,(21)C13&(3)C19,3 CORD | https://www.se.com/us/en/product/AP7968B | 208 3 PH | 208 | OPTIMUM RACK PDU | Unknown | APC NetShelter Switched Rack PDUs | 11.04(kilos) 24.34(lbs) | 82.99x5.98x5.00(in) 210.80x15.20x12.70(cent) |  |  | 731304331650 | 2040.00 | 2800.00 | 3595.00
| AP7998B | RACK PDU,SWITCHED,ZEROU,12.5KW,208V,(21)C13&(3)C19,10 CORD | https://www.se.com/us/en/product/AP7998B | 208 3 PH | 208 | OPTIMUM RACK PDU | Unknown | APC NetShelter Switched Rack PDUs | 12.90(kilos) 28.44(lbs) | 82.99x5.98x5.00(in) 210.80x15.20x12.70(cent) |  |  | 731304331667 | 2030.00 | 2800.00 | 3585.00
| AP8000BLU | Rack PDU Blue label kit (Quantity 10 units) | https://www.se.com/us/en/product/AP8000BLU |  |  | OPTIMUM RACK PDU | Unknown | APC NetShelter Custom Rack PDUs | 0.11(kilos) 0.24(lbs) | 5.00x5.00x0.51(in) 12.70x12.70x1.30(cent) |  |  | 731304330943 | 78.00 | 109.99 | 137.00
| AP8000RED | Rack PDU Red label kit (Quantity 10 units) | https://www.se.com/us/en/product/AP8000RED |  |  | OPTIMUM RACK PDU | Unknown | APC NetShelter Custom Rack PDUs | 0.11(kilos) 0.24(lbs) | 5.00x5.00x0.51(in) 12.70x12.70x1.30(cent) |  |  | 731304330950 | 78.00 | 109.99 | 137.00
| AP8069 | Cord Retention Bracket for NEMA rPDUs (AP8000 Series) | https://www.se.com/us/en/product/AP8069 |  |  | OPTIMUM RACK PDU | Unknown | Rack PDU Accessories | 0.48(kilos) 1.06(lbs) | 14.57x4.25x2.24(in) 37.00x10.80x5.70(cent) |  |  | 731304307587 | 119.00 | 169.99 | 210.00
| AP8441 | Rack PDU 2G, Metered-by-Outlet, ZeroU, 30A, 200/208V, (21) C13 & (3) C19 | https://www.se.com/us/en/product/AP8441 | 200 ,230 | 200 20 | OPTIMUM RACK PDU | Unknown | APC NetShelter Metered-by-Outlet Rack PDUs | 10.48(kilos) 23.11(lbs) | 80.20x6.42x4.61(in) 203.70x16.30x11.70(cent) |  |  | 731304317548 | 1715.00 | 2375.00 | 3025.00
| AP8453 | Rack PDU 2G, Metered-by-Outlet, ZeroU, 32A, 230V, (21) C13 & (3) C19 | https://www.se.com/us/en/product/AP8453 | 200 ,230 | 230 | OPTIMUM RACK PDU | Unknown | APC NetShelter Metered-by-Outlet Rack PDUs | 10.48(kilos) 23.11(lbs) | 80.20x4.61x6.42(in) 203.70x11.70x16.30(cent) |  |  | 731304317555 | 1845.00 | 2550.00 | 3255.00
| AP8459EU3 | Rack PDU 2G, Metered-by-Outlet, ZeroU, 16A, 230V, (21) C13 & (3) C19 | https://www.se.com/us/en/product/AP8459EU3 | 200 ,230 | 230 | OPTIMUM RACK PDU | Unknown | APC NetShelter Metered-by-Outlet Rack PDUs | 9.03(kilos) 19.91(lbs) | 80.20x4.61x6.42(in) 203.70x11.70x16.30(cent) |  |  | 731304317562 | 1550.00 | 2125.00 | 2730.00
| AP8459NA3 | Rack PDU 2G, Metered-by-Outlet, ZeroU, 20A, 208V, (21) C13 & (3) C19 | https://www.se.com/us/en/product/AP8459NA3 | 200 ,230 | 208 | OPTIMUM RACK PDU | Unknown | APC NetShelter Metered-by-Outlet Rack PDUs | 9.03(kilos) 19.91(lbs) | 80.20x6.42x4.61(in) 203.70x16.30x11.70(cent) |  |  | 731304317579 | 1555.00 | 2150.00 | 2745.00
| AP8459WW | Rack PDU 2G, Metered-by-Outlet, ZeroU, 16A, 100-240V, (21) C13 & (3) C19 | https://www.se.com/us/en/product/AP8459WW | 200 ,230 | 200 ,230 | OPTIMUM RACK PDU | Unknown | APC NetShelter Metered-by-Outlet Rack PDUs | 8.35(kilos) 18.41(lbs) | 80.20x4.61x6.42(in) 203.70x11.70x16.30(cent) |  |  | 731304317586 | 1515.00 | 2075.00 | 2670.00
| AP8461 | Rack PDU 2G, Metered-by-Outlet, ZeroU, 5.7kW, 208V, (21) C13 & (3) C19 | https://www.se.com/us/en/product/AP8461 | 208 3 PH | 208 | OPTIMUM RACK PDU | Unknown | APC NetShelter Metered-by-Outlet Rack PDUs | 10.48(kilos) 23.11(lbs) | 80.20x6.42x4.61(in) 203.70x16.30x11.70(cent) |  |  | 731304317593 | 1915.00 | 2650.00 | 3380.00
| AP8481 | Rack PDU 2G, Metered-by-Outlet, ZeroU, 11.0kW, 230V, (21) C13 & (3) C19 | https://www.se.com/us/en/product/AP8481 | 400 3 PH | 230 | OPTIMUM RACK PDU | Unknown | APC NetShelter Metered-by-Outlet Rack PDUs | 10.48(kilos) 23.11(lbs) | 80.20x4.61x6.42(in) 203.70x11.70x16.30(cent) |  |  | 731304317609 | 2370.00 | 3250.00 | 4180.00
| AP8564X630 | Rack PDU 2G, Basic, ZeroU, 8.7kW, 208V, (54) C13, L15-30P input, 3m length | https://www.se.com/us/en/product/AP8564X630 |  |  | OPTIMUM RACK PDU | Unknown | Custom | 9.98(kilos) 22.01(lbs) | 80.71x6.69x4.41(in) 205.00x17.00x11.20(cent) |  |  | 731304348009 | 776.00 | 1075.00 | 1370.00
| AP8632 | Rack PDU 2G, Metered-by-Outlet with Switching, ZeroU, 30A, 100-120V, (24) 5-20R | https://www.se.com/us/en/product/AP8632 | 100 10 | 100 10 | OPTIMUM RACK PDU | Unknown | NetShelter Switched Metered Outlet PDUs | 10.13(kilos) 22.34(lbs) | 80.35x6.48x4.69(in) 204.10x16.47x11.92(cent) |  |  | 731304307457 | 2035.00 | 2800.00 | 3595.00
| AP8632US | Rack PDU 2G, Metered-by-Outlet with Switching, ZeroU, 30A, 100-120V, (24) 5-20R TAA | https://www.se.com/us/en/product/AP8632US | 100 10 | 100 10 | OPTIMUM RACK PDU | Unknown | NetShelter Switched Metered Outlet PDUs | 10.13(kilos) 22.34(lbs) | 80.35x6.48x4.69(in) 204.10x16.47x11.92(cent) |  |  | 731304435365 | 2220.00 | 3050.00 | 3915.00
| AP8641 | Rack PDU 2G, Metered by Outlet with Switching, ZeroU, 30A, 200/208V, (21) C13 & (3) C19 | https://www.se.com/us/en/product/AP8641 | 200 ,230 | 200 20 | OPTIMUM RACK PDU | Unknown | NetShelter Switched Metered Outlet PDUs | 10.50(kilos) 23.15(lbs) | 80.24x6.38x4.65(in) 203.80x16.20x11.80(cent) |  |  | 731304276975 | 2130.00 | 2925.00 | 3760.00
| AP8641US | Rack PDU 2G, Metered by Outlet with Switching, ZeroU, 30A, 200/208V, (21) C13 & (3) C19 TAA | https://www.se.com/us/en/product/AP8641US | 200 ,230 | 200 20 | OPTIMUM RACK PDU | Unknown | NetShelter Switched Metered Outlet PDUs | 10.50(kilos) 23.15(lbs) | 80.24x6.38x4.65(in) 203.80x16.20x11.80(cent) |  |  | 731304435334 | 2325.00 | 3200.00 | 4095.00
| AP8653 | Rack PDU 2G, Metered by Outlet with Switching, ZeroU, 32A, 230V, (21) C13 & (3) C19 | https://www.se.com/us/en/product/AP8653 | 200 ,230 | 230 | OPTIMUM RACK PDU | Unknown | NetShelter Switched Metered Outlet PDUs | 10.50(kilos) 23.15(lbs) | 80.24x4.65x6.38(in) 203.80x11.80x16.20(cent) |  |  | 731304276982 | 2285.00 | 3150.00 | 4030.00
| AP8659 | Rack PDU 2G, Metered by Outlet with Switching, ZeroU, 16A, 100-240V, (21) C13 & (3) C19 | https://www.se.com/us/en/product/AP8659 | 200 ,230 | 100 ,200 ,208 ,230 | OPTIMUM RACK PDU | Unknown | NetShelter Switched Metered Outlet PDUs | 8.34(kilos) 18.39(lbs) | 80.24x4.61x6.38(in) 203.80x11.70x16.20(cent) |  |  | 731304299509 | 1775.00 | 2450.00 | 3125.00
| AP8659EU3 | Rack PDU 2G, Metered by Outlet with Switching, ZeroU, 16A, 230V, (21) C13 & (3) C19 | https://www.se.com/us/en/product/AP8659EU3 | 200 ,230 | 230 | OPTIMUM RACK PDU | Unknown | NetShelter Switched Metered Outlet PDUs | 9.03(kilos) 19.91(lbs) | 80.24x4.61x6.38(in) 203.80x11.70x16.20(cent) |  |  | 731304299516 | 1875.00 | 2575.00 | 3310.00
| AP8659NA3 | Rack PDU 2G, Metered by Outlet with Switching, ZeroU, 20A, 208V, (21) C13 & (3) C19 | https://www.se.com/us/en/product/AP8659NA3 | 200 ,230 | 208 | OPTIMUM RACK PDU | Unknown | NetShelter Switched Metered Outlet PDUs | 9.05(kilos) 19.96(lbs) | 80.24x6.38x4.61(in) 203.80x16.20x11.70(cent) |  |  | 731304299523 | 1830.00 | 2525.00 | 3230.00
| AP8661 | Rack PDU 2G, Metered by Outlet with Switching, ZeroU, 5.7kW, 208V, (21) C13 & (3) C19 | https://www.se.com/us/en/product/AP8661 | 208 3 PH | 208 | OPTIMUM RACK PDU | Unknown | NetShelter Switched Metered Outlet PDUs | 9.41(kilos) 20.75(lbs) | 80.24x6.38x4.65(in) 203.80x16.20x11.80(cent) |  |  | 731304276999 | 2295.00 | 3150.00 | 4050.00
| AP8681 | Rack PDU 2G, Metered by Outlet with Switching, ZeroU, 11.0kW, 230V, (21) C13 & (3) C19 | https://www.se.com/us/en/product/AP8681 | 400 3 PH | 230 | OPTIMUM RACK PDU | Unknown | NetShelter Switched Metered Outlet PDUs | 10.48(kilos) 23.10(lbs) | 80.24x4.61x6.38(in) 203.80x11.70x16.20(cent) |  |  | 731304299530 | 2645.00 | 3650.00 | 4670.00
| AP8702R-NA | Power Cord Kit (6 ea), Locking, C13 TO C14 (90 Degree), 0.6m, North America | https://www.se.com/us/en/product/AP8702R-NA |  |  | OPTIMUM RACK PDU | Unknown | APC NetShelter Power Cords | 0.70(kilos) 1.54(lbs) | 9.45x2.76x1.57(in) 24.00x7.00x4.00(cent) |  |  | 731304294351 | 72.00 | 99.99 | 127.00
| AP8702R-WW | Power Cord Kit (6 ea), Locking, C13 TO C14 (90 Degree), 0.6m | https://www.se.com/us/en/product/AP8702R-WW |  |  | OPTIMUM RACK PDU | Unknown | APC NetShelter Power Cords | 0.70(kilos) 1.54(lbs) | 9.45x2.76x1.57(in) 24.00x7.00x4.00(cent) |  |  | 731304296447 | 72.00 | 99.99 | 127.00
| AP8702S-NA | Power Cord Kit (6 ea), Locking, C13 to C14, 0.6m, North America | https://www.se.com/us/en/product/AP8702S-NA |  |  | OPTIMUM RACK PDU | Unknown | APC NetShelter Power Cords | 0.70(kilos) 1.54(lbs) | 9.45x2.76x1.57(in) 24.00x7.00x4.00(cent) |  |  | 731304294368 | 72.00 | 99.99 | 127.00
| AP8702S-NAX340 | Power Cord Kit (6 ea), Locking, C13 to C14, 0.6m, North America, Red | https://www.se.com/us/en/product/AP8702S-NAX340 |  |  | OPTIMUM RACK PDU | Unknown | APC NetShelter Power Cords | 0.69(kilos) 1.52(lbs) | 9.45x2.76x1.57(in) 24.00x7.00x4.00(cent) |  |  | 731304319672 | 72.00 | 99.99 | 127.00
| AP8702S-NAX590 | Power Cord Kit (6 ea), Locking, C13 to C14, 0.6m (2ft), North America, Blue | https://www.se.com/us/en/product/AP8702S-NAX590 |  |  | OPTIMUM RACK PDU | Unknown | APC NetShelter Power Cords | 0.70(kilos) 1.54(lbs) | 9.45x2.76x1.57(in) 24.00x7.00x4.00(cent) |  |  | 731304324560 | 72.00 | 99.99 | 127.00
| AP8702S-WW | Power Cord Kit (6 ea), Locking, C13 to C14, 0.6m | https://www.se.com/us/en/product/AP8702S-WW |  |  | OPTIMUM RACK PDU | Unknown | APC NetShelter Power Cords | 0.70(kilos) 1.54(lbs) | 9.45x2.76x1.57(in) 24.00x7.00x4.00(cent) |  |  | 731304296454 | 72.00 | 99.99 | 127.00
| AP8704R-NA | Power Cord Kit (6 ea), Locking, C13 to C14 (90 Degree), 1.2m, North America | https://www.se.com/us/en/product/AP8704R-NA |  |  | OPTIMUM RACK PDU | Unknown | APC NetShelter Power Cords | 1.01(kilos) 2.23(lbs) | 9.45x2.76x1.77(in) 24.00x7.00x4.50(cent) |  |  | 731304294375 | 119.00 | 169.99 | 210.00
| AP8704R-WW | Power Cord Kit (6 ea), Locking, C13 to C14 (90 Degree), 1.2m | https://www.se.com/us/en/product/AP8704R-WW |  |  | OPTIMUM RACK PDU | Unknown | APC NetShelter Power Cords | 1.01(kilos) 2.23(lbs) | 9.45x2.76x1.77(in) 24.00x7.00x4.50(cent) |  |  | 731304296461 | 119.00 | 169.99 | 210.00
| AP8704S-NA | Power Cord Kit (6 ea), Locking, C13 to C14, 1.2m, North America | https://www.se.com/us/en/product/AP8704S-NA |  |  | OPTIMUM RACK PDU | Unknown | APC NetShelter Power Cords | 1.01(kilos) 2.23(lbs) | 9.45x2.76x1.77(in) 24.00x7.00x4.50(cent) |  |  | 731304294382 | 119.00 | 169.99 | 210.00
| AP8704S-NAX340 | Power Cord Kit (6 ea), Locking, C13 to C14, 1.2m, North America, Red | https://www.se.com/us/en/product/AP8704S-NAX340 |  |  | OPTIMUM RACK PDU | Unknown | APC NetShelter Power Cords | 1.01(kilos) 2.23(lbs) | 9.45x2.76x1.77(in) 24.00x7.00x4.50(cent) |  |  | 731304319689 | 119.00 | 169.99 | 209.00
| AP8704S-NAX590 | Power Cord Kit (6 ea), Locking, C13 to C14, 1.2m (4ft), North America, Blue | https://www.se.com/us/en/product/AP8704S-NAX590 |  |  | OPTIMUM RACK PDU | Unknown | APC NetShelter Power Cords | 1.01(kilos) 2.23(lbs) | 9.45x2.76x1.77(in) 24.00x7.00x4.50(cent) |  |  | 731304324621 | 119.00 | 169.99 | 209.00
| AP8704S-WW | Power Cord Kit (6 ea), Locking, C13 to C14, 1.2m | https://www.se.com/us/en/product/AP8704S-WW |  |  | OPTIMUM RACK PDU | Unknown | APC NetShelter Power Cords | 1.01(kilos) 2.23(lbs) | 9.45x2.76x1.77(in) 24.00x7.00x4.50(cent) |  |  | 731304296478 | 119.00 | 169.99 | 210.00
| AP8706R-NA | Power Cord Kit (6 ea), Locking, C13 to C14 (90 Degree), 1.8m, North America | https://www.se.com/us/en/product/AP8706R-NA |  |  | OPTIMUM RACK PDU | Unknown | APC NetShelter Power Cords | 1.35(kilos) 2.98(lbs) | 9.45x2.95x2.17(in) 24.00x7.50x5.50(cent) |  |  | 731304294399 | 166.00 | 229.99 | 293.00
| AP8706R-WW | Power Cord Kit (6 ea), Locking, C13 to C14 (90 Degree), 1.8m | https://www.se.com/us/en/product/AP8706R-WW |  |  | OPTIMUM RACK PDU | Unknown | APC NetShelter Power Cords | 1.35(kilos) 2.98(lbs) | 9.45x2.95x2.17(in) 24.00x7.50x5.50(cent) |  |  | 731304296485 | 166.00 | 229.99 | 293.00
| AP8706S-NA | Power Cord Kit (6 ea), Locking, C13 to C14, 1.8m, North America | https://www.se.com/us/en/product/AP8706S-NA |  |  | OPTIMUM RACK PDU | Unknown | APC NetShelter Power Cords | 1.35(kilos) 2.98(lbs) | 9.45x2.95x2.17(in) 24.00x7.50x5.50(cent) |  |  | 731304294405 | 166.00 | 229.99 | 293.00
| AP8706S-NAX340 | Power Cord Kit (6 ea), Locking, C13 to C14, 1.8m, North America, Red | https://www.se.com/us/en/product/AP8706S-NAX340 |  |  | OPTIMUM RACK PDU | Unknown | APC NetShelter Power Cords | 1.35(kilos) 2.98(lbs) | 9.45x2.95x2.17(in) 24.00x7.50x5.50(cent) |  |  | 731304319696 | 165.00 | 229.99 | 291.00
| AP8706S-NAX457 | Power Cord Kit (6 ea), C15 to Locking C14, 1.8m, North America | https://www.se.com/us/en/product/AP8706S-NAX457 |  |  | OPTIMUM RACK PDU | Unknown | Custom | 1.35(kilos) 2.98(lbs) | 9.45x2.95x2.17(in) 24.00x7.50x5.50(cent) |  |  | 731304305873 | 169.00 | 239.99 | 298.00
| AP8706S-NAX590 | Power Cord Kit (6 ea), Locking, C13 to C14, 1.8M (6ft), North America, Blue | https://www.se.com/us/en/product/AP8706S-NAX590 |  |  | OPTIMUM RACK PDU | Unknown | APC NetShelter Power Cords | 1.35(kilos) 2.98(lbs) | 9.45x2.95x2.17(in) 24.00x7.50x5.50(cent) |  |  | 731304326403 | 165.00 | 229.99 | 291.00
| AP8706S-WW | Power Cord Kit (6 ea), Locking, C13 to C14, 1.8m | https://www.se.com/us/en/product/AP8706S-WW |  |  | OPTIMUM RACK PDU | Unknown | APC NetShelter Power Cords | 1.22(kilos) 2.69(lbs) | 1.57x2.40x1.34(in) 4.00x6.10x3.40(cent) | 10 |  | 731304296492 | 166.00 | 229.99 | 293.00
| AP8712R | Power Cord Kit (6 ea), Locking, C19 to C20 (90 Degree), 0.6m | https://www.se.com/us/en/product/AP8712R |  |  | OPTIMUM RACK PDU | Unknown | APC NetShelter Power Cords | 1.12(kilos) 2.47(lbs) | 11.81x2.36x2.36(in) 30.00x6.00x6.00(cent) | 13 |  | 731304279679 | 149.00 | 209.99 | 263.00
| AP8712S | Power Cord Kit (6 ea), Locking, C19 to C20, 0.6m | https://www.se.com/us/en/product/AP8712S |  |  | OPTIMUM RACK PDU | Unknown | APC NetShelter Power Cords | 1.12(kilos) 2.47(lbs) | 11.81x2.56x2.36(in) 30.00x6.50x6.00(cent) |  |  | 731304279686 | 149.00 | 209.99 | 263.00
| AP8712SX340 | Power Cord Kit (6 EA), Locking, C19 TO C20, 0.6M (2FT), Red | https://www.se.com/us/en/product/AP8712SX340 |  |  | OPTIMUM RACK PDU | Unknown | APC NetShelter Power Cords | 1.12(kilos) 2.47(lbs) | 11.81x2.36x2.56(in) 30.00x6.00x6.50(cent) |  |  | 731304329411 | 149.00 | 209.99 | 263.00
| AP8712SX590 | Power Cord Kit (6 ea), Locking, C19 to C20, 0.6m (2ft), Blue | https://www.se.com/us/en/product/AP8712SX590 |  |  | OPTIMUM RACK PDU | Unknown | APC NetShelter Power Cords | 1.12(kilos) 2.47(lbs) | 11.81x2.36x2.56(in) 30.00x6.00x6.50(cent) |  |  | 731304324652 | 149.00 | 209.99 | 263.00
| AP8714R | Power Cord Kit (6 ea), Locking, C19 to C20 (90 Degree), 1.2m | https://www.se.com/us/en/product/AP8714R |  |  | OPTIMUM RACK PDU | Unknown | APC NetShelter Power Cords | 1.64(kilos) 3.62(lbs) | 11.81x2.76x2.56(in) 30.00x7.00x6.50(cent) | 9 |  | 731304279693 | 198.00 | 279.99 | 349.00
| AP8714S | Power Cord Kit (6 ea), Locking, C19 to C20, 1.2m | https://www.se.com/us/en/product/AP8714S |  |  | OPTIMUM RACK PDU | Unknown | APC NetShelter Power Cords | 1.64(kilos) 3.62(lbs) | 11.81x2.76x2.76(in) 30.00x7.00x7.00(cent) |  |  | 731304279709 | 198.00 | 279.99 | 349.00
| AP8714SX340 | Power Cord Kit (6 EA), Locking, C19 TO C20, 1.2M (4FT), Red | https://www.se.com/us/en/product/AP8714SX340 |  |  | OPTIMUM RACK PDU | Unknown | APC NetShelter Power Cords | 1.64(kilos) 3.62(lbs) | 11.81x2.76x2.76(in) 30.00x7.00x7.00(cent) |  |  | 731304329428 | 198.00 | 279.99 | 349.00
| AP8714SX592 | Power Cord Kit (6 ea), Locking, C19 to C20, 1.2m, Blue | https://www.se.com/us/en/product/AP8714SX592 |  |  | OPTIMUM RACK PDU | Unknown | APC NetShelter Power Cords | 1.64(kilos) 3.62(lbs) | 11.81x2.76x2.76(in) 30.00x7.00x7.00(cent) |  |  | 731304285007 | 194.00 | 269.99 | 342.00
| AP8716R | Power Cord Kit (6 ea), Locking, C19 to C20 (90 Degree), 1.8m | https://www.se.com/us/en/product/AP8716R |  |  | OPTIMUM RACK PDU | Unknown | APC NetShelter Power Cords | 2.16(kilos) 4.76(lbs) | 11.81x2.76x3.15(in) 30.00x7.00x8.00(cent) |  |  | 731304279716 | 249.00 | 349.99 | 438.00
| AP8716S | Power Cord Kit (6 ea), Locking, C19 to C20, 1.8m | https://www.se.com/us/en/product/AP8716S |  |  | OPTIMUM RACK PDU | Unknown | APC NetShelter Power Cords | 2.16(kilos) 4.76(lbs) | 11.81x2.76x3.15(in) 30.00x7.00x8.00(cent) |  |  | 731304279723 | 249.00 | 349.99 | 438.00
| AP8716SX340 | Power Cord Kit (6 EA), Locking, C19 TO C20, 1.8M, Red | https://www.se.com/us/en/product/AP8716SX340 |  |  | OPTIMUM RACK PDU | Unknown | APC NetShelter Power Cords | 1.12(kilos) 2.47(lbs) | 11.81x2.36x2.56(in) 30.00x6.00x6.50(cent) |  |  | 731304330356 | 242.00 | 339.99 | 427.00
| AP8716SX593 | Power Cord Kit (6 ea), Locking, C19 to C20, 1.8m, Blue | https://www.se.com/us/en/product/AP8716SX593 |  |  | OPTIMUM RACK PDU | Unknown | APC NetShelter Power Cords | 2.16(kilos) 4.76(lbs) | 11.81x3.15x2.76(in) 30.00x8.00x7.00(cent) |  |  | 731304285014 | 242.00 | 339.99 | 427.00
| AP8750 | Power Cord, Locking C19 to 5-15P, 3.0m | https://www.se.com/us/en/product/AP8750 |  | 120 | OPTIMUM RACK PDU | Unknown | APC NetShelter Power Cords | 0.51(kilos) 1.12(lbs) | 9.06x9.06x1.77(in) 23.00x23.00x4.50(cent) |  |  | 731304279730 | 42.00 | 59.99 | 74.00
| AP8751 | Power Cord, Locking C19 to 5-20P, 3.0m | https://www.se.com/us/en/product/AP8751 |  | 120 | OPTIMUM RACK PDU | Unknown | APC NetShelter Power Cords | 0.71(kilos) 1.57(lbs) | 9.06x9.06x1.77(in) 23.00x23.00x4.50(cent) |  |  | 731304279747 | 46.00 | 69.99 | 80.00
| AP8752 | Power Cord, Locking C19 to L5-20P, 3.0m | https://www.se.com/us/en/product/AP8752 |  | 120 | OPTIMUM RACK PDU | Unknown | APC NetShelter Power Cords | 0.72(kilos) 1.59(lbs) | 9.06x9.06x1.77(in) 23.00x23.00x4.50(cent) |  |  | 731304279754 | 48.00 | 69.99 | 83.00
| AP8752J | Power Cord, Locking C19 to L5-20P, 3.0m | https://www.se.com/us/en/product/AP8752J |  | 100 10 | OPTIMUM RACK PDU | Unknown | APC NetShelter Power Cords | 0.72(kilos) 1.59(lbs) | 9.06x9.06x1.77(in) 23.00x23.00x4.50(cent) |  |  | 731304279761 | 51.00 | 69.99 | 90.00
| AP8753 | Power Cord, Locking C19 to L6-20P, 3.0m | https://www.se.com/us/en/product/AP8753 |  | 208 | OPTIMUM RACK PDU | Unknown | APC NetShelter Power Cords | 0.72(kilos) 1.59(lbs) | 9.06x9.06x1.77(in) 23.00x23.00x4.50(cent) |  |  | 731304284727 | 81.00 | 119.99 | 143.00
| AP8753J | Power Cord, Locking C19 to L6-20P, 3.0m | https://www.se.com/us/en/product/AP8753J |  |  | OPTIMUM RACK PDU | Unknown | APC NetShelter Power Cords | 0.72(kilos) 1.59(lbs) | 9.06x9.06x1.77(in) 23.00x23.00x4.50(cent) |  |  | 731304279778 | 50.00 | 69.99 | 88.00
| AP8754 | Power Cord, Locking C19 to Australia Plug, 3.0m | https://www.se.com/us/en/product/AP8754 |  | 240 | OPTIMUM RACK PDU | Unknown | APC NetShelter Power Cords | 0.42(kilos) 0.93(lbs) | 9.06x9.06x1.77(in) 23.00x23.00x4.50(cent) |  |  | 731304279785 | 48.00 | 69.99 | 84.00
| AP8755 | Power Cord, Locking C19 to CEE/7 Schuko, 3.0m | https://www.se.com/us/en/product/AP8755 |  | 240 | OPTIMUM RACK PDU | Unknown | APC NetShelter Power Cords | 0.42(kilos) 0.93(lbs) | 9.06x1.77x9.06(in) 23.00x4.50x23.00(cent) | 8 |  | 731304279792 | 49.00 | 69.99 | 87.00
| AP8756 | Power Cord, Locking C19 to BS1363A (UK), 3.0m | https://www.se.com/us/en/product/AP8756 |  | 240 | OPTIMUM RACK PDU | Unknown | APC NetShelter Power Cords | 0.44(kilos) 0.97(lbs) | 9.06x9.06x1.97(in) 23.00x23.00x5.00(cent) |  |  | 731304279808 | 49.00 | 69.99 | 87.00
| AP8758 | Power Cord, Locking C19 to IEC309-16A, 3.0m | https://www.se.com/us/en/product/AP8758 |  |  | OPTIMUM RACK PDU | Unknown | APC NetShelter Power Cords | 0.49(kilos) 1.08(lbs) | 17.01x4.02x5.98(in) 43.20x10.20x15.20(cent) |  |  | 731304284734 | 79.00 | 109.99 | 140.00
| AP8759 | Power Cord, Locking C19 to Rewireable, 3.0m | https://www.se.com/us/en/product/AP8759 |  | 240 | OPTIMUM RACK PDU | Unknown | APC NetShelter Power Cords | 0.37(kilos) 0.81(lbs) | 9.06x1.77x9.06(in) 23.00x4.50x23.00(cent) | 25 |  | 731304279822 | 31.00 | 44.99 | 54.00
| AP8760 | Power Cord, Locking C19 to C20, 3.0m | https://www.se.com/us/en/product/AP8760 |  |  | OPTIMUM RACK PDU | Unknown | APC NetShelter Power Cords | 0.51(kilos) 1.12(lbs) | 9.06x1.77x9.06(in) 23.00x4.50x23.00(cent) |  |  | 731304288145 | 68.00 | 99.99 | 120.00
| AP8830 | Rack PDU 2G, Metered, ZeroU, 20A, 100-120V, (24) 5-20R | https://www.se.com/us/en/product/AP8830 | 100 10 | 100 10 | OPTIMUM RACK PDU | Unknown | APC NetShelter Metered Rack | 7.40(kilos) 16.32(lbs) | 78.98x6.48x4.26(in) 200.60x16.47x10.83(cent) |  |  | 731304307310 | 748.00 | 1050.00 | 1320.00
| AP8830US | Rack PDU 2G, Metered, ZeroU, 20A, 100-120V, (24) 5-20R TAA | https://www.se.com/us/en/product/AP8830US | 100 10 | 100 10 | OPTIMUM RACK PDU | Unknown | APC NetShelter Metered Rack | 7.40(kilos) 16.32(lbs) | 78.98x6.48x4.26(in) 200.60x16.47x10.83(cent) |  |  | 731304435440 | 816.00 | 1125.00 | 1440.00
| AP8831 | Rack PDU 2G, Metered, ZeroU, 20A, 100-120V, (11) 5-15 | https://www.se.com/us/en/product/AP8831 | 100 10 | 100 10 | OPTIMUM RACK PDU | Unknown | APC NetShelter Metered Rack | 4.94(kilos) 10.89(lbs) | 44.53x6.30x4.26(in) 113.10x16.00x10.83(cent) |  |  | 731304307327 | 700.00 | 969.00 | 1240.00
| AP8832 | Rack PDU 2G, Metered, ZeroU, 30A, 100-120V, (24) 5-20R | https://www.se.com/us/en/product/AP8832 | 100 10 | 100 10 | OPTIMUM RACK PDU | Unknown | APC NetShelter Metered Rack | 8.58(kilos) 18.92(lbs) | 78.98x6.48x4.26(in) 200.60x16.47x10.83(cent) |  |  | 731304307334 | 798.00 | 1100.00 | 1410.00
| AP8832US | Rack PDU 2G, Metered, ZeroU, 30A, 100-120V, (24) 5-20R TAA | https://www.se.com/us/en/product/AP8832US | 100 10 | 100 10 | OPTIMUM RACK PDU | Unknown | APC NetShelter Metered Rack | 8.58(kilos) 18.92(lbs) | 78.98x6.48x4.26(in) 200.60x16.47x10.83(cent) |  |  | 731304435457 | 870.00 | 1200.00 | 1535.00
| AP8841 | RACK PDU 2G, METERED, ZEROU, 30A, 200/208V, (36) C13 & (6) C19 | https://www.se.com/us/en/product/AP8841 | 200 20 | 200 20 | OPTIMUM RACK PDU | Unknown | APC NetShelter Metered Rack | 8.47(kilos) 18.68(lbs) | 78.74x6.38x4.21(in) 200.00x16.20x10.70(cent) |  |  | 731304277002 | 854.00 | 1175.00 | 1510.00
| AP8841US | RACK PDU 2G, METERED, ZEROU, 30A, 200/208V, (36) C13 & (6) C19 TAA | https://www.se.com/us/en/product/AP8841US | 200 20 | 200 20 | OPTIMUM RACK PDU | Unknown | APC NetShelter Metered Rack | 8.47(kilos) 18.68(lbs) | 78.74x6.38x4.21(in) 200.00x16.20x10.70(cent) |  |  | 731304435310 | 931.00 | 1300.00 | 1645.00
| AP8853 | Rack PDU 2G, Metered, ZeroU, 32A, 230V, (36) C13 & (6) C19 | https://www.se.com/us/en/product/AP8853 | 200 ,230 | 230 | OPTIMUM RACK PDU | Unknown | APC NetShelter Metered Rack | 9.20(kilos) 20.29(lbs) | 78.74x4.21x6.38(in) 200.00x10.70x16.20(cent) | 10 |  | 731304277019 | 1040.00 | 1425.00 | 1830.00
| AP8858 | Rack PDU 2G, Metered, ZeroU,16A, 100-240V, (18) C13 & (2) C19 | https://www.se.com/us/en/product/AP8858 | 200 ,230 | 100 ,200 ,208 ,230 | OPTIMUM RACK PDU | Unknown | APC NetShelter Metered Rack | 4.19(kilos) 9.24(lbs) | 44.25x4.21x6.38(in) 112.40x10.70x16.20(cent) |  |  | 731304277026 | 641.00 | 889.00 | 1135.00
| AP8858EU3 | Rack PDU 2G, Metered, ZeroU, 16A, 230V, (18) C13 & (2) C19, IEC309 Cord | https://www.se.com/us/en/product/AP8858EU3 | 200 ,230 | 230 | OPTIMUM RACK PDU | Unknown | APC NetShelter Metered Rack | 4.91(kilos) 10.83(lbs) | 44.25x4.21x6.38(in) 112.40x10.70x16.20(cent) |  |  | 731304277033 | 950.00 | 1325.00 | 1680.00
| AP8858NA3 | Rack PDU 2G, Metered, ZeroU, 20A, 208V, (18) C13 & (2) C19, L620 Cord | https://www.se.com/us/en/product/AP8858NA3 | 200 ,208 ,230 ,240 | 208 | OPTIMUM RACK PDU | Unknown | APC NetShelter Metered Rack | 4.92(kilos) 10.85(lbs) | 44.25x6.38x4.21(in) 112.40x16.20x10.70(cent) |  |  | 731304277040 | 664.00 | 919.00 | 1175.00
| AP8861 | Rack PDU 2G, Metered, ZeroU, 5.7kW, 208V, (36) C13 & (6) C19 & (2) 5-20 | https://www.se.com/us/en/product/AP8861 | 208 3 PH | 120 12 | OPTIMUM RACK PDU | Unknown | APC NetShelter Metered Rack | 7.97(kilos) 17.57(lbs) | 78.74x6.38x4.21(in) 200.00x16.20x10.70(cent) |  |  | 731304277057 | 919.00 | 1275.00 | 1625.00
| AP8861US | Rack PDU 2G, Metered, ZeroU, 5.7kW, 208V, (36) C13 & (6) C19 & (2) 5-20 TAA | https://www.se.com/us/en/product/AP8861US | 208 3 PH | 120 12 | OPTIMUM RACK PDU | Unknown | APC NetShelter Metered Rack | 7.97(kilos) 17.57(lbs) | 78.74x6.38x4.21(in) 200.00x16.20x10.70(cent) |  |  | 731304435389 | 1005.00 | 1375.00 | 1770.00
| AP8861WX667 | Rack PDU 2G, Metered, ZeroU, 5.7kW, 208V, (36) C13 & (6) C19 & (2) 5-20, SE White | https://www.se.com/us/en/product/AP8861WX667 | 208 3 PH | 120 12 | OPTIMUM RACK PDU | Unknown | Custom | 7.97(kilos) 17.57(lbs) | 78.74x6.38x4.21(in) 200.00x16.20x10.70(cent) |  |  | 731304322443 | 900.00 | 1250.00 | 1590.00
| AP8861X630 | Rack PDU 2G, Metered, ZeroU, 5.7kW, 208V, (36) C13 & (6) C19 & (2) 5-20, 10ft Cord | https://www.se.com/us/en/product/AP8861X630 |  |  | OPTIMUM RACK PDU | Unknown | APC NetShelter Metered Rack | 8.50(kilos) 18.74(lbs) | 78.74x6.38x4.21(in) 200.00x16.20x10.70(cent) |  |  | 731304305828 | 979.00 | 1350.00 | 1730.00
| AP8862 | Rack PDU 2G, Metered, ZeroU, 20A, 208V 3Ph, (36) 5-20R | https://www.se.com/us/en/product/AP8862 | 208 3 PH | 120 | OPTIMUM RACK PDU | Unknown | APC NetShelter Metered Rack | 8.12(kilos) 17.90(lbs) | 78.98x6.48x4.26(in) 200.60x16.47x10.83(cent) |  |  | 731304307488 | 841.00 | 1175.00 | 1485.00
| AP8863 | Rack PDU 2G, Metered, ZeroU, 20A, 208V 3Ph, (24) 5-20R (6) L6-20R | https://www.se.com/us/en/product/AP8863 | 208 3 PH | 120 12 | OPTIMUM RACK PDU | Unknown | APC NetShelter Metered Rack | 8.66(kilos) 19.10(lbs) | 80.35x6.48x4.69(in) 204.10x16.47x11.92(cent) |  |  | 731304307495 | 841.00 | 1175.00 | 1485.00
| AP8865 | Rack PDU 2G, Metered, ZeroU, 8.6kW, 208V, (36) C13 & (6) C19 & (2) 5-20 | https://www.se.com/us/en/product/AP8865 | 208 3 PH | 120 12 | OPTIMUM RACK PDU | Unknown | APC NetShelter Metered Rack | 9.20(kilos) 20.29(lbs) | 78.74x6.38x4.21(in) 200.00x16.20x10.70(cent) |  |  | 731304277064 | 1345.00 | 1850.00 | 2375.00
| AP8865BLUX667 | Rack PDU 2G, Metered, ZeroU, 8.6kW, 208V, (36) C13 & (6) C19 & (2) 5-20, Blue Silk | https://www.se.com/us/en/product/AP8865BLUX667 | 208 3 PH | 120 12 | OPTIMUM RACK PDU | Unknown | Custom | 9.20(kilos) 20.29(lbs) | 78.74x6.38x4.21(in) 200.00x16.20x10.70(cent) |  |  | 731304329459 | 1320.00 | 1825.00 | 2330.00
| AP8865REDX667 | Rack PDU 2G, Metered, ZeroU, 8.6kW, 208V, (36) C13 & (6) C19 & (2) 5-20, Red Silk | https://www.se.com/us/en/product/AP8865REDX667 | 208 3 PH | 120 12 | OPTIMUM RACK PDU | Unknown | Custom | 9.20(kilos) 20.29(lbs) | 78.74x6.38x4.21(in) 200.00x16.20x10.70(cent) |  |  | 731304329466 | 1320.00 | 1825.00 | 2330.00
| AP8865US | Rack PDU 2G, Metered, ZeroU, 8.6kW, 208V, (36) C13 & (6) C19 & (2) 5 TAA | https://www.se.com/us/en/product/AP8865US | 208 3 PH | 120 12 | OPTIMUM RACK PDU | Unknown | APC NetShelter Metered Rack | 9.20(kilos) 20.29(lbs) | 78.74x6.38x4.21(in) 200.00x16.20x10.70(cent) |  |  | 731304435327 | 1470.00 | 2025.00 | 2590.00
| AP8865X630 | Rack PDU 2G, Metered, ZeroU, 8.6kW, 208V, (36) C13 & (6) C19 & (2) 5-20, 10ft. Cord | https://www.se.com/us/en/product/AP8865X630 |  |  | OPTIMUM RACK PDU | Unknown | Custom | 10.14(kilos) 22.36(lbs) | 78.74x6.38x4.21(in) 200.00x16.20x10.70(cent) |  |  | 731304290865 | 1370.00 | 1875.00 | 2415.00
| AP8866 | Rack PDU 2G, Metered, ZeroU, 17.2kW, 208V, (6) C13 & (12) C19 | https://www.se.com/us/en/product/AP8866 | 208 3 PH | 208 | OPTIMUM RACK PDU | Unknown | APC NetShelter Metered Rack | 13.55(kilos) 29.88(lbs) | 84.61x8.70x4.41(in) 214.90x22.10x11.20(cent) |  |  | 731304289906 | 2795.00 | 3850.00 | 4930.00
| AP8866US | Rack PDU 2G, Metered, ZeroU, 17.2kW, 208V, (6) C13 & (12) C19 TAA | https://www.se.com/us/en/product/AP8866US | 208 3 PH | 208 | OPTIMUM RACK PDU | Unknown | APC NetShelter Metered Rack | 13.55(kilos) 29.88(lbs) | 84.61x8.70x4.41(in) 214.90x22.10x11.20(cent) |  |  | 731304435372 | 3045.00 | 4200.00 | 5375.00
| AP8866X837 | Rack PDU 2G, Metered, ZeroU, 17.2kW, 208V, (24) C13 & (24) C19 | https://www.se.com/us/en/product/AP8866X837 | 208 3 PH | 208 | OPTIMUM RACK PDU | Unknown | Custom | 15.79(kilos) 34.81(lbs) | 84.60x4.40x8.70(in) 214.88x11.18x22.10(cent) |  |  | 731304341857 | 3000.00 | 4125.00 | 5295.00
| AP8866X844 | Rack PDU 2G, Metered, ZeroU, 17.2kW, 208V, (36) C13 & (12) C19 | https://www.se.com/us/en/product/AP8866X844 | 208 3 PH | 208 | OPTIMUM RACK PDU | Unknown | Custom | 13.52(kilos) 29.80(lbs) | 84.60x4.40x8.70(in) 214.88x11.18x22.10(cent) |  |  | 731304354598 | 2785.00 | 3825.00 | 4915.00
| AP8867 | Rack PDU 2G, Metered, ZeroU, 17.2kW, 208V, (30) C13 | https://www.se.com/us/en/product/AP8867 | 208 3 PH | 208 | OPTIMUM RACK PDU | Unknown | APC NetShelter Metered Rack | 14.05(kilos) 30.98(lbs) | 84.61x8.70x4.41(in) 214.90x22.10x11.20(cent) |  |  | 731304289913 | 2795.00 | 3850.00 | 4930.00
| AP8867US | Rack PDU 2G, Metered, ZeroU, 17.2kW, 208V, (30) C13 TAA | https://www.se.com/us/en/product/AP8867US | 208 3 PH | 208 | OPTIMUM RACK PDU | Unknown | APC NetShelter Metered Rack | 14.05(kilos) 30.98(lbs) | 84.61x8.70x4.41(in) 214.90x22.10x11.20(cent) |  |  | 731304435396 | 3045.00 | 4200.00 | 5375.00
| AP8868 | Rack PDU 2G, Metered, ZeroU, 10.0kW, 208V, (36) C13 & (6) C19 | https://www.se.com/us/en/product/AP8868 | 208 3 PH | 208 | OPTIMUM RACK PDU | Unknown | APC NetShelter Metered Rack | 11.36(kilos) 25.05(lbs) | 80.71x6.69x4.41(in) 205.00x17.00x11.20(cent) |  |  | 731304289920 | 1600.00 | 2200.00 | 2820.00
| AP8868BLU | Rack PDU 2G, Metered, ZeroU, 10.0kW, 208V, (36) C13 & (6) C19, Blue Paint | https://www.se.com/us/en/product/AP8868BLU |  |  | OPTIMUM RACK PDU | Unknown | Custom | 9.53(kilos) 21.00(lbs) | 6.50x81.00x4.50(in) 16.51x205.74x11.43(cent) |  |  | 731304354604 | 1505.00 | 2075.00 | 2655.00
| AP8868US | Rack PDU 2G, Metered, ZeroU, 10.0kW, 208V, (36) C13 & (6) C19 TAA | https://www.se.com/us/en/product/AP8868US | 208 3 PH | 208 | OPTIMUM RACK PDU | Unknown | APC NetShelter Metered Rack | 11.36(kilos) 25.05(lbs) | 80.71x6.69x4.41(in) 205.00x17.00x11.20(cent) |  |  | 731304435426 | 1740.00 | 2400.00 | 3070.00
| AP8869HDX632 | Rack PDU 2G, Metered, ZeroU, 14.4Kw, 208V, (36) C13 & (12) C19, 6ft cord. | https://www.se.com/us/en/product/AP8869HDX632 | 208 3 PH | 208 | OPTIMUM RACK PDU | Unknown | Custom | 13.83(kilos) 30.50(lbs) | 84.61x8.70x4.41(in) 214.90x22.10x11.20(cent) |  |  | 731304409724 | 2095.00 | 2875.00 | 3690.00
| AP8869HDX737 | Rack PDU 2G, Metered, ZeroU, 14.4Kw, 208V, (36) C13 & (12) C19, 10ft cord | https://www.se.com/us/en/product/AP8869HDX737 | 208 3 PH | 208 | OPTIMUM RACK PDU | Unknown | Custom | 13.83(kilos) 30.50(lbs) | 84.61x8.70x4.41(in) 214.90x22.10x11.20(cent) |  |  | 731304345411 | 1690.00 | 2325.00 | 2975.00
| AP8869X737 | Rack PDU 2G, Metered, ZeroU, 14.4Kw, 208V, (24) C13 & (6) C19 | https://www.se.com/us/en/product/AP8869X737 | 208 3 PH | 208 | OPTIMUM RACK PDU | Unknown | Custom | 13.00(kilos) 28.67(lbs) | 84.61x8.70x4.41(in) 214.90x22.10x11.20(cent) |  |  | 731304324553 | 2150.00 | 2975.00 | 3795.00
| AP8870 | Rack PDU 2G, Metered, ZeroU, 30A, 120/208V, (16) 5-20R (12) C13 (2) C19 | https://www.se.com/us/en/product/AP8870 | 120 12 | 120 | OPTIMUM RACK PDU | Unknown | APC NetShelter Metered Rack | 7.19(kilos) 15.85(lbs) | 78.98x6.48x4.26(in) 200.60x16.47x10.83(cent) |  |  | 731304307501 | 948.00 | 1325.00 | 1675.00
| AP8881 | Rack PDU 2G, Metered, ZeroU, 11kW, 230V, (36) C13 & (6) C19 | https://www.se.com/us/en/product/AP8881 | 400 3 PH | 230 | OPTIMUM RACK PDU | Unknown | APC NetShelter Metered Rack | 8.02(kilos) 17.68(lbs) | 78.74x4.21x6.38(in) 200.00x10.70x16.20(cent) |  |  | 731304277071 | 1585.00 | 2175.00 | 2790.00
| AP8881BLUX667 | Rack PDU 2G, Metered, ZeroU, 11kW, 230V, (36) C13 & (6) C19, Blue Silkscreen | https://www.se.com/us/en/product/AP8881BLUX667 | 400 3 PH | 230 | OPTIMUM RACK PDU | Unknown | Custom | 8.02(kilos) 17.68(lbs) | 78.74x6.38x4.21(in) 200.00x16.20x10.70(cent) |  |  | 731304354635 | 1465.00 | 2025.00 | 2580.00
| AP8881RED | Rack PDU 2G, Metered, ZeroU, 11kW, 230V, (36) C13 & (6) C19, Full Paint Red | https://www.se.com/us/en/product/AP8881RED |  |  | OPTIMUM RACK PDU | Unknown | Custom | 8.00(kilos) 17.64(lbs) | 78.74x4.21x6.38(in) 200.00x10.70x16.20(cent) |  |  | 731304433781 | 1585.00 | 2175.00 | 2790.00
| AP8881REDX667 | Rack PDU 2G, Metered, ZeroU, 11kW, 230V, (36) C13 & (6) C19, Red Silkscreen | https://www.se.com/us/en/product/AP8881REDX667 | 400 3 PH | 230 | OPTIMUM RACK PDU | Unknown | Custom | 8.02(kilos) 17.68(lbs) | 78.74x6.38x4.21(in) 200.00x16.20x10.70(cent) |  |  | 731304354642 | 1465.00 | 2025.00 | 2580.00
| AP8886 | Rack PDU 2G, Metered, ZeroU, 22.0kW(32A), 230V, (30) C13 & (12) C19 | https://www.se.com/us/en/product/AP8886 | 400 3 PH | 230 | OPTIMUM RACK PDU | Unknown | APC NetShelter Metered Rack | 9.50(kilos) 20.95(lbs) | 4.33x81.10x6.46(in) 11.00x206.00x16.40(cent) | 5 |  | 731304289937 | 2495.00 | 3425.00 | 4405.00
| AP8887 | Rack PDU 2G, Metered, ZeroU, 17.3kW, 240V, (30) C13 & (12) C19 | https://www.se.com/us/en/product/AP8887 | 400 3 PH | 240 | OPTIMUM RACK PDU | Unknown | APC NetShelter Metered Rack | 13.60(kilos) 29.99(lbs) | 84.61x8.70x4.41(in) 214.90x22.10x11.20(cent) |  |  | 731304292432 | 1995.00 | 2750.00 | 3520.00
| AP8887L22X837 | Rack PDU 2G, Metered, ZeroU, 17.3kW, 240V, (24) C13 & (18) C19, L22-30P input | https://www.se.com/us/en/product/AP8887L22X837 | 400 3 PH | 240 | OPTIMUM RACK PDU | Unknown | Custom | 13.60(kilos) 29.99(lbs) | 84.61x8.70x4.41(in) 214.90x22.10x11.20(cent) |  |  | 731304338925 | 2055.00 | 2825.00 | 3620.00
| AP8888 | Rack PDU 2G, Metered, ZeroU, 23.0kW, 240V, (30) C13 & (12) C19 | https://www.se.com/us/en/product/AP8888 | 400 3 PH | 240 | OPTIMUM RACK PDU | Unknown | APC NetShelter Metered Rack | 14.05(kilos) 30.98(lbs) | 84.61x8.70x4.41(in) 214.90x22.10x11.20(cent) |  |  | 731304289944 | 2645.00 | 3650.00 | 4670.00
| AP8888BLU | Rack PDU 2G, Metered, ZeroU, 23.0kW, 240V, (30) C13 & (12) C19, Full Paint Blue | https://www.se.com/us/en/product/AP8888BLU |  |  | OPTIMUM RACK PDU | Unknown | Custom | 14.05(kilos) 30.98(lbs) | 84.61x8.70x4.41(in) 214.90x22.10x11.20(cent) |  |  | 731304435303 | 2645.00 | 3650.00 | 4670.00
| AP8888RED | Rack PDU 2G, Metered, ZeroU, 23.0kW, 240V, (30) C13 & (12) C19, Full Paint Red | https://www.se.com/us/en/product/AP8888RED |  |  | OPTIMUM RACK PDU | Unknown | Custom | 14.05(kilos) 30.98(lbs) | 84.61x8.70x4.41(in) 214.90x22.10x11.20(cent) |  |  | 731304435297 | 2645.00 | 3650.00 | 4670.00
| AP8888X892 | Rack PDU 2G, Metered, ZeroU, 23.0kW, 240V, (48) C13 & (12) C19, for 60U SX | https://www.se.com/us/en/product/AP8888X892 | 400 3 PH | 240 | OPTIMUM RACK PDU | Unknown | Custom | 14.51(kilos) 31.99(lbs) | 112.99x8.70x4.41(in) 287.00x22.10x11.20(cent) |  |  | 731304347330 | 2700.00 | 3725.00 | 4765.00
| AP8930 | Rack PDU 2G, Switched, ZeroU, 20A, 100-120V, (24) 5-20R | https://www.se.com/us/en/product/AP8930 | 120 | 120 | OPTIMUM RACK PDU | Unknown | APC NetShelter Switched Rack PDUs | 8.60(kilos) 18.96(lbs) | 78.98x6.48x4.26(in) 200.60x16.47x10.83(cent) |  |  | 731304307518 | 1250.00 | 1725.00 | 2205.00
| AP8931 | Rack PDU 2G, Switched, ZeroU, 15A, 100-120V, (8) 5-15 | https://www.se.com/us/en/product/AP8931 | 100 10 | 100 10 | OPTIMUM RACK PDU | Unknown | APC NetShelter Switched Rack PDUs | 5.02(kilos) 11.07(lbs) | 44.53x6.30x4.26(in) 113.10x16.00x10.83(cent) |  |  | 731304307525 | 1250.00 | 1725.00 | 2205.00
| AP8932 | Rack PDU 2G, Switched, ZeroU, 30A, 100-120V, (24) 5-20R | https://www.se.com/us/en/product/AP8932 | 100 10 | 100 10 | OPTIMUM RACK PDU | Unknown | APC NetShelter Switched Rack PDUs | 9.66(kilos) 21.30(lbs) | 78.98x6.48x4.26(in) 200.60x16.47x10.83(cent) |  |  | 731304307532 | 1390.00 | 1925.00 | 2450.00
| AP8932US | Rack PDU 2G, Switched, ZeroU, 30A, 100-120V, (24) 5-20R TAA | https://www.se.com/us/en/product/AP8932US | 100 10 | 100 10 | OPTIMUM RACK PDU | Unknown | APC NetShelter Switched Rack PDUs | 9.66(kilos) 21.30(lbs) | 78.98x6.48x4.26(in) 200.60x16.47x10.83(cent) |  |  | 731304435419 | 1515.00 | 2075.00 | 2670.00
| AP8958 | Rack PDU 2G, Switched, ZeroU, 16A, 100-240V, (7) C13 & (1) C19 | https://www.se.com/us/en/product/AP8958 | 200 ,230 | 100 ,200 ,208 ,230 | OPTIMUM RACK PDU | Unknown | APC NetShelter Switched Rack PDUs | 4.76(kilos) 10.50(lbs) | 44.29x4.49x6.50(in) 112.50x11.40x16.50(cent) |  |  | 731304277101 | 1135.00 | 1575.00 | 2000.00
| AP8958EU3 | Rack PDU 2G, Switched, ZeroU, 16A, 230V, (7) C13 & (1) C19, IEC309 Cord | https://www.se.com/us/en/product/AP8958EU3 | 200 ,230 | 200 ,230 | OPTIMUM RACK PDU | Unknown | APC NetShelter Switched Rack PDUs | 5.49(kilos) 12.10(lbs) | 44.29x4.49x6.50(in) 112.50x11.40x16.50(cent) |  |  | 731304277118 | 1425.00 | 1975.00 | 2510.00
| AP8958NA3 | Rack PDU 2G, Switched, ZeroU, 20A, 208V, (7) C13 & (1) C19, L620 Cord | https://www.se.com/us/en/product/AP8958NA3 | 200 ,230 | 200 ,208 ,230 ,240 | OPTIMUM RACK PDU | Unknown | APC NetShelter Switched Rack PDUs | 5.50(kilos) 12.13(lbs) | 44.29x6.50x4.49(in) 112.50x16.50x11.40(cent) |  |  | 731304277125 | 1155.00 | 1600.00 | 2035.00
| AP8962 | Rack PDU 2G, Switched, ZeroU, 20A, 208V 3Ph, (24) 5-20R | https://www.se.com/us/en/product/AP8962 | 208 3 PH | 120 | OPTIMUM RACK PDU | Unknown | APC NetShelter Switched Rack PDUs | 9.50(kilos) 20.95(lbs) | 78.98x6.48x4.26(in) 200.60x16.47x10.83(cent) |  |  | 731304307549 | 1450.00 | 2000.00 | 2560.00
| AP8962US | Rack PDU 2G, Switched, ZeroU, 20A, 208V 3Ph, (24) 5-20R TAA | https://www.se.com/us/en/product/AP8962US | 208 3 PH | 120 | OPTIMUM RACK PDU | Unknown | APC NetShelter Switched Rack PDUs | 9.50(kilos) 20.95(lbs) | 78.98x6.48x4.26(in) 200.60x16.47x10.83(cent) |  |  | 731304435402 | 1580.00 | 2175.00 | 2790.00
| AP8970GRNX874 | Rack PDU 2G, Switched, ZeroU, 30A, 120/208V, (16) 5-20R (7) C13 (1) C19, Full Paint Aetna Green | https://www.se.com/us/en/product/AP8970GRNX874 | 120 12 | 120 12 | OPTIMUM RACK PDU | Unknown | Custom | 10.22(kilos) 22.54(lbs) | 80.35x6.48x4.69(in) 204.10x16.47x11.92(cent) |  |  | 731304354819 | 1525.00 | 2100.00 | 2690.00
| AP8970NRGX874 | Rack PDU 2G, Switched, ZeroU, 30A, 120/208V, (16) 5-20R (7) C13 (1) C19, Full Paint Aetna Orange | https://www.se.com/us/en/product/AP8970NRGX874 | 120 12 | 120 12 | OPTIMUM RACK PDU | Unknown | Custom | 10.22(kilos) 22.54(lbs) | 80.35x6.48x4.69(in) 204.10x16.47x11.92(cent) |  |  | 731304354826 | 1525.00 | 2100.00 | 2690.00
| AP9551 | Rack PDU, Basic, Zero U, 20A, 120V, (14)5-15 | https://www.se.com/us/en/product/AP9551 | 100 10 | 120 | OPTIMUM RACK PDU | Unknown | APC NetShelter Basic Rack PDUs | 2.92(kilos) 6.44(lbs) | 25.51x7.01x5.98(in) 64.80x17.80x15.20(cent) |  |  | 731304021247 | 241.00 | 339.99 | 426.00
| AP9559 | Rack PDU,Basic, 1U, 16A,208&230V, (10)C13 & (2)C19 | https://www.se.com/us/en/product/AP9559 | 120 ,230 | 120 ,230 | OPTIMUM RACK PDU | Unknown | APC NetShelter Basic Rack PDUs | 2.36(kilos) 5.19(lbs) | 6.50x5.98x19.02(in) 16.50x15.20x48.30(cent) |  |  | 731304123521 | 297.00 | 409.00 | 523.00
| AP9560 | Rack PDU, Basic, 1U, 30A, 120V, (10)5-20 | https://www.se.com/us/en/product/AP9560 | 100 10 | 120 | OPTIMUM RACK PDU | Unknown | APC NetShelter Basic Rack PDUs | 3.64(kilos) 8.03(lbs) | 5.98x19.13x6.97(in) 15.20x48.60x17.70(cent) |  |  | 731304192930 | 342.00 | 469.00 | 603.00
| AP9562 | Rack PDU, Basic, 1U, 15A, 120V, (10)5-15 | https://www.se.com/us/en/product/AP9562 | 100 10 | 120 | OPTIMUM RACK PDU | Unknown | APC NetShelter Basic Rack PDUs | 3.64(kilos) 8.03(lbs) | 2.76x18.27x9.02(in) 7.00x46.40x22.90(cent) |  |  | 731304203865 | 133.00 | 189.99 | 234.00
| AP9563 | Rack PDU, Basic, 1U, 20A, 120V, (10)5-20, 5-20P | https://www.se.com/us/en/product/AP9563 | 100 10 | 120 | OPTIMUM RACK PDU | Unknown | APC NetShelter Basic Rack PDUs | 3.64(kilos) 8.03(lbs) | 2.76x18.27x9.02(in) 7.00x46.40x22.90(cent) |  |  | 731304203889 | 204.00 | 279.99 | 359.00
| AP9564 | Rack PDU, Basic, 1U, 20A, 120V, (10)5-20, L5-20P | https://www.se.com/us/en/product/AP9564 | 100 10 | 120 | OPTIMUM RACK PDU | Unknown | APC NetShelter Basic Rack PDUs | 3.64(kilos) 8.03(lbs) | 2.76x18.27x9.02(in) 7.00x46.40x22.90(cent) |  |  | 731304203872 | 204.00 | 279.99 | 359.00
| AP9565 | Rack PDU, Basic, 1U, 16A, 208/230V, (12)C13 | https://www.se.com/us/en/product/AP9565 | 200 ,230 | 208 20 | OPTIMUM RACK PDU | Unknown | APC NetShelter Basic Rack PDUs | 3.63(kilos) 8.01(lbs) | 2.76x9.02x18.27(in) 7.00x22.90x46.40(cent) |  |  | 731304213055 | 204.00 | 279.99 | 359.00
| AP9566 | Rack PDU, Basic, 1U, 16A, 208V, (12)C13 | https://www.se.com/us/en/product/AP9566 | 200 ,230 | 208 | OPTIMUM RACK PDU | Unknown | APC NetShelter Basic Rack PDUs | 3.64(kilos) 8.03(lbs) | 2.76x18.27x9.02(in) 7.00x46.40x22.90(cent) |  |  | 731304213048 | 204.00 | 279.99 | 359.00
| AP9567 | Rack PDU, Basic, Zero U, 15A, 100/120V, (14) 5-15 | https://www.se.com/us/en/product/AP9567 | 100 10 | 100 10 | OPTIMUM RACK PDU | Unknown | APC NetShelter Basic Rack PDUs | 2.92(kilos) 6.44(lbs) | 25.51x7.01x5.98(in) 64.80x17.80x15.20(cent) |  |  | 731304207061 | 243.00 | 339.99 | 429.00
| AP9568 | Rack PDU,Basic,Zero U,10A,230V, (15)C13 | https://www.se.com/us/en/product/AP9568 | 120 ,200 ,208 ,230 ,240 | 208 20 | OPTIMUM RACK PDU | Unknown | APC NetShelter Basic Rack PDUs | 2.72(kilos) 6.01(lbs) | 25.51x5.98x7.01(in) 64.80x15.20x17.80(cent) |  |  | 731304207054 | 243.00 | 339.99 | 429.00
| AP9569 | Cord Retention Bracket for Basic Rack PDUs | https://www.se.com/us/en/product/AP9569 |  |  | OPTIMUM RACK PDU | Unknown | Rack PDU Accessories | 0.68(kilos) 1.50(lbs) | 2.52x3.74x18.62(in) 6.40x9.50x47.30(cent) |  |  | 731304203896 | 83.00 | 119.99 | 147.00
| AP9570 | Rack PDU, Basic, 1U, 30A, 208V, (4) C19 | https://www.se.com/us/en/product/AP9570 | 200 ,230 | 208 | OPTIMUM RACK PDU | Unknown | APC NetShelter Basic Rack PDUs | 3.86(kilos) 8.51(lbs) | 2.76x18.27x9.02(in) 7.00x46.40x22.90(cent) |  |  | 731304213086 | 342.00 | 469.00 | 603.00
| AP9571A | Rack PDU, Basic, 1U, 30A, 208V, (10) C13 | https://www.se.com/us/en/product/AP9571A | 200 ,230 | 208 | OPTIMUM RACK PDU | Unknown | APC NetShelter Basic Rack PDUs | 3.64(kilos) 8.03(lbs) | 6.73x19.02x6.85(in) 17.10x48.30x17.40(cent) |  |  | 731304272755 | 332.00 | 459.00 | 586.00
| AP9572 | Rack PDU, Basic, Zero U, 16A, 208/230V, (15) C13 | https://www.se.com/us/en/product/AP9572 | 200 ,230 | 200 ,230 | OPTIMUM RACK PDU | Unknown | APC NetShelter Basic Rack PDUs | 2.72(kilos) 6.01(lbs) | 25.12x5.75x6.61(in) 63.80x14.60x16.80(cent) |  |  | 731304226369 | 303.00 | 419.00 | 534.00
| AP9804 | UPS Communications Cable Smart Signalling 15' / 4.5m | https://www.se.com/us/en/product/AP9804 |  |  | POWERCHUTE ACCESSORIES | Unknown | Interface Cables | 0.45(kilos) 0.99(lbs) | 9.02x4.02x2.01(in) 22.90x10.20x5.10(cent) |  |  | 731304203001 | 42.00 | 59.99 | 71.00
| AP9815 | UPS INTERFACE EXTENSION | https://www.se.com/us/en/product/AP9815 |  |  | POWERCHUTE ACCESSORIES | Unknown | Interface Cables | 0.45(kilos) 0.99(lbs) | 9.02x4.02x2.01(in) 22.90x10.20x5.10(cent) |  |  | 731304002727 | 28.00 | 39.99 | 48.00
| AP9824LJ | LINUX POWERCHUTE CABLE KIT FOR JPAA | https://www.se.com/us/en/product/AP9824LJ |  |  | POWERCHUTE ACCESSORIES | Unknown | Interface Cables | 0.45(kilos) 0.99(lbs) | 9.02x4.02x2.01(in) 22.90x10.20x5.10(cent) |  |  | 731304014195 | 23.25 | 34.99 | 40.00
| AP9827 | Simple Signaling UPS Cable USB to RJ45 | https://www.se.com/us/en/product/AP9827 |  |  | POWERCHUTE ACCESSORIES | Unknown | Interface Cables | 0.46(kilos) 1.01(lbs) | 9.02x4.02x2.01(in) 22.90x10.20x5.10(cent) |  |  | 731304202998 | 28.00 | 39.99 | 48.00
| AP9870 | Power Cord, C13 to C14, 2.5m | https://www.se.com/us/en/product/AP9870 |  |  | OPTIMUM RACK PDU | Unknown | APC NetShelter Power Cords | 0.30(kilos) 0.65(lbs) | 2.01x7.99x4.02(in) 5.10x20.30x10.20(cent) | 10 |  | 731304107897 | 29.00 | 39.99 | 50.00
| AP9871 | Power Cord, C19 to L6-20P, 3.7m | https://www.se.com/us/en/product/AP9871 |  |  | OPTIMUM RACK PDU | Unknown | APC NetShelter Power Cords | 1.10(kilos) 2.43(lbs) | 4.02x4.02x12.01(in) 10.20x10.20x30.50(cent) |  |  | 731304111030 | 51.00 | 69.99 | 90.00
| AP9872 | Power Cord, C19 to 5-15P, 2.5m | https://www.se.com/us/en/product/AP9872 |  |  | OPTIMUM RACK PDU | Unknown | APC NetShelter Power Cords | 0.30(kilos) 0.66(lbs) | 4.02x12.52x4.25(in) 10.20x31.80x10.80(cent) |  |  | 731304189374 | 46.00 | 69.99 | 80.00
| AP9873 | Power Cord, C19 to 5-20P, 2.5m | https://www.se.com/us/en/product/AP9873 |  |  | OPTIMUM RACK PDU | Unknown | APC NetShelter Power Cords | 0.30(kilos) 0.66(lbs) | 4.02x12.52x4.25(in) 10.20x31.80x10.80(cent) |  |  | 731304189367 | 46.00 | 69.99 | 80.00
| AP9875 | Power Cord, C19 to CEE/7 Schuko, 2.5m | https://www.se.com/us/en/product/AP9875 |  |  | OPTIMUM RACK PDU | Unknown | APC NetShelter Power Cords | 0.30(kilos) 0.66(lbs) | 2.01x7.99x4.02(in) 5.10x20.30x10.20(cent) | 10 |  | 731304189404 | 46.00 | 69.99 | 80.00
| AP9876 | Power Cord, C19 to IEC309 16A, 2.5m | https://www.se.com/us/en/product/AP9876 |  |  | OPTIMUM RACK PDU | Unknown | APC NetShelter Power Cords | 0.30(kilos) 0.66(lbs) | 2.01x7.99x4.02(in) 5.10x20.30x10.20(cent) | 10 |  | 731304189398 | 76.00 | 109.99 | 133.00
| AP9877 | Power Cord, C19 to C20, 2.0m | https://www.se.com/us/en/product/AP9877 |  |  | OPTIMUM RACK PDU | Unknown | APC NetShelter Power Cords | 0.46(kilos) 1.01(lbs) | 12.01x4.02x4.02(in) 30.50x10.20x10.20(cent) | 5 |  | 731304198765 | 42.00 | 59.99 | 74.00
| AP9878 | Power Cord, C19 to C14, 2.0m | https://www.se.com/us/en/product/AP9878 |  |  | OPTIMUM RACK PDU | Unknown | APC NetShelter Power Cords | 0.36(kilos) 0.79(lbs) | 12.01x4.02x4.02(in) 30.50x10.20x10.20(cent) | 10 |  | 731304198772 | 46.00 | 69.99 | 80.00
| AP9879 | Power Cord, C13 to C20, 2.0m | https://www.se.com/us/en/product/AP9879 |  |  | OPTIMUM RACK PDU | Unknown | APC NetShelter Power Cords | 0.47(kilos) 1.03(lbs) | 3.90x11.81x3.90(in) 9.90x30.00x9.90(cent) | 4 |  | 731304198734 | 46.00 | 69.99 | 80.00
| AP9880 | Power Cord, C14 to CEE 7/7 Schuko, 0.6m | https://www.se.com/us/en/product/AP9880 |  |  | OPTIMUM RACK PDU | Unknown | APC NetShelter Power Cords | 0.21(kilos) 0.47(lbs) | 11.69x15.63x5.83(in) 29.70x39.70x14.80(cent) | 10 |  | 731304198758 | 46.00 | 69.99 | 80.00
| AP9881 | Power Cord, C14 to BS1363 (UK), 0.6m | https://www.se.com/us/en/product/AP9881 |  |  | OPTIMUM RACK PDU | Unknown | APC NetShelter Power Cords | 0.46(kilos) 1.01(lbs) | 12.01x4.02x4.02(in) 30.50x10.20x10.20(cent) |  |  | 731304198741 | 46.00 | 69.99 | 80.00
| AP9883 | Power Cord Splitter, L21-20P to (3)L5-20R | https://www.se.com/us/en/product/AP9883 |  |  | OPTIMUM RACK PDU | Unknown | APC NetShelter Power Cords | 1.36(kilos) 3.00(lbs) | 2.99x12.52x12.52(in) 7.60x31.80x31.80(cent) |  |  | 731304198796 | 198.00 | 279.99 | 349.00
| AP9887 | Power Cord, C19 to C20, 4.5m | https://www.se.com/us/en/product/AP9887 |  | 230 | OPTIMUM RACK PDU | Unknown | APC NetShelter Power Cords | 1.82(kilos) 4.01(lbs) | 22.52x18.50x4.49(in) 57.20x47.00x11.40(cent) |  |  | 731304204138 | 149.00 | 209.99 | 263.00
| AP9890 | Power Cord Kit (5 ea), C13 to C14, 0.6m | https://www.se.com/us/en/product/AP9890 |  |  | OPTIMUM RACK PDU | Unknown | APC NetShelter Power Cords | 0.55(kilos) 1.21(lbs) | 2.99x7.99x4.02(in) 7.60x20.30x10.20(cent) |  |  | 731304217862 | 48.00 | 69.99 | 83.00
| AP9892 | Power Cord, C19 to C20, 0.6m | https://www.se.com/us/en/product/AP9892 |  |  | OPTIMUM RACK PDU | Unknown | APC NetShelter Power Cords | 0.26(kilos) 0.57(lbs) | 2.01x7.99x4.02(in) 5.10x20.30x10.20(cent) |  |  | 731304217893 | 24.50 | 34.99 | 44.00
| AP9893 | Power Cord, C13 to 5-15P, 2.4m | https://www.se.com/us/en/product/AP9893 |  | 120 | OPTIMUM RACK PDU | Unknown | APC NetShelter Power Cords | 0.45(kilos) 0.99(lbs) | 2.99x7.99x4.02(in) 7.60x20.30x10.20(cent) |  |  | 731304217886 | 24.50 | 34.99 | 44.00
| AP9895 | Power Cord, C19 to BS1363A (UK), 2.4m | https://www.se.com/us/en/product/AP9895 |  |  | OPTIMUM RACK PDU | Unknown | APC NetShelter Power Cords | 0.52(kilos) 1.14(lbs) | 4.02x2.99x11.73(in) 10.20x7.60x29.80(cent) |  |  | 731304217855 | 49.00 | 69.99 | 87.00
| AP9896 | Power Cord, C19 to L6-30P, 2.4m | https://www.se.com/us/en/product/AP9896 |  |  | OPTIMUM RACK PDU | Unknown | APC NetShelter Power Cords | 0.74(kilos) 1.63(lbs) | 4.02x11.73x2.99(in) 10.20x29.80x7.60(cent) |  |  | 731304217848 | 49.00 | 69.99 | 87.00
| AP9897 | Power Cord, C19 to 15A Australia Plug, 3.7m | https://www.se.com/us/en/product/AP9897 |  |  | OPTIMUM RACK PDU | Unknown | APC NetShelter Power Cords | 0.73(kilos) 1.61(lbs) | 4.02x11.73x4.02(in) 10.20x29.80x10.20(cent) |  |  | 731304219972 | 113.00 | 159.99 | 200.00
| AP9899 | Power Cord, C20 to IEC309 (16A), 2.5m | https://www.se.com/us/en/product/AP9899 |  |  | OPTIMUM RACK PDU | Unknown | APC NetShelter Power Cords | 0.61(kilos) 1.34(lbs) | 4.02x4.02x12.01(in) 10.20x10.20x30.50(cent) | 10 |  | 731304252139 | 177.00 | 249.99 | 312.00
| AP90010 | EcoStruxure IT Advisor Perpetual License for 10 Racks | https://www.se.com/us/en/product/AP90010 |  |  | IT ADVISOR ON-PREM | Unknown | Data Center Operation |  |  |  |  | 731304281214 | 1725.00 | 2425.00
| AP98275 | UPS Signaling Offer for IBM AS/400 and IBMi (IBM Power Systems) | https://www.se.com/us/en/product/AP98275 |  |  | POWERCHUTE ACCESSORIES | Unknown | Interface Cables | 0.45(kilos) 0.99(lbs) | 2.01x9.25x6.50(in) 5.10x23.50x16.50(cent) |  |  | 731304293422 | 60.00 | 79.99 | 102.00
| AP900100 | EcoStruxure IT Advisor Perpetual License for 100 Racks | https://www.se.com/us/en/product/AP900100 |  |  | IT ADVISOR ON-PREM | Unknown | Data Center Operation |  |  |  |  | 731304281221 | 13725.00 | 19300.00
| AP900200 | EcoStruxure IT Advisor Perpetual License for 200 Racks | https://www.se.com/us/en/product/AP900200 |  |  | IT ADVISOR ON-PREM | Unknown | Data Center Operation |  |  |  |  | 731304281238 | 19950.00 | 28000.00
| AP900500 | EcoStruxure IT Advisor Perpetual License for 500 Racks | https://www.se.com/us/en/product/AP900500 |  |  | IT ADVISOR ON-PREM | Unknown | Data Center Operation |  |  |  |  | 731304281245 | 41250.00 | 57800.00
| AP9160100 | EcoStruxure IT Advisor IT Optimize Perpetual License for 100 Racks | https://www.se.com/us/en/product/AP9160100 |  |  | IT ADVISOR ON-PREM | Unknown | Data Center Operation: IT Optimize |  |  |  |  | 731304300076 | 16590.00 | 23300.00
| APDU1300 | NetShelter Rack PDU 10000 Sensor Hub | https://www.se.com/us/en/product/APDU1300 |  |  | OPTIMUM ODM RACK PDU | Unknown | APC NetShelter Advanced Rack PDUs | 0.17(kilos) 0.37(lbs) | 0.39x7.87x9.06(in) 1.00x20.00x23.00(cent) |  |  | 731304446743 | 174.00 | 239.99 | 308.00
| APDU1303 | NetShelter Rack PDU 10000 Door Switch | https://www.se.com/us/en/product/APDU1303 |  |  | OPTIMUM ODM RACK PDU | Unknown | APC NetShelter Advanced Rack PDUs | 0.15(kilos) 0.33(lbs) | 0.39x7.87x9.06(in) 1.00x20.00x23.00(cent) |  |  | 731304446750 | 147.00 | 209.99 | 258.00
| APDU1308 | NetShelter Rack PDU 10000 Rope Leak Sensor | https://www.se.com/us/en/product/APDU1308 |  |  | OPTIMUM ODM RACK PDU | Unknown | APC NetShelter Advanced Rack PDUs | 0.54(kilos) 1.19(lbs) | 3.15x7.87x7.09(in) 8.00x20.00x18.00(cent) |  |  | 731304446781 | 495.00 | 679.00 | 872.00
| APDU1335T | NetShelter Rack PDU 10000 Temperature Sensor | https://www.se.com/us/en/product/APDU1335T |  |  | OPTIMUM ODM RACK PDU | Unknown | APC NetShelter Advanced Rack PDUs | 0.16(kilos) 0.34(lbs) | 0.39x7.87x9.06(in) 1.00x20.00x23.00(cent) |  |  | 731304446712 | 119.00 | 169.99 | 209.00
| APDU1335T3H | NetShelter Rack PDU 10000 Temperature (Qty 3) & Humidity Sensor | https://www.se.com/us/en/product/APDU1335T3H |  |  | OPTIMUM ODM RACK PDU | Unknown | APC NetShelter Advanced Rack PDUs | 0.17(kilos) 0.37(lbs) | 0.39x7.87x9.06(in) 1.00x20.00x23.00(cent) |  |  | 731304446736 | 209.00 | 289.99 | 369.00
| APDU1335TH | NetShelter Rack PDU 10000 Temperature & Humidity Sensor | https://www.se.com/us/en/product/APDU1335TH |  |  | OPTIMUM ODM RACK PDU | Unknown | APC NetShelter Advanced Rack PDUs | 0.16(kilos) 0.34(lbs) | 0.39x7.87x9.06(in) 1.00x20.00x23.00(cent) |  |  | 731304446729 | 188.00 | 259.99 | 332.00
| APDU9640NMC3 | APC NetShelter Rack PDU Advanced Network Management Card 3 | https://www.se.com/us/en/product/APDU9640NMC3 |  |  | OPTIMUM ODM RACK PDU | Unknown | APC NetShelter Advanced Rack PDUs | 0.45(kilos) 0.99(lbs) | 2.75x3.50x8.00(in) 6.98x8.89x20.32(cent) |  |  | 731304752615 | 380.00 | 529.00 | 670.00
| APDU9640NMC3-MP50 | APC NetShelter Rack PDU Advanced Network Management Card 3-Master Pack Qty 50 | https://www.se.com/us/en/product/APDU9640NMC3-MP50 |  |  | OPTIMUM ODM RACK PDU | Unknown | APC NetShelter Advanced Rack PDUs | 0.60(kilos) 1.32(lbs) | 2.44x8.03x3.31(in) 6.20x20.40x8.40(cent) |  |  | 731304753933 | 15180.00 | 20900.00 | 26790.00
| APDU9866-1UX960 | APC Rack PDU 9000, Metered, 1U, 17.2Kw, 60A 208V 3ph, (3) C13 & (6) C19, 3.6m input cord | https://www.se.com/us/en/product/APDU9866-1UX960 | 200 |  | OPTIMUM RACK PDU | Unknown | Custom | 18.00(kilos) 39.69(lbs) | 13.39x36.61x24.41(in) 34.00x93.00x62.00(cent) |  |  | 731304758693 | 2625.00 | 3625.00 | 4630.00
| APDU9941 | APC Rack PDU 9000 Switched, ZeroU, 30A, 200/208V, (21) C13 & (3) C19 | https://www.se.com/us/en/product/APDU9941 | 208 20 | 200 20 | OPTIMUM RACK PDU | Unknown | APC NetShelter Switched Rack PDUs | 10.00(kilos) 22.05(lbs) | 80.31x6.50x4.88(in) 204.00x16.50x12.40(cent) |  |  | 731304356264 | 1465.00 | 2025.00 | 2585.00
| APDU9941US | APC Rack PDU 9000 Switched, ZeroU, 30A, 200/208V, (21) C13 & (3) C19 TAA | https://www.se.com/us/en/product/APDU9941US | 208 20 | 200 20 | OPTIMUM RACK PDU | Unknown | APC NetShelter Switched Rack PDUs | 10.00(kilos) 22.05(lbs) | 80.31x6.50x4.88(in) 204.00x16.50x12.40(cent) |  |  | 731304435341 | 1600.00 | 2200.00 | 2820.00
| APDU9953 | APC Rack PDU 9000 Switched, ZeroU, 32A, 230V, (21) C13 & (3) C19 | https://www.se.com/us/en/product/APDU9953 | 200...240 | 200...240 | OPTIMUM RACK PDU | Unknown | APC NetShelter Switched Rack PDUs | 9.95(kilos) 21.94(lbs) | 80.31x6.50x4.88(in) 204.00x16.50x12.40(cent) |  |  | 731304356271 | 1665.00 | 2300.00 | 2935.00
| APDU9959EU3 | APC Rack PDU 9000 Switched, ZeroU, 16A, 230V, (21) C13 & (3) C19, IEC309 Cord | https://www.se.com/us/en/product/APDU9959EU3 | 230 | 230 | OPTIMUM RACK PDU | Unknown | APC NetShelter Switched Rack PDUs | 8.59(kilos) 18.94(lbs) | 78.82x6.50x4.49(in) 200.20x16.50x11.40(cent) |  |  | 731304356295 | 1565.00 | 2150.00 | 2760.00
| APDU9959J | APC NetShelter Rack PDU 9000 Switched, ZeroU, 16A, 100-240V, (21) C13 & (3) C19, Japan | https://www.se.com/us/en/product/APDU9959J | 200 | 200 | OPTIMUM RACK PDU | Unknown | APC NetShelter Switched Rack PDUs | 7.86(kilos) 17.33(lbs) | 78.82x6.50x4.49(in) 200.20x16.50x11.40(cent) |  |  | 731304412922 | 1310.00 | 1800.00 | 2310.00
| APDU9959NA3 | APC Rack PDU 9000 Switched, ZeroU, 20A, 208V, (21) C13 & (3) C19, L620 Cord | https://www.se.com/us/en/product/APDU9959NA3 | 200 20 | 208 20 | OPTIMUM RACK PDU | Unknown | APC NetShelter Switched Rack PDUs | 7.86(kilos) 17.33(lbs) | 78.82x6.50x4.49(in) 200.20x16.50x11.40(cent) |  |  | 731304356301 | 1285.00 | 1775.00 | 2265.00
| APDU9961 | APC Rack PDU 9000 Switched, ZeroU, 5.7kW, 200/208V, (21) C13 & (3) C19 | https://www.se.com/us/en/product/APDU9961 | 208 3 PH | 208 | OPTIMUM RACK PDU | Unknown | APC NetShelter Switched Rack PDUs | 8.82(kilos) 19.45(lbs) | 78.82x6.50x4.49(in) 200.20x16.50x11.40(cent) |  |  | 731304356318 | 1645.00 | 2275.00 | 2900.00
| APDU9965 | APC Rack PDU 9000 Switched, ZeroU, 8.6kW, 208V, (21) C13 & (3) C19 | https://www.se.com/us/en/product/APDU9965 | 208 3 PH | 208 | OPTIMUM RACK PDU | Unknown | APC NetShelter Switched Rack PDUs | 10.32(kilos) 22.76(lbs) | 80.31x6.50x4.88(in) 204.00x16.50x12.40(cent) |  |  | 731304356325 | 2000.00 | 2750.00 | 3525.00
| APDU9965US | APC Rack PDU 9000 Switched, ZeroU, 8.6kW, 208V, (21) C13 & (3) C19 TAA | https://www.se.com/us/en/product/APDU9965US | 208 3 PH | 208 | OPTIMUM RACK PDU | Unknown | APC NetShelter Switched Rack PDUs | 10.32(kilos) 22.76(lbs) | 80.31x6.50x4.88(in) 204.00x16.50x12.40(cent) |  |  | 731304435358 | 2180.00 | 3000.00 | 3840.00
| APDU9965X969 | APC Rack PDU 9000 Switched, ZeroU, 8.6kW, 208V, (21) C13 & (3) C19, 3.5m cord | https://www.se.com/us/en/product/APDU9965X969 |  |  | OPTIMUM RACK PDU | Unknown | Custom | 12.00(kilos) 26.46(lbs) | 81.89x6.69x5.51(in) 208.00x17.00x14.00(cent) |  |  | 731304447313 | 2350.00 | 3225.00 | 4145.00
| APDU9965X970 | APC Rack PDU 9000 Switched, ZeroU, 8.6kW, 208V, (21) C13 & (3) C19, 3.5m cord, L15-30P input | https://www.se.com/us/en/product/APDU9965X970 |  |  | OPTIMUM RACK PDU | Unknown | Custom | 13.00(kilos) 28.67(lbs) | 80.31x7.09x5.51(in) 204.00x18.00x14.00(cent) |  |  | 731304447320 | 2385.00 | 3275.00 | 4205.00
| APDU9966 | APC Rack PDU 9000 Switched, ZeroU, 17.2kW, 208V, (20) C13, (12) C19 | https://www.se.com/us/en/product/APDU9966 | 208 3 PH | 208 | OPTIMUM RACK PDU | Unknown | APC NetShelter Switched Rack PDUs | 19.96(kilos) 44.01(lbs) | 84.61x8.70x4.41(in) 214.90x22.10x11.20(cent) |  |  | 731304356332 | 3615.00 | 4975.00 | 6380.00
| APDU9967 | APC Rack PDU 9000 Switched, ZeroU, 17.2kW, 208V, (42) C13, (6) C19 | https://www.se.com/us/en/product/APDU9967 | 208 3 PH | 208 | OPTIMUM RACK PDU | Unknown | APC NetShelter Switched Rack PDUs | 19.96(kilos) 44.01(lbs) | 84.61x8.70x4.41(in) 214.90x22.10x11.20(cent) |  |  | 731304356349 | 3615.00 | 4975.00 | 6380.00
| APDU9967US | APC Rack PDU 9000 Switched, ZeroU, 17.2kW, 208V, (42) C13, (6) C19 TAA | https://www.se.com/us/en/product/APDU9967US | 208 3 PH | 208 | OPTIMUM RACK PDU | Unknown | APC NetShelter Switched Rack PDUs | 19.96(kilos) 44.01(lbs) | 84.61x8.70x4.41(in) 214.90x22.10x11.20(cent) |  |  | 731304435433 | 3940.00 | 5425.00 | 6955.00
| APDU9970 | APC Rack PDU 9000 Switched, ZeroU, 30A, 120/208V, (16) 5-20R (7) C13 (1) C19 | https://www.se.com/us/en/product/APDU9970 | 120 12 | 120 12 | OPTIMUM RACK PDU | Unknown | APC NetShelter Switched Rack PDUs | 10.22(kilos) 22.54(lbs) | 80.35x6.48x4.69(in) 204.10x16.47x11.92(cent) |  |  | 731304356356 | 1715.00 | 2350.00 | 3020.00
| APDU9981EU3 | APC Rack PDU 9000 Switched, ZeroU, 11.0kW, 230V, (21) C13 & (3) C19 | https://www.se.com/us/en/product/APDU9981EU3 | 400 3 PH | 230 | OPTIMUM RACK PDU | Unknown | APC NetShelter Switched Rack PDUs | 8.95(kilos) 19.73(lbs) | 78.82x6.50x4.49(in) 200.20x16.50x11.40(cent) |  |  | 731304404262 | 2220.00 | 3050.00 | 3915.00
| APDU9981EU3X968 | APC Rack PDU 9000 Switched, ZeroU, 11.0kW, 230V, (21) C13 & (3) C19, 3.5m cord, 3x breakers | https://www.se.com/us/en/product/APDU9981EU3X968 |  |  | OPTIMUM RACK PDU | Unknown | Custom | 10.00(kilos) 22.05(lbs) | 78.74x6.69x4.72(in) 200.00x17.00x12.00(cent) |  |  | 731304447290 | 2305.00 | 3175.00 | 4060.00
| APDU9981NA3 | APC Rack PDU 9000 Switched, ZeroU, 11.5kW, 208V, (21) C13 & (3) C19 | https://www.se.com/us/en/product/APDU9981NA3 | 415 3 PH | 208 20 | OPTIMUM RACK PDU | Unknown | APC NetShelter Switched Rack PDUs | 8.95(kilos) 19.73(lbs) | 78.82x6.50x4.49(in) 200.20x16.50x11.40(cent) |  |  | 731304404255 | 2220.00 | 3050.00 | 3915.00
| APDU10151ME | APC NetShelter Rack PDU Advanced, Metered, 5.0kW, 1PH, 208V, 30A, L6-30P, 40 Outlet | https://www.se.com/us/en/product/APDU10151ME | 208 1 PH | 208 | OPTIMUM ODM RACK PDU | Unknown | APC NetShelter Advanced Rack PDUs | 8.60(kilos) 18.96(lbs) | 67.72x8.19x4.57(in) 172.00x20.80x11.60(cent) |  |  | 731304439769 | 1415.00 | 1950.00 | 2490.00
| APDU10151SM | APC NetShelter Rack PDU Advanced, Switched Metered Outlet, 5.0kW, 1PH, 208V, 30A, L6-30P, 40 Outlet | https://www.se.com/us/en/product/APDU10151SM | 208 1 PH | 208 | OPTIMUM ODM RACK PDU | Unknown | APC NetShelter Advanced Rack PDUs | 9.80(kilos) 21.61(lbs) | 67.72x8.19x4.57(in) 172.00x20.80x11.60(cent) |  |  | 731304439783 | 3400.00 | 4675.00 | 5995.00
| APDU10151SW | APC NetShelter Rack PDU Advanced, Switched, 5.0kW, 1PH, 208V, 30A, L6-30P, 40 Outlet | https://www.se.com/us/en/product/APDU10151SW | 208 1 PH | 208 | OPTIMUM ODM RACK PDU | Unknown | APC NetShelter Advanced Rack PDUs | 9.70(kilos) 21.39(lbs) | 67.72x8.19x4.57(in) 172.00x20.80x11.60(cent) |  |  | 731304439776 | 2250.00 | 3100.00 | 3970.00
| APDU10250ME | APC NetShelter Rack PDU Advanced, Metered, 11.5kW, 3PH, 415V, 20A, 520P6, 42 Outlet | https://www.se.com/us/en/product/APDU10250ME | 415 3 PH,400 3 PH | 240 | OPTIMUM ODM RACK PDU | Unknown | APC NetShelter Advanced Rack PDUs | 7.70(kilos) 16.98(lbs) | 67.72x8.19x4.57(in) 172.00x20.80x11.60(cent) |  |  | 731304439684 | 1405.00 | 1950.00 | 2480.00
| APDU10250SM | APC NetShelter Rack PDU Advanced, Switched Metered Outlet, 11.5kW, 3PH, 415V, 20A, 520P6, 48 Outlet | https://www.se.com/us/en/product/APDU10250SM | 415 3 PH,400 3 PH | 240 | OPTIMUM ODM RACK PDU | Unknown | APC NetShelter Advanced Rack PDUs | 9.70(kilos) 21.39(lbs) | 67.72x8.19x4.57(in) 172.00x20.80x11.60(cent) |  |  | 731304439707 | 3015.00 | 4150.00 | 5325.00
| APDU10250SW | APC NetShelter Rack PDU Advanced, Switched, 11.5kW, 3PH, 415V, 20A, 520P6, 42 Outlet | https://www.se.com/us/en/product/APDU10250SW | 415 3 PH,400 3 PH | 240 | OPTIMUM ODM RACK PDU | Unknown | APC NetShelter Advanced Rack PDUs | 9.20(kilos) 20.29(lbs) | 67.72x8.19x4.57(in) 172.00x20.80x11.60(cent) |  |  | 731304439691 | 2300.00 | 3175.00 | 4055.00
| APDU10350ME | APC NetShelter Rack PDU Advanced, Metered, 17.3kW, 3PH, 415V, 30A, 530P6, 48 Outlet | https://www.se.com/us/en/product/APDU10350ME | 415 3 PH,400 3 PH | 240 | OPTIMUM ODM RACK PDU | Unknown | APC NetShelter Advanced Rack PDUs | 11.40(kilos) 25.14(lbs) | 77.95x10.31x5.20(in) 198.00x26.20x13.20(cent) |  |  | 731304439714 | 2085.00 | 2875.00 | 3675.00
| APDU10350MO | APC NetShelter Rack PDU Advanced, Metered Outlet, 17.3kW, 3PH, 415V, 30A, 530P6, 48 Outlet | https://www.se.com/us/en/product/APDU10350MO | 415 3 PH,400 3 PH | 240 | OPTIMUM ODM RACK PDU | Unknown | APC NetShelter Advanced Rack PDUs | 12.60(kilos) 27.78(lbs) | 77.95x10.31x5.20(in) 198.00x26.20x13.20(cent) |  |  | 731304439738 | 3600.00 | 4950.00 | 6355.00
| APDU10350SM | APC NetShelter Rack PDU Advanced, Switched Metered Outlet, 17.3kW, 3PH, 415V, 30A, 530P6, 48 Outlet | https://www.se.com/us/en/product/APDU10350SM | 415 3 PH,400 3 PH | 240 | OPTIMUM ODM RACK PDU | Unknown | APC NetShelter Advanced Rack PDUs | 12.60(kilos) 27.78(lbs) | 77.95x10.31x5.20(in) 198.00x26.20x13.20(cent) |  |  | 731304439745 | 3870.00 | 5325.00 | 6825.00
| APDU10350SW | APC NetShelter Rack PDU Advanced, Switched, 17.3kW, 3PH, 415V, 30A, 530P6, 48 Outlet | https://www.se.com/us/en/product/APDU10350SW | 415 3 PH,400 3 PH | 240 | OPTIMUM ODM RACK PDU | Unknown | APC NetShelter Advanced Rack PDUs | 12.60(kilos) 27.78(lbs) | 77.95x10.31x5.20(in) 198.00x26.20x13.20(cent) |  |  | 731304439721 | 2785.00 | 3825.00 | 4910.00
| APDU10351ME | APC NetShelter Rack PDU Advanced, Metered, 8.6kW, 3PH, 208V, 30A, L21-30P, 42 Outlet | https://www.se.com/us/en/product/APDU10351ME | 208 3 PH | 208 | OPTIMUM ODM RACK PDU | Unknown | APC NetShelter Advanced Rack PDUs | 10.70(kilos) 23.59(lbs) | 77.95x8.19x4.57(in) 198.00x20.80x11.60(cent) |  |  | 731304439790 | 1800.00 | 2475.00 | 3175.00
| APDU10351SM | APC NetShelter Rack PDU Advanced, Switched Metered Outlet, 8.6kW, 3PH, 208V 30A, L21-30P, 48 Outlet | https://www.se.com/us/en/product/APDU10351SM | 208 3 PH | 208 | OPTIMUM ODM RACK PDU | Unknown | APC NetShelter Advanced Rack PDUs | 12.40(kilos) 27.34(lbs) | 77.95x8.19x4.57(in) 198.00x20.80x11.60(cent) |  |  | 731304439813 | 3300.00 | 4550.00 | 5825.00
| APDU10351SW | APC NetShelter Rack PDU Advanced, Switched, 8.6kW, 3PH, 208V, 30A, L21-30P, 48 Outlet | https://www.se.com/us/en/product/APDU10351SW | 208 3 PH | 208 | OPTIMUM ODM RACK PDU | Unknown | APC NetShelter Advanced Rack PDUs | 12.40(kilos) 27.34(lbs) | 77.95x8.19x4.57(in) 198.00x20.80x11.60(cent) |  |  | 731304439806 | 2775.00 | 3825.00 | 4900.00
| APDU10450ME | APC NetShelter Rack PDU Advanced, Metered, 34.6kW, 3PH, 415V, 60A, 560P6, 42 Outlet | https://www.se.com/us/en/product/APDU10450ME | 415 3 PH | 240 | OPTIMUM ODM RACK PDU | Unknown | APC NetShelter Advanced Rack PDUs | 17.00(kilos) 37.49(lbs) | 83.07x10.31x5.20(in) 211.00x26.20x13.20(cent) |  |  | 731304439103 | 3250.00 | 4475.00 | 5730.00
| APDU10450SM | APC NetShelter Rack PDU Advanced, Switched Metered Outlet, 34.6kW, 3PH, 415V, 60A, 560P6, 42 Outlet | https://www.se.com/us/en/product/APDU10450SM | 415 3 PH | 240 | OPTIMUM ODM RACK PDU | Unknown | APC NetShelter Advanced Rack PDUs | 15.70(kilos) 34.62(lbs) | 77.95x10.31x5.20(in) 198.00x26.20x13.20(cent) |  |  | 731304439752 | 5145.00 | 7075.00 | 9075.00
| APDU10450SW | APC NetShelter Rack PDU Advanced, Switched, 34.6kW, 3PH, 415V, 60A, 560P6, 42 Outlet | https://www.se.com/us/en/product/APDU10450SW | 415 3 PH | 240 | OPTIMUM ODM RACK PDU | Unknown | APC NetShelter Advanced Rack PDUs | 19.00(kilos) 41.90(lbs) | 83.07x10.31x5.20(in) 211.00x26.20x13.20(cent) |  |  | 731304439110 | 4265.00 | 5875.00 | 7525.00
| APDU10451ME | APC NetShelter Rack PDU Advanced, Metered, 14.4kW, 3PH, 208V, 50A, CS8365C, 42 Outlet | https://www.se.com/us/en/product/APDU10451ME | 208 3 PH | 208 | OPTIMUM ODM RACK PDU | Unknown | APC NetShelter Advanced Rack PDUs | 13.60(kilos) 29.99(lbs) | 77.95x10.31x5.20(in) 198.00x26.20x13.20(cent) |  |  | 731304439820 | 2685.00 | 3700.00 | 4740.00
| APDU10451SM | APC NetShelter Rack PDU Advanced, Switched Metered Outlet, 14.4kW, 3PH, 208V 50A, CS8365C, 42 Outlet | https://www.se.com/us/en/product/APDU10451SM | 208 3 PH | 208 | OPTIMUM ODM RACK PDU | Unknown | APC NetShelter Advanced Rack PDUs | 14.10(kilos) 31.09(lbs) | 77.95x10.31x5.20(in) 198.00x26.20x13.20(cent) |  |  | 731304439844 | 4300.00 | 5900.00 | 7585.00
| APDU10451SW | APC NetShelter Rack PDU Advanced, Switched, 14.4kW, 3PH, 208V, 50A, CS8365C, 42 Outlet | https://www.se.com/us/en/product/APDU10451SW | 208 3 PH | 208 | OPTIMUM ODM RACK PDU | Unknown | APC NetShelter Advanced Rack PDUs | 14.20(kilos) 31.31(lbs) | 77.95x10.31x5.20(in) 198.00x26.20x13.20(cent) |  |  | 731304439837 | 3220.00 | 4425.00 | 5680.00
| APDU10452ME | APC NetShelter Rack PDU Advanced, Metered, 3PH, 17.3kW, 208V, 60A, 460P9, 42 Outlet | https://www.se.com/us/en/product/APDU10452ME | 208 3 PH | 208 | OPTIMUM ODM RACK PDU | Unknown | APC NetShelter Advanced Rack PDUs | 13.70(kilos) 30.21(lbs) | 77.95x10.31x5.20(in) 198.00x26.20x13.20(cent) |  |  | 731304439851 | 2855.00 | 3925.00 | 5035.00
| APDU10452MO | APC NetShelter Rack PDU Advanced, Metered Outlet, 3PH, 17.3kW, 208V, 60A, 460P9, 42 Outlet | https://www.se.com/us/en/product/APDU10452MO | 208 3 PH | 208 | OPTIMUM ODM RACK PDU | Unknown | APC NetShelter Advanced Rack PDUs | 14.10(kilos) 31.09(lbs) | 77.95x10.31x5.20(in) 198.00x26.20x13.20(cent) |  |  | 731304439875 | 3975.00 | 5475.00 | 7015.00
| APDU10452SM | APC NetShelter Rack PDU Advanced, Switched Metered Outlet, 3PH, 17.3kW, 208V, 60A, 460P9, 42 Outlet | https://www.se.com/us/en/product/APDU10452SM | 208 3 PH | 208 | OPTIMUM ODM RACK PDU | Unknown | APC NetShelter Advanced Rack PDUs | 14.30(kilos) 31.53(lbs) | 77.95x10.31x5.20(in) 198.00x26.20x13.20(cent) |  |  | 731304439882 | 4450.00 | 6125.00 | 7850.00
| APDU10452SW | APC NetShelter Rack PDU Advanced, Switched, 3PH, 17.3kW, 208V, 60A, 460P9, 42 Outlet | https://www.se.com/us/en/product/APDU10452SW | 208 3 PH | 208 | OPTIMUM ODM RACK PDU | Unknown | APC NetShelter Advanced Rack PDUs | 14.10(kilos) 31.09(lbs) | 77.95x10.31x5.20(in) 198.00x26.20x13.20(cent) |  |  | 731304439868 | 3210.00 | 4425.00 | 5665.00
| APDU11151ME | APC NetShelter Rack PDU Advanced, Metered, 5.0kW, 1PH, 208V, 30A, L6-30P, 40 Outlet | https://www.se.com/us/en/product/APDU11151ME | 208 1 PH | 208 | OPTIMUM ODM RACK PDU | Unknown | APC NetShelter Advanced Rack PDUs | 8.60(kilos) 18.96(lbs) | 67.72x8.19x4.57(in) 172.00x20.80x11.60(cent) |  |  | 731304752653 | 1445.00 | 2000.00 | 2550.00
| APDU11151SM | APC NetShelter Rack PDU Advanced, Switched Metered Outlet, 5.0kW, 1PH, 208V, 30A, L6-30P, 40 Outlet | https://www.se.com/us/en/product/APDU11151SM | 208 1 PH | 208 | OPTIMUM ODM RACK PDU | Unknown | APC NetShelter Advanced Rack PDUs | 9.80(kilos) 21.61(lbs) | 67.72x8.19x4.57(in) 172.00x20.80x11.60(cent) |  |  | 731304752660 | 3480.00 | 4775.00 | 6140.00
| APDU11151SW | APC NetShelter Rack PDU Advanced, Switched, 5.0kW, 1PH, 208V, 30A, L6-30P, 40 Outlet | https://www.se.com/us/en/product/APDU11151SW | 208 1 PH | 208 | OPTIMUM ODM RACK PDU | Unknown | APC NetShelter Advanced Rack PDUs | 9.70(kilos) 21.39(lbs) | 67.72x8.19x4.57(in) 172.00x20.80x11.60(cent) |  |  | 731304752677 | 2305.00 | 3175.00 | 4065.00
| APDU11250ME | APC NetShelter Rack PDU Advanced, Metered, 11.5kW, 3PH, 415V, 20A, 520P6, 42 Outlet | https://www.se.com/us/en/product/APDU11250ME | 415 3 PH,400 3 PH | 240 | OPTIMUM ODM RACK PDU | Unknown | APC NetShelter Advanced Rack PDUs | 7.70(kilos) 16.98(lbs) | 67.72x8.19x4.57(in) 172.00x20.80x11.60(cent) |  |  | 731304752684 | 1440.00 | 1975.00 | 2535.00
| APDU11250SM | APC NetShelter Rack PDU Advanced, Switched Metered Outlet, 11.5kW, 3PH, 415V, 20A, 520P6, 48 Outlet | https://www.se.com/us/en/product/APDU11250SM | 415 3 PH,400 3 PH | 240 | OPTIMUM ODM RACK PDU | Unknown | APC NetShelter Advanced Rack PDUs | 9.70(kilos) 21.39(lbs) | 67.72x8.19x4.57(in) 172.00x20.80x11.60(cent) |  |  | 731304752691 | 3090.00 | 4250.00 | 5450.00
| APDU11250SW | APC NetShelter Rack PDU Advanced, Switched, 11.5kW, 3PH, 415V, 20A, 520P6, 42 Outlet | https://www.se.com/us/en/product/APDU11250SW | 415 3 PH,400 3 PH | 240 | OPTIMUM ODM RACK PDU | Unknown | APC NetShelter Advanced Rack PDUs | 9.20(kilos) 20.29(lbs) | 67.72x8.19x4.57(in) 172.00x20.80x11.60(cent) |  |  | 731304752707 | 2355.00 | 3250.00 | 4155.00
| APDU11350ME | APC NetShelter Rack PDU Advanced, Metered, 17.3kW, 3PH, 415V, 30A, 530P6, 48 Outlet | https://www.se.com/us/en/product/APDU11350ME | 415 3 PH,400 3 PH | 240 | OPTIMUM ODM RACK PDU | Unknown | APC NetShelter Advanced Rack PDUs | 11.40(kilos) 25.14(lbs) | 77.95x10.31x5.20(in) 198.00x26.20x13.20(cent) |  |  | 731304752714 | 2135.00 | 2925.00 | 3760.00
| APDU11350MO | APC NetShelter Rack PDU Advanced, Metered Outlet, 17.3kW, 3PH, 415V, 30A, 530P6, 48 Outlet | https://www.se.com/us/en/product/APDU11350MO | 415 3 PH,400 3 PH | 240 | OPTIMUM ODM RACK PDU | Unknown | APC NetShelter Advanced Rack PDUs | 12.60(kilos) 27.78(lbs) | 77.95x10.31x5.20(in) 198.00x26.20x13.20(cent) |  |  | 731304752721 | 3685.00 | 5075.00 | 6505.00
| APDU11350SM | APC NetShelter Rack PDU Advanced, Switched Metered Outlet, 17.3kW, 3PH, 415V, 30A, 530P6, 48 Outlet | https://www.se.com/us/en/product/APDU11350SM | 415 3 PH,400 3 PH | 240 | OPTIMUM ODM RACK PDU | Unknown | APC NetShelter Advanced Rack PDUs | 12.60(kilos) 27.78(lbs) | 77.95x10.31x5.20(in) 198.00x26.20x13.20(cent) |  |  | 731304752738 | 3960.00 | 5450.00 | 6985.00
| APDU11350SW | APC NetShelter Rack PDU Advanced, Switched,17.3kW, 3PH, 415V, 30A, 530P6, 48 Outlet | https://www.se.com/us/en/product/APDU11350SW | 415 3 PH,400 3 PH | 240 | OPTIMUM ODM RACK PDU | Unknown | APC NetShelter Advanced Rack PDUs | 12.60(kilos) 27.78(lbs) | 77.95x10.31x5.20(in) 198.00x26.20x13.20(cent) |  |  | 731304752745 | 2850.00 | 3925.00 | 5025.00
| APDU11351ME | APC NetShelter Rack PDU Advanced, Metered, 8.6kW, 3PH, 208V, 30A, L21-30P, 42 Outlet | https://www.se.com/us/en/product/APDU11351ME | 208 3 PH | 208 | OPTIMUM ODM RACK PDU | Unknown | APC NetShelter Advanced Rack PDUs | 10.70(kilos) 23.59(lbs) | 77.95x8.19x4.57(in) 198.00x20.80x11.60(cent) |  |  | 731304752752 | 1845.00 | 2550.00 | 3250.00
| APDU11351SM | APC NetShelter Rack PDU Advanced, Switched Metered Outlet, 8.6kW, 3PH, 208V 30A, L21-30P, 48 Outlet | https://www.se.com/us/en/product/APDU11351SM | 208 3 PH | 208 | OPTIMUM ODM RACK PDU | Unknown | APC NetShelter Advanced Rack PDUs | 12.40(kilos) 27.34(lbs) | 77.95x8.19x4.57(in) 198.00x20.80x11.60(cent) |  |  | 731304752769 | 3380.00 | 4650.00 | 5965.00
| APDU11351SW | APC NetShelter Rack PDU Advanced, Switched, 8.6kW, 3PH, 208V, 30A, L21-30P, 48 Outlet | https://www.se.com/us/en/product/APDU11351SW | 208 3 PH | 208 | OPTIMUM ODM RACK PDU | Unknown | APC NetShelter Advanced Rack PDUs | 12.40(kilos) 27.34(lbs) | 77.95x8.19x4.57(in) 198.00x20.80x11.60(cent) |  |  | 731304752776 | 2845.00 | 3900.00 | 5015.00
| APDU11450ME | APC NetShelter Rack PDU Advanced, Metered, 34.6kW, 3PH, 415V, 60A, 560P6, 42 Outlet | https://www.se.com/us/en/product/APDU11450ME | 415 3 PH | 240 | OPTIMUM ODM RACK PDU | Unknown | APC NetShelter Advanced Rack PDUs | 17.00(kilos) 37.49(lbs) | 83.07x10.31x5.20(in) 211.00x26.20x13.20(cent) |  |  | 731304752783 | 3325.00 | 4575.00 | 5870.00
| APDU11450SM | APC NetShelter Rack PDU Advanced, Switched Metered Outlet, 34.6kW, 3PH, 415V, 60A, 560P6, 42 Outlet | https://www.se.com/us/en/product/APDU11450SM | 415 3 PH | 240 | OPTIMUM ODM RACK PDU | Unknown | APC NetShelter Advanced Rack PDUs | 15.70(kilos) 34.62(lbs) | 77.95x10.31x5.20(in) 198.00x26.20x13.20(cent) |  |  | 731304752790 | 5265.00 | 7225.00 | 9290.00
| APDU11450SW | APC NetShelter Rack PDU Advanced, Switched, 34.6kW, 3PH, 415V, 60A, 560P6, 42 Outlet | https://www.se.com/us/en/product/APDU11450SW | 415 3 PH | 240 | OPTIMUM ODM RACK PDU | Unknown | APC NetShelter Advanced Rack PDUs | 19.00(kilos) 41.90(lbs) | 83.07x10.31x5.20(in) 211.00x26.20x13.20(cent) |  |  | 731304752806 | 4365.00 | 6000.00 | 7705.00
| APDU11451ME | APC NetShelter Rack PDU Advanced, Metered, 14.4kW, 3PH, 208V, 50A, CS8365C, 42 Outlet | https://www.se.com/us/en/product/APDU11451ME | 208 3 PH | 208 | OPTIMUM ODM RACK PDU | Unknown | APC NetShelter Advanced Rack PDUs | 13.60(kilos) 29.99(lbs) | 77.95x10.31x5.20(in) 198.00x26.20x13.20(cent) |  |  | 731304752813 | 2750.00 | 3775.00 | 4850.00
| APDU11451SM | APC NetShelter Rack PDU Advanced, Switched Metered Outlet, 14.4kW, 3PH, 208V 50A, CS8365C, 42 Outlet | https://www.se.com/us/en/product/APDU11451SM | 208 3 PH | 208 | OPTIMUM ODM RACK PDU | Unknown | APC NetShelter Advanced Rack PDUs | 14.10(kilos) 31.09(lbs) | 77.95x10.31x5.20(in) 198.00x26.20x13.20(cent) |  |  | 731304752820 | 4400.00 | 6050.00 | 7765.00
| APDU11451SW | APC NetShelter Rack PDU Advanced, Switched, 14.4kW, 3PH, 208V, 50A, CS8365C, 42 Outlet | https://www.se.com/us/en/product/APDU11451SW | 208 3 PH | 208 | OPTIMUM ODM RACK PDU | Unknown | APC NetShelter Advanced Rack PDUs | 14.20(kilos) 31.31(lbs) | 77.95x10.31x5.20(in) 198.00x26.20x13.20(cent) |  |  | 731304752837 | 3295.00 | 4525.00 | 5815.00
| APDU11452ME | APC NetShelter Rack PDU Advanced, Metered, 3PH, 17.3kW, 208V, 60A, 460P9, 42 Outlet | https://www.se.com/us/en/product/APDU11452ME | 208 3 PH | 208 | OPTIMUM ODM RACK PDU | Unknown | APC NetShelter Advanced Rack PDUs | 13.70(kilos) 30.21(lbs) | 77.95x10.31x5.20(in) 198.00x26.20x13.20(cent) |  |  | 731304752844 | 2925.00 | 4025.00 | 5155.00
| APDU11452MO | APC NetShelter Rack PDU Advanced, Metered Outlet, 3PH, 17.3kW, 208V, 60A, 460P9, 42 Outlet | https://www.se.com/us/en/product/APDU11452MO | 208 3 PH | 208 | OPTIMUM ODM RACK PDU | Unknown | APC NetShelter Advanced Rack PDUs | 14.10(kilos) 31.09(lbs) | 77.95x10.31x5.20(in) 198.00x26.20x13.20(cent) |  |  | 731304752851 | 4070.00 | 5600.00 | 7185.00
| APDU11452SM | APC NetShelter Rack PDU Advanced, Switched Metered Outlet, 3PH, 17.3kW, 208V, 60A, 460P9, 42 Outlet | https://www.se.com/us/en/product/APDU11452SM | 208 3 PH | 208 | OPTIMUM ODM RACK PDU | Unknown | APC NetShelter Advanced Rack PDUs | 14.30(kilos) 31.53(lbs) | 77.95x10.31x5.20(in) 198.00x26.20x13.20(cent) |  |  | 731304752868 | 4555.00 | 6250.00 | 8035.00
| APDU11452SW | APC NetShelter Rack PDU Advanced, Switched, 3PH, 17.3kW, 208V, 60A, 460P9, 42 Outlet | https://www.se.com/us/en/product/APDU11452SW | 208 3 PH | 208 | OPTIMUM ODM RACK PDU | Unknown | APC NetShelter Advanced Rack PDUs | 14.10(kilos) 31.09(lbs) | 77.95x10.31x5.20(in) 198.00x26.20x13.20(cent) |  |  | 731304752875 | 3780.00 | 5200.00 | 6670.00
| APF8665-00001 | Rack PDU 2G Flex, Metered-by-Outlet w Switching, ZeroU, 8.6kW, 230V, (16) C13 & (8) 5-20R. | https://www.se.com/us/en/product/APF8665-00001 |  |  | OPTIMUM RACK PDU | Unknown | Custom |  |  |  |  | 731304408116 | 2510.00 | 3450.00 | 4430.00
| AR3100SPX846 | NetShelter SX 42U 600mm Wide x 1070mm Deep Enclosure with Sides Black -2k lbs. Shock Packaging, Wawa | https://www.se.com/us/en/product/AR3100SPX846 |  |  | RACKS AND ENCLOSURES | Unknown | Custom | 269.89(kilos) 595.11(lbs) | 85.79x43.50x52.01(in) 217.90x110.50x132.10(cent) |  |  | 731304340010 | 20065.00 | 25600.00 | 35410.00
| AR3100SPX848 | AR3100SP,With SRTL8KRM4UT UPS ,One through side panel,(4) swivel casters, Wawa | https://www.se.com/us/en/product/AR3100SPX848 |  |  | RACKS AND ENCLOSURES | Unknown | Custom | 270.00(kilos) 595.35(lbs) | 85.79x43.50x52.01(in) 217.90x110.50x132.10(cent) |  |  | 731304764670 | 23740.00 | 30300.00 | 41895.00
| AR3100X721 | NetShelter SX 40U/600mm/1070mm Enclosure with Roof and Sides, Black, Front Plenum and 2U bottom duct | https://www.se.com/us/en/product/AR3100X721 |  |  | RACKS AND ENCLOSURES | Unknown | Custom | 224.07(kilos) 494.07(lbs) | 83.27x29.37x60.24(in) 211.50x74.60x153.00(cent) |  |  | 731304320869 | 4715.00 | 6025.00 | 8315.00
| AR3104SP1X963 | NetShelter SX 24U 600mm Wide x 1070mm Deep Enclosure - 1250 lbs. Shock Packaging, Performance Roof | https://www.se.com/us/en/product/AR3104SP1X963 |  |  | RACKS AND ENCLOSURES | Unknown | Custom |  |  |  |  | 731304434023 | 2120.00 | 2700.00 | 3735.00
| AR3107W | NetShelter SX 48U 600mm Wide x 1070mm Deep Enclosure with Sides SE White | https://www.se.com/us/en/product/AR3107W |  |  | RACKS AND ENCLOSURES | Unknown | Custom | 157.68(kilos) 347.68(lbs) | 93.90x29.61x47.99(in) 238.50x75.20x121.90(cent) |  |  | 731304323242 | 2425.00 | 3100.00 | 4275.00
| AR3157W | NetShelter SX 48U 750mm Wide x 1070mm Deep Enclosure with Sides SE White | https://www.se.com/us/en/product/AR3157W |  |  | RACKS AND ENCLOSURES | Unknown | Custom | 184.09(kilos) 405.92(lbs) | 94.49x35.24x47.99(in) 240.00x89.50x121.90(cent) |  |  | 731304302452 | 2920.00 | 3725.00 | 5145.00
| AR3180X266 | NetShelter SX 42U 800mm Wide x 1070mm Deep Enclosure with Sides Black | https://www.se.com/us/en/product/AR3180X266 |  |  | RACKS AND ENCLOSURES | Unknown | Custom | 200.00(kilos) 441.00(lbs) | 83.46x37.40x45.28(in) 212.00x95.00x115.00(cent) |  |  | 731304328841 | 2920.00 | 3725.00 | 5150.00
| AR3180X719 | NetShelter SX 42U 800mm Wide x 800mm Deep Enclosure with Sides Black | https://www.se.com/us/en/product/AR3180X719 |  |  | RACKS AND ENCLOSURES | Unknown | Custom | 156.32(kilos) 344.69(lbs) | 87.24x37.40x35.43(in) 221.60x95.00x90.00(cent) |  |  | 731304315469 | 3210.00 | 4100.00 | 5665.00
| AR3200X437 | NetShelter SX Colocation 2 x 20U 750mm Wide x 1070mm Deep Enclosure with Sides Black | https://www.se.com/us/en/product/AR3200X437 |  |  | RACKS AND ENCLOSURES | Unknown | Custom | 185.00(kilos) 407.93(lbs) | 87.24x35.28x47.99(in) 221.60x89.60x121.90(cent) |  |  | 731304302964 | 6705.00 | 8550.00 | 11825.00
| AR3200X774 | NetShelter SX Colocation 2 x 20U 750mm Wide x 1200mm Deep Enclosure with Sides Black | https://www.se.com/us/en/product/AR3200X774 |  |  | RACKS AND ENCLOSURES | Unknown | Custom | 204.12(kilos) 450.08(lbs) | 88.39x35.39x52.52(in) 224.50x89.90x133.40(cent) |  |  | 731304327868 | 4445.00 | 5675.00 | 7845.00
| AR3200X907 | NetShelter SX Colocation 2 x 23U (48U) 600mm Wide x 1200mm Deep Enclosure with Sides, Black | https://www.se.com/us/en/product/AR3200X907 |  |  | RACKS AND ENCLOSURES | Unknown | Unknown | 194.59(kilos) 429.07(lbs) | 94.49x52.76x29.53(in) 240.00x134.00x75.00(cent) |  |  | 731304401209 | 4125.00 | 5275.00 | 7275.00
| AR3300X721 | NetShelter SX 40U/600mm/1200mm Enclosure with Roof and Sides, Black, Front Plenum and 2U bottom duct | https://www.se.com/us/en/product/AR3300X721 |  |  | RACKS AND ENCLOSURES | Unknown | Custom | 248.11(kilos) 547.08(lbs) | 83.27x29.37x60.24(in) 211.50x74.60x153.00(cent) |  |  | 731304320876 | 5355.00 | 6825.00 | 9450.00
| AR3305X610 | NetShelter SX 45U 600mm Wide x 1200mm Deep Enclosure with Sides and No Doors Black | https://www.se.com/us/en/product/AR3305X610 |  |  | RACKS AND ENCLOSURES | Unknown | Custom | 133.89(kilos) 295.23(lbs) | 88.19x29.37x51.97(in) 224.00x74.60x132.00(cent) |  |  | 731304357780 | 2575.00 | 3300.00 | 4545.00
| AR3340WX832 | NetShelter SX 42U 750mm Wide x 1200mm Deep Networking Enclosure with Sides White, Ford assembly | https://www.se.com/us/en/product/AR3340WX832 |  |  | RACKS AND ENCLOSURES | Unknown | Custom | 183.18(kilos) 403.91(lbs) | 83.39x33.50x52.01(in) 211.80x85.10x132.10(cent) |  |  | 731304340621 | 5545.00 | 7075.00 | 9785.00
| AR3347W | NetShelter SX 48U 750mm Wide x 1200mm Deep Networking Enclosure with Sides White | https://www.se.com/us/en/product/AR3347W |  |  | RACKS AND ENCLOSURES | Unknown | Custom | 208.18(kilos) 459.04(lbs) | 93.90x33.50x52.01(in) 238.50x85.10x132.10(cent) |  |  | 731304340676 | 4050.00 | 5175.00 | 7145.00
| AR3350WSPX832 | NetShelter SX 42U 750mm Wide x 1200mm Deep Server Enclosure with Sides White, 2000lb Shock Pkg, Ford | https://www.se.com/us/en/product/AR3350WSPX832 |  |  | RACKS AND ENCLOSURES | Unknown | Custom | 275.33(kilos) 607.10(lbs) | 85.79x43.50x52.01(in) 217.90x110.50x132.10(cent) |  |  | 731304340591 | 5385.00 | 6875.00 | 9500.00
| AR3350WX832 | NetShelter SX 42U 750mm Wide x 1200mm Deep Server Enclosure with Sides White, Ford | https://www.se.com/us/en/product/AR3350WX832 |  |  | RACKS AND ENCLOSURES | Unknown | Custom | 183.18(kilos) 403.91(lbs) | 83.39x33.50x52.52(in) 211.80x85.10x133.40(cent) |  |  | 731304340607 | 3855.00 | 4925.00 | 6800.00
| AR3355WSP | NetShelter SX 45U 750mm Wide x 1200mm Deep Enclosure with Sides White -2000 lbs. Shock Packaging | https://www.se.com/us/en/product/AR3355WSP |  |  | RACKS AND ENCLOSURES | Unknown | Custom | 168.65(kilos) 371.87(lbs) | 91.10x43.50x52.01(in) 231.40x110.50x132.10(cent) |  |  | 731304738206 | 4705.00 | 6000.00 | 8300.00
| AR3357WX610 | NetShelter SX 48U 750mm Wide x 1200mm Deep Enclosure, Without Doors, SE White | https://www.se.com/us/en/product/AR3357WX610 |  |  | RACKS AND ENCLOSURES | Unknown | Custom | 183.18(kilos) 403.91(lbs) | 94.49x33.50x52.52(in) 240.00x85.10x133.40(cent) |  |  | 731304337072 | 3435.00 | 4375.00 | 6060.00
| AR3357WX617 | NetShelter SX 48U 750mm Wide x 1200mm Deep Enclosure, Without Sides Without Doors, SE White | https://www.se.com/us/en/product/AR3357WX617 |  |  | RACKS AND ENCLOSURES | Unknown | Custom | 183.18(kilos) 403.91(lbs) | 94.49x33.50x52.52(in) 240.00x85.10x133.40(cent) |  |  | 731304336273 | 2895.00 | 3700.00 | 5105.00
| AR3357WX725 | NetShelter SX 48U 750mm Wide x 1200mm Deep Enclosure, SE White, State Farm server rack | https://www.se.com/us/en/product/AR3357WX725 |  |  | RACKS AND ENCLOSURES | Unknown | Custom | 201.82(kilos) 445.01(lbs) | 94.49x35.24x52.52(in) 240.00x89.50x133.40(cent) |  |  | 731304324799 | 4465.00 | 5700.00 | 7880.00
| AR3357X306 | NetShelter SX 48U 750mm Wide x 1200mm Deep Enclosure with Sides Black, SP Ready | https://www.se.com/us/en/product/AR3357X306 |  |  | RACKS AND ENCLOSURES | Unknown | Custom | 201.82(kilos) 445.01(lbs) | 94.49x33.50x52.52(in) 240.00x85.10x133.40(cent) |  |  | 731304336778 | 3775.00 | 4825.00 | 6660.00
| AR3358W | NetShelter SX 52U 750mm Wide x 1200mm Deep Enclosure with Sides, SE White | https://www.se.com/us/en/product/AR3358W |  |  | RACKS AND ENCLOSURES | Unknown | Custom | 249.48(kilos) 550.09(lbs) | 49.00x100.00x31.00(in) 124.46x254.00x78.74(cent) |  |  | 731304404125 | 4495.00 | 5750.00 | 7935.00
| AR3380X266 | NetShelter SX 42U 800mm Wide x 1200mm Deep Enclosure with Sides Black | https://www.se.com/us/en/product/AR3380X266 |  |  | RACKS AND ENCLOSURES | Unknown | Custom | 219.70(kilos) 484.44(lbs) | 83.46x37.40x51.97(in) 212.00x95.00x132.00(cent) |  |  | 731304296249 | 3515.00 | 4500.00 | 6200.00
| AR3380X662 | NetShelter SX 42U 800mm Wide x 1200mm Deep Enclosure with Sides, Networking roof, Black | https://www.se.com/us/en/product/AR3380X662 |  |  | RACKS AND ENCLOSURES | Unknown | Custom | 219.70(kilos) 484.44(lbs) | 83.46x37.40x51.97(in) 212.00x95.00x132.00(cent) |  |  | 731304345381 | 3780.00 | 4825.00 | 6670.00
| AR3385X266 | NetShelter SX 45U 800mm Wide x 1200mm Deep Enclosure with Sides Black | https://www.se.com/us/en/product/AR3385X266 |  |  | RACKS AND ENCLOSURES | Unknown | Custom | 195.04(kilos) 430.06(lbs) | 88.19x37.40x52.52(in) 224.00x95.00x133.40(cent) |  | 1 | 731304329329 | 3875.00 | 4950.00 | 6835.00
| AR3387 | NetShelter SX 48U 800mm Wide x 1200mm Deep Enclosure with Sides Black | https://www.se.com/us/en/product/AR3387 |  |  | RACKS AND ENCLOSURES | Unknown | Custom | 238.00(kilos) 524.79(lbs) | 93.98x37.40x51.97(in) 238.70x95.00x132.00(cent) |  |  | 731304325772 | 3905.00 | 5000.00 | 6890.00
| AR3900AZEU-FAN | NetShelter IDF 230V Fan Unit | https://www.se.com/us/en/product/AR3900AZEU-FAN |  |  | RACKS AND ENCLOSURES | Unknown | Custom | 7.00(kilos) 15.44(lbs) | 11.81x11.81x7.87(in) 30.00x30.00x20.00(cent) |  |  | 731304344148 | 199.00 | 259.99 | 351.00
| AR4024SPX944 | NetShelter CX 24U Secure Soundproof Server Room in Box Enclosure, IKEA | https://www.se.com/us/en/product/AR4024SPX944 |  |  | RACKS AND ENCLOSURES | Unknown | Custom | 248.00(kilos) 546.84(lbs) | 61.02x39.37x51.18(in) 155.00x100.00x130.00(cent) |  |  | 731304436331 | 7485.00 | 9550.00 | 13205.00
| AR4024SPX944N1 | NetShelter CX 24U Secure Soundproof Server Room in Box Enclosure, IKEA Integration, NAM Config 1 | https://www.se.com/us/en/product/AR4024SPX944N1 |  |  | RACKS AND ENCLOSURES | Unknown | Custom | 450.00(kilos) 992.25(lbs) | 61.02x39.37x51.18(in) 155.00x100.00x130.00(cent) |  |  | 731304426547 | 20320.00 | 25900.00 | 35860.00
| AR7588LX795 | "Vertical Cable Manager for NetShelter SX 750mm Wide 60U (Qty 2), 6" Fingers on Left Side Only" | https://www.se.com/us/en/product/AR7588LX795 |  |  | RACKS AND ENCLOSURES | Unknown | Custom | 5.73(kilos) 12.63(lbs) | 7.99x6.50x42.99(in) 20.30x16.50x109.20(cent) |  |  | 731304332220 | 473.00 | 609.00 | 834.00
| AR7588RX795 | "Vertical Cable Manager for NetShelter SX 750mm Wide 60U (Qty 2), 6" Fingers on Right Side Only" | https://www.se.com/us/en/product/AR7588RX795 |  |  | RACKS AND ENCLOSURES | Unknown | Custom | 5.73(kilos) 12.63(lbs) | 7.99x6.50x42.99(in) 20.30x16.50x109.20(cent) |  |  | 731304332237 | 473.00 | 609.00 | 834.00
| AR7711X960 | Rear facing rack PDU mounting kit for 750mm wide x 42/48U SX enclosure | https://www.se.com/us/en/product/AR7711X960 |  |  | RACKS AND ENCLOSURES | Unknown | Custom | 2.00(kilos) 4.41(lbs) | 3.54x12.80x8.11(in) 9.00x32.50x20.60(cent) |  |  | 731304753049 | 174.00 | 229.99 | 308.00
| AR8172BLKX417 | Data Cable Partition, NetShelter, 800mm Wide | https://www.se.com/us/en/product/AR8172BLKX417 |  |  | RACKS AND ENCLOSURES | Unknown | Custom | 4.76(kilos) 10.50(lbs) | 8.27x6.61x33.07(in) 21.00x16.80x84.00(cent) |  |  | 731304303794 | 142.00 | 189.99 | 250.00
| AR8172WHT | Data Cable Partition, NetShelter, 750mm wide, White | https://www.se.com/us/en/product/AR8172WHT |  |  | RACKS AND ENCLOSURES | Unknown | Custom | 3.64(kilos) 8.03(lbs) | 8.31x29.29x6.50(in) 21.10x74.40x16.50(cent) |  |  | 731304338185 | 121.00 | 159.99 | 213.00
| AR8173BLKX417 | Data Cable Partition, NetShelter, 800mm Wide, pass-through | https://www.se.com/us/en/product/AR8173BLKX417 |  |  | RACKS AND ENCLOSURES | Unknown | Custom | 4.47(kilos) 9.86(lbs) | 8.27x6.61x33.07(in) 21.00x16.80x84.00(cent) |  |  | 731304303800 | 142.00 | 189.99 | 250.00
| AR8173WHT | Data Cable Partition, NetShelter, 750mm wide, Pass-through, White | https://www.se.com/us/en/product/AR8173WHT |  |  | RACKS AND ENCLOSURES | Unknown | Custom | 3.64(kilos) 8.03(lbs) | 8.31x29.29x6.50(in) 21.10x74.40x16.50(cent) |  |  | 731304338192 | 121.00 | 159.99 | 213.00
| AR8417 | NetShelter RS 4 Post Rack PDU Adapter Brackets | https://www.se.com/us/en/product/AR8417 |  |  | OPTIMUM RACK PDU | Unknown | Rack PDU Accessories | 0.34(kilos) 0.75(lbs) | 1.73x6.50x9.25(in) 4.40x16.50x23.50(cent) |  |  | 731304202295 | 101.00 | 139.99 | 178.00
| AR8571X417 | Cable Trough, 800mm | https://www.se.com/us/en/product/AR8571X417 |  |  | RACKS AND ENCLOSURES | Unknown | Custom | 10.02(kilos) 22.09(lbs) | 12.05x35.83x17.32(in) 30.60x91.00x44.00(cent) |  |  | 731304303817 | 199.00 | 259.99 | 350.00
| AR8600AWHT | "Horizontal Cable Manager, 2U X 4" Deep, Single Sided with Cover, White" | https://www.se.com/us/en/product/AR8600AWHT |  |  | RACKS AND ENCLOSURES | Unknown | Custom | 1.36(kilos) 3.00(lbs) | 5.51x6.18x20.71(in) 14.00x15.70x52.60(cent) |  |  | 731304333104 | 135.00 | 179.99 | 237.00
| AR8652X859 | Expandable Vertical Rack PDU Mounting Bracket Kit for 2-Post Racks | https://www.se.com/us/en/product/AR8652X859 |  |  | RACKS AND ENCLOSURES | Unknown | Custom | 0.91(kilos) 2.01(lbs) | 6.00x9.75x4.81(in) 15.25x24.76x12.22(cent) |  |  | 731304341543 | 114.00 | 149.99 | 200.00
| CURK115-01-03 | APC Charge-UPS #115 1-Yr SP-03 | https://www.se.com/us/en/product/CURK115-01-03 |  |  | REPLACEMENT BATTERIES | Unknown | Charge UPS | 11.73(kilos) 25.86(lbs) | 7.48x11.50x21.50(in) 19.00x29.20x54.60(cent) |  |  | 731304739722 | 452.00 | 519.00 | 775.00
| CURK116-01-02 | APC Charge-UPS #116 1-Yr SP-02 | https://www.se.com/us/en/product/CURK116-01-02 |  |  | REPLACEMENT BATTERIES | Unknown | Charge UPS | 11.36(kilos) 25.05(lbs) | 7.48x11.50x21.50(in) 19.00x29.20x54.60(cent) |  |  | 731304739739 | 314.00 | 359.99 | 537.00
| CURK117-01-04 | APC Charge-UPS #117 1-Yr SP-04 | https://www.se.com/us/en/product/CURK117-01-04 |  |  | REPLACEMENT BATTERIES | Unknown | Charge UPS | 25.18(kilos) 55.52(lbs) | 8.98x15.47x29.96(in) 22.80x39.30x76.10(cent) |  |  | 731304739746 | 715.00 | 819.00 | 1225.00
| CURK132-01-02 | APC Charge-UPS #132 1-Yr SP-02 | https://www.se.com/us/en/product/CURK132-01-02 |  |  | REPLACEMENT BATTERIES | Unknown | Charge UPS | 10.91(kilos) 24.06(lbs) | 5.98x14.49x19.49(in) 15.20x36.80x49.50(cent) |  |  | 731304739753 | 399.00 | 459.00 | 684.00
| CURK143-01-04 | APC Charge-UPS #143 1-Yr SP-04 | https://www.se.com/us/en/product/CURK143-01-04 |  |  | REPLACEMENT BATTERIES | Unknown | Charge UPS | 25.18(kilos) 55.52(lbs) | 9.96x11.54x19.49(in) 25.30x29.30x49.50(cent) |  |  | 731304739760 | 673.00 | 769.00 | 1155.00
| E7TAUXX | AUXILIARIES OPTIONS GALAXY EPS 7000 | https://www.se.com/us/en/product/E7TAUXX |  |  | FAMILY OTHER FOR SP3PH | Unknown | Unknown | [5 empty] | Call for Quote | Call for Quote | Call for Quote
| E7TDOCX | DOCUMENTATION PACKAGE OPT GALAXY EPS7000 | https://www.se.com/us/en/product/E7TDOCX |  |  | FAMILY OTHER FOR SP3PH | Unknown | Unknown | [5 empty] | Call for Quote | Call for Quote | Call for Quote
| E7TTINP | AUXILIARIES OPT GALAXY EPS 7000 ALL KVA | https://www.se.com/us/en/product/E7TTINP |  |  | FAMILY OTHER FOR SP3PH | Unknown | Unknown | [5 empty] | Call for Quote | Call for Quote | Call for Quote
| E8TAUXX | AUXILIARIES OPTIONS GALAXY EPS 8000 | https://www.se.com/us/en/product/E8TAUXX |  |  | FAMILY OTHER FOR SP3PH | Unknown | Unknown | [5 empty] | Call for Quote | Call for Quote | Call for Quote
| E8TBATOPT | EXTERNAL BATTERIES OPT GALAXY EPS 8000 | https://www.se.com/us/en/product/E8TBATOPT |  |  | FAMILY OTHER FOR SP3PH | Unknown | Unknown | [5 empty] | Call for Quote | Call for Quote | Call for Quote
| E8TBATX | EXTERNAL BATTERIES OPT GALAXY EPS 8000 | https://www.se.com/us/en/product/E8TBATX |  |  | FAMILY OTHER FOR SP3PH | Unknown | Unknown | [5 empty] | Call for Quote | Call for Quote | Call for Quote
| E8TDOCX | DOCUMENTATION PACKAGE OPT GALAXY EPS8000 | https://www.se.com/us/en/product/E8TDOCX |  |  | FAMILY OTHER FOR SP3PH | Unknown | Unknown | [5 empty] | Call for Quote | Call for Quote | Call for Quote
| E8TGOPT555-625 | INTEGRATED OPT GALAXY EPS8000 555-625KVA | https://www.se.com/us/en/product/E8TGOPT555-625 |  |  | FAMILY OTHER FOR SP3PH | Unknown | Unknown | [5 empty] | Call for Quote | Call for Quote | Call for Quote
| E8TGOPT750-800 | INTEGRATED OPT GALAXY EPS8000 750-800KVA | https://www.se.com/us/en/product/E8TGOPT750-800 |  |  | FAMILY OTHER FOR SP3PH | Unknown | Unknown | [5 empty] | Call for Quote | Call for Quote | Call for Quote
| E8TGOPT1000-1100 | INTEGRATED OPTIONS EPS8000 1000-1100KVA | https://www.se.com/us/en/product/E8TGOPT1000-1100 |  |  | FAMILY OTHER FOR SP3PH | Unknown | Unknown | [5 empty] | Call for Quote | Call for Quote | Call for Quote
| E8TGOPTEXT56 | EXTERNAL OPT GALAXY EPS 8000 555-625KVA | https://www.se.com/us/en/product/E8TGOPTEXT56 |  |  | FAMILY OTHER FOR SP3PH | Unknown | Unknown | [5 empty] | Call for Quote | Call for Quote | Call for Quote
| E8TGOPTEXT1100 | EXTERNAL OPT GALAXY EPS8000 1000-1100KVA | https://www.se.com/us/en/product/E8TGOPTEXT1100 |  |  | FAMILY OTHER FOR SP3PH | Unknown | Unknown | [5 empty] | Call for Quote | Call for Quote | Call for Quote
| E8TMBCX | EXT MAINTENANCE BYPASS GALAXY EPS 8000 | https://www.se.com/us/en/product/E8TMBCX |  |  | FAMILY OTHER FOR SP3PH | Unknown | Unknown | [5 empty] | Call for Quote | Call for Quote | Call for Quote
| E8TUPSPM555 | POWER MODULE GALAXY EPS 8000 555 KVA | https://www.se.com/us/en/product/E8TUPSPM555 |  |  | FAMILY OTHER FOR SP3PH | Unknown | Unknown | [5 empty] | Call for Quote | Call for Quote | Call for Quote
| ECO1PH1YAC01 | 1 Year EcoCare for Single-Phase UPS for Accessories | https://www.se.com/us/en/product/ECO1PH1YAC01 |  |  | ECOCARE 1PH | Unknown | EcoCare for Single-Phase UPS |  |  |  |  | 731304644897 | 98.00 | 149.99 | 177.00
| ECO1PH1YAC02 | 1 Year EcoCare for Single-Phase UPS for Accessories | https://www.se.com/us/en/product/ECO1PH1YAC02 |  |  | ECOCARE 1PH | Unknown | EcoCare for Single-Phase UPS |  |  |  |  | 731304644903 | 98.00 | 149.99 | 177.00
| ECO1PH1YAC03 | 1 Year EcoCare for Single-Phase UPS for Accessories | https://www.se.com/us/en/product/ECO1PH1YAC03 |  |  | ECOCARE 1PH | Unknown | EcoCare for Single-Phase UPS |  |  |  |  | 731304644910 | 125.00 | 189.99 | 225.00
| ECO1PH1YAC04 | 1 Year EcoCare for Single-Phase UPS for Accessories | https://www.se.com/us/en/product/ECO1PH1YAC04 |  |  | ECOCARE 1PH | Unknown | EcoCare for Single-Phase UPS |  |  |  |  | 731304644927 | 222.00 | 339.99 | 400.00
| ECO1PH1YFW02 | 1 Year EcoCare for Single-Phase UPS Upgrade to Factory Warranty | https://www.se.com/us/en/product/ECO1PH1YFW02 |  |  | ECOCARE 1PH | Unknown | EcoCare for Single-Phase UPS |  |  |  |  | 731304644255 | 107.00 | 169.99 | 193.00
| ECO1PH1YFW03 | 1 Year EcoCare for Single-Phase UPS Upgrade to Factory Warranty | https://www.se.com/us/en/product/ECO1PH1YFW03 |  |  | ECOCARE 1PH | Unknown | EcoCare for Single-Phase UPS |  |  |  |  | 731304644262 | 138.00 | 209.99 | 249.00
| ECO1PH1YFW04 | 1 Year EcoCare for Single-Phase UPS Upgrade to Factory Warranty | https://www.se.com/us/en/product/ECO1PH1YFW04 |  |  | ECOCARE 1PH | Unknown | EcoCare for Single-Phase UPS |  |  |  |  | 731304644279 | 245.00 | 369.99 | 441.00
| ECO1PH1YFW05 | 1 Year EcoCare for Single-Phase UPS Upgrade to Factory Warranty | https://www.se.com/us/en/product/ECO1PH1YFW05 |  |  | ECOCARE 1PH | Unknown | EcoCare for Single-Phase UPS |  |  |  |  | 731304644286 | 280.00 | 429.00 | 504.00
| ECO1PH1YFW06 | 1 Year EcoCare for Single-Phase UPS Upgrade to Factory Warranty | https://www.se.com/us/en/product/ECO1PH1YFW06 |  |  | ECOCARE 1PH | Unknown | EcoCare for Single-Phase UPS |  |  |  |  | 731304644293 | 563.00 | 849.00 | 1015.00
| ECO1PH1YFW07 | 1 Year EcoCare for Single-Phase UPS Upgrade to Factory Warranty | https://www.se.com/us/en/product/ECO1PH1YFW07 |  |  | ECOCARE 1PH | Unknown | EcoCare for Single-Phase UPS |  |  |  |  | 731304644309 | 676.00 | 1025.00 | 1220.00
| ECO1PH1YFW08 | 1 Year EcoCare for Single-Phase UPS Upgrade to Factory Warranty | https://www.se.com/us/en/product/ECO1PH1YFW08 |  |  | ECOCARE 1PH | Unknown | EcoCare for Single-Phase UPS |  |  |  |  | 731304644316 | 707.00 | 1075.00 | 1275.00
| ECO1PH1YFWITE02 | 1 Year IT Expert Enabled EcoCare for Single-Phase UPS Upgrade to Factory Warranty | https://www.se.com/us/en/product/ECO1PH1YFWITE02 |  |  | ECOCARE 1PH | Unknown | EcoCare for Single-Phase UPS |  |  |  |  | 731304644958 | 76.00 | 119.99 | 136.00
| ECO1PH1YFWITE03 | 1 Year IT Expert Enabled EcoCare for Single-Phase UPS Upgrade to Factory Warranty | https://www.se.com/us/en/product/ECO1PH1YFWITE03 |  |  | ECOCARE 1PH | Unknown | EcoCare for Single-Phase UPS |  |  |  |  | 731304644965 | 98.00 | 149.99 | 177.00
| ECO1PH1YFWITE04 | 1 Year IT Expert Enabled EcoCare for Single-Phase UPS Upgrade to Factory Warranty | https://www.se.com/us/en/product/ECO1PH1YFWITE04 |  |  | ECOCARE 1PH | Unknown | EcoCare for Single-Phase UPS |  |  |  |  | 731304644972 | 172.00 | 259.99 | 310.00
| ECO1PH1YFWITE05 | 1 Year IT Expert Enabled EcoCare for Single-Phase UPS Upgrade to Factory Warranty | https://www.se.com/us/en/product/ECO1PH1YFWITE05 |  |  | ECOCARE 1PH | Unknown | EcoCare for Single-Phase UPS |  |  |  |  | 731304644989 | 196.00 | 299.99 | 353.00
| ECO1PH1YFWITE06 | 1 Year IT Expert Enabled EcoCare for Single-Phase UPS Upgrade to Factory Warranty | https://www.se.com/us/en/product/ECO1PH1YFWITE06 |  |  | ECOCARE 1PH | Unknown | EcoCare for Single-Phase UPS |  |  |  |  | 731304644996 | 393.00 | 599.00 | 708.00
| ECO1PH1YFWITE07 | 1 Year IT Expert Enabled EcoCare for Single-Phase UPS Upgrade to Factory Warranty | https://www.se.com/us/en/product/ECO1PH1YFWITE07 |  |  | ECOCARE 1PH | Unknown | EcoCare for Single-Phase UPS |  |  |  |  | 731304645009 | 474.00 | 719.00 | 854.00
| ECO1PH1YFWITE08 | 1 Year IT Expert Enabled EcoCare for Single-Phase UPS Upgrade to Factory Warranty | https://www.se.com/us/en/product/ECO1PH1YFWITE08 |  |  | ECOCARE 1PH | Unknown | EcoCare for Single-Phase UPS |  |  |  |  | 731304645016 | 494.00 | 749.00 | 890.00
| ECO1PH1YFWITELI12 | 1 Year IT Expert Enabled EcoCare for Single-Phase UPS Upgrade to Factory Warranty for Li-Ion UPS | https://www.se.com/us/en/product/ECO1PH1YFWITELI12 |  |  | ECOCARE 1PH | Unknown | EcoCare for Single-Phase UPS |  |  |  |  | 731304645269 | 85.00 | 129.99 | 153.00
| ECO1PH1YFWITELI13 | 1 Year IT Expert Enabled EcoCare for Single-Phase UPS Upgrade to Factory Warranty for Li-Ion UPS | https://www.se.com/us/en/product/ECO1PH1YFWITELI13 |  |  | ECOCARE 1PH | Unknown | EcoCare for Single-Phase UPS |  |  |  |  | 731304645276 | 109.00 | 169.99 | 197.00
| ECO1PH1YFWITELI14 | 1 Year IT Expert Enabled EcoCare for Single-Phase UPS Upgrade to Factory Warranty for Li-Ion UPS | https://www.se.com/us/en/product/ECO1PH1YFWITELI14 |  |  | ECOCARE 1PH | Unknown | EcoCare for Single-Phase UPS |  |  |  |  | 731304645283 | 193.00 | 289.99 | 348.00
| ECO1PH1YFWITELI15 | 1 Year IT Expert Enabled EcoCare for Single-Phase UPS Upgrade to Factory Warranty for Li-Ion UPS | https://www.se.com/us/en/product/ECO1PH1YFWITELI15 |  |  | ECOCARE 1PH | Unknown | EcoCare for Single-Phase UPS |  |  |  |  | 731304645290 | 343.00 | 519.00 | 618.00
| ECO1PH1YFWITELI16 | 1 Year IT Expert Enabled EcoCare for Single-Phase UPS Upgrade to Factory Warranty for Li-Ion UPS | https://www.se.com/us/en/product/ECO1PH1YFWITELI16 |  |  | ECOCARE 1PH | Unknown | EcoCare for Single-Phase UPS |  |  |  |  | 731304645306 | 401.00 | 609.00 | 722.00
| ECO1PH1YFWITELI17 | 1 Year IT Expert Enabled EcoCare for Single-Phase UPS Upgrade to Factory Warranty for Li-Ion UPS | https://www.se.com/us/en/product/ECO1PH1YFWITELI17 |  |  | ECOCARE 1PH | Unknown | EcoCare for Single-Phase UPS |  |  |  |  | 731304645313 | 480.00 | 729.00 | 864.00
| ECO1PH1YFWITELI18 | 1 Year IT Expert Enabled EcoCare for Single-Phase UPS Upgrade to Factory Warranty for Li-Ion UPS | https://www.se.com/us/en/product/ECO1PH1YFWITELI18 |  |  | ECOCARE 1PH | Unknown | EcoCare for Single-Phase UPS |  |  |  |  | 731304645320 | 501.00 | 759.00 | 902.00
| ECO1PH1YFWITESY00 | 1 Year IT Expert Enabled EcoCare for Single-Phase UPS Symmetra LX Upgrade to Factory Warranty | https://www.se.com/us/en/product/ECO1PH1YFWITESY00 |  |  | ECOCARE 1PH | Unknown | EcoCare for Single-Phase UPS |  |  |  |  | 731304737957 | 649.00 | 979.00 | 1170.00
| ECO1PH1YFWLI12 | 1 Year EcoCare for Single-Phase UPS Upgrade to Factory Warranty for Lithium-Ion UPS | https://www.se.com/us/en/product/ECO1PH1YFWLI12 |  |  | ECOCARE 1PH | Unknown | EcoCare for Single-Phase UPS |  |  |  |  | 731304644576 | 141.00 | 219.99 | 254.00
| ECO1PH1YFWLI13 | 1 Year EcoCare for Single-Phase UPS Upgrade to Factory Warranty for Lithium-Ion UPS | https://www.se.com/us/en/product/ECO1PH1YFWLI13 |  |  | ECOCARE 1PH | Unknown | EcoCare for Single-Phase UPS |  |  |  |  | 731304644583 | 151.00 | 229.99 | 272.00
| ECO1PH1YFWLI14 | 1 Year EcoCare for Single-Phase UPS Upgrade to Factory Warranty for Lithium-Ion UPS | https://www.se.com/us/en/product/ECO1PH1YFWLI14 |  |  | ECOCARE 1PH | Unknown | EcoCare for Single-Phase UPS |  |  |  |  | 731304644590 | 241.00 | 369.99 | 434.00
| ECO1PH1YFWLI15 | 1 Year EcoCare for Single-Phase UPS Upgrade to Factory Warranty for Lithium-Ion UPS | https://www.se.com/us/en/product/ECO1PH1YFWLI15 |  |  | ECOCARE 1PH | Unknown | EcoCare for Single-Phase UPS |  |  |  |  | 731304644606 | 492.00 | 739.00 | 886.00
| ECO1PH1YFWLI16 | 1 Year EcoCare for Single-Phase UPS Upgrade to Factory Warranty for Lithium-Ion UPS | https://www.se.com/us/en/product/ECO1PH1YFWLI16 |  |  | ECOCARE 1PH | Unknown | EcoCare for Single-Phase UPS |  |  |  |  | 731304644613 | 571.00 | 859.00 | 1030.00
| ECO1PH1YFWLI17 | 1 Year EcoCare for Single-Phase UPS Upgrade to Factory Warranty for Lithium-Ion UPS | https://www.se.com/us/en/product/ECO1PH1YFWLI17 |  |  | ECOCARE 1PH | Unknown | EcoCare for Single-Phase UPS |  |  |  |  | 731304644620 | 686.00 | 1050.00 | 1235.00
| ECO1PH1YFWLI18 | 1 Year EcoCare for Single-Phase UPS Upgrade to Factory Warranty for Lithium-Ion UPS | https://www.se.com/us/en/product/ECO1PH1YFWLI18 |  |  | ECOCARE 1PH | Unknown | EcoCare for Single-Phase UPS |  |  |  |  | 731304644637 | 717.00 | 1100.00 | 1295.00
| ECO1PH1YFWSY00 | 1 Year EcoCare for Single-Phase UPS Symmetra LX Upgrade to Factory Warranty | https://www.se.com/us/en/product/ECO1PH1YFWSY00 |  |  | ECOCARE 1PH | Unknown | EcoCare for Single-Phase UPS |  |  |  |  | 731304737902 | 694.00 | 1050.00 | 1250.00
| ECO1PH1YOFW02 | 1 Year EcoCare for Single-Phase UPS for Out of Factory Warranty UPS | https://www.se.com/us/en/product/ECO1PH1YOFW02 |  |  | ECOCARE 1PH | Unknown | EcoCare for Single-Phase UPS |  |  |  |  | 731304644415 | 208.00 | 319.99 | 375.00
| ECO1PH1YOFW03 | 1 Year EcoCare for Single-Phase UPS for Out of Factory Warranty UPS | https://www.se.com/us/en/product/ECO1PH1YOFW03 |  |  | ECOCARE 1PH | Unknown | EcoCare for Single-Phase UPS |  |  |  |  | 731304644422 | 251.00 | 379.99 | 452.00
| ECO1PH1YOFW04 | 1 Year EcoCare for Single-Phase UPS for Out of Factory Warranty UPS | https://www.se.com/us/en/product/ECO1PH1YOFW04 |  |  | ECOCARE 1PH | Unknown | EcoCare for Single-Phase UPS |  |  |  |  | 731304644439 | 478.00 | 719.00 | 861.00
| ECO1PH1YOFW05 | 1 Year EcoCare for Single-Phase UPS for Out of Factory Warranty UPS | https://www.se.com/us/en/product/ECO1PH1YOFW05 |  |  | ECOCARE 1PH | Unknown | EcoCare for Single-Phase UPS |  |  |  |  | 731304644446 | 702.00 | 1075.00 | 1265.00
| ECO1PH1YOFW06 | 1 Year EcoCare for Single-Phase UPS for Out of Factory Warranty UPS | https://www.se.com/us/en/product/ECO1PH1YOFW06 |  |  | ECOCARE 1PH | Unknown | EcoCare for Single-Phase UPS |  |  |  |  | 731304644453 | 1350.00 | 2025.00 | 2430.00
| ECO1PH1YOFW07 | 1 Year EcoCare for Single-Phase UPS for Out of Factory Warranty UPS | https://www.se.com/us/en/product/ECO1PH1YOFW07 |  |  | ECOCARE 1PH | Unknown | EcoCare for Single-Phase UPS |  |  |  |  | 731304644460 | 2195.00 | 3300.00 | 3955.00
| ECO1PH1YOFW08 | 1 Year EcoCare for Single-Phase UPS for Out of Factory Warranty UPS | https://www.se.com/us/en/product/ECO1PH1YOFW08 |  |  | ECOCARE 1PH | Unknown | EcoCare for Single-Phase UPS |  |  |  |  | 731304644477 | 2705.00 | 4075.00 | 4865.00
| ECO1PH1YOFWITE02 | 1 Year IT Expert Enabled EcoCare for Single-Phase UPS for Out of Factory Warranty UPS | https://www.se.com/us/en/product/ECO1PH1YOFWITE02 |  |  | ECOCARE 1PH | Unknown | EcoCare for Single-Phase UPS |  |  |  |  | 731304645108 | 145.00 | 219.99 | 261.00
| ECO1PH1YOFWITE03 | 1 Year IT Expert Enabled EcoCare for Single-Phase UPS for Out of Factory Warranty UPS | https://www.se.com/us/en/product/ECO1PH1YOFWITE03 |  |  | ECOCARE 1PH | Unknown | EcoCare for Single-Phase UPS |  |  |  |  | 731304645115 | 176.00 | 269.99 | 317.00
| ECO1PH1YOFWITE04 | 1 Year IT Expert Enabled EcoCare for Single-Phase UPS for Out of Factory Warranty UPS | https://www.se.com/us/en/product/ECO1PH1YOFWITE04 |  |  | ECOCARE 1PH | Unknown | EcoCare for Single-Phase UPS |  |  |  |  | 731304645122 | 384.00 | 579.00 | 692.00
| ECO1PH1YOFWITE05 | 1 Year IT Expert Enabled EcoCare for Single-Phase UPS for Out of Factory Warranty UPS | https://www.se.com/us/en/product/ECO1PH1YOFWITE05 |  |  | ECOCARE 1PH | Unknown | EcoCare for Single-Phase UPS |  |  |  |  | 731304645139 | 491.00 | 739.00 | 884.00
| ECO1PH1YOFWITE06 | 1 Year IT Expert Enabled EcoCare for Single-Phase UPS for Out of Factory Warranty UPS | https://www.se.com/us/en/product/ECO1PH1YOFWITE06 |  |  | ECOCARE 1PH | Unknown | EcoCare for Single-Phase UPS |  |  |  |  | 731304645146 | 944.00 | 1425.00 | 1700.00
| ECO1PH1YOFWITE07 | 1 Year IT Expert Enabled EcoCare for Single-Phase UPS for Out of Factory Warranty UPS | https://www.se.com/us/en/product/ECO1PH1YOFWITE07 |  |  | ECOCARE 1PH | Unknown | EcoCare for Single-Phase UPS |  |  |  |  | 731304645153 | 1540.00 | 2325.00 | 2770.00
| ECO1PH1YOFWITE08 | 1 Year IT Expert Enabled EcoCare for Single-Phase UPS for Out of Factory Warranty UPS | https://www.se.com/us/en/product/ECO1PH1YOFWITE08 |  |  | ECOCARE 1PH | Unknown | EcoCare for Single-Phase UPS |  |  |  |  | 731304645160 | 1895.00 | 2850.00 | 3405.00
| ECO1PH1YOFWLI12 | 1 Year EcoCare for Single-Phase UPS for Out of Factory Warranty Lithium-Ion UPS | https://www.se.com/us/en/product/ECO1PH1YOFWLI12 |  |  | ECOCARE 1PH | Unknown | EcoCare for Single-Phase UPS |  |  |  |  | 731304644651 | 389.00 | 589.00 | 701.00
| ECO1PH1YOFWLI13 | 1 Year EcoCare for Single-Phase UPS for Out of Factory Warranty Lithium-Ion UPS | https://www.se.com/us/en/product/ECO1PH1YOFWLI13 |  |  | ECOCARE 1PH | Unknown | EcoCare for Single-Phase UPS |  |  |  |  | 731304644668 | 443.00 | 669.00 | 798.00
| ECO1PH1YOFWLI14 | 1 Year EcoCare for Single-Phase UPS for Out of Factory Warranty Lithium-Ion UPS | https://www.se.com/us/en/product/ECO1PH1YOFWLI14 |  |  | ECOCARE 1PH | Unknown | EcoCare for Single-Phase UPS |  |  |  |  | 731304644675 | 731.00 | 1100.00 | 1320.00
| ECO1PH1YOFWLI15 | 1 Year EcoCare for Single-Phase UPS for Out of Factory Warranty Lithium-Ion UPS | https://www.se.com/us/en/product/ECO1PH1YOFWLI15 |  |  | ECOCARE 1PH | Unknown | EcoCare for Single-Phase UPS |  |  |  |  | 731304644682 | 946.00 | 1425.00 | 1705.00
| ECO1PH1YOFWLI16 | 1 Year EcoCare for Single-Phase UPS for Out of Factory Warranty Lithium-Ion UPS | https://www.se.com/us/en/product/ECO1PH1YOFWLI16 |  |  | ECOCARE 1PH | Unknown | EcoCare for Single-Phase UPS |  |  |  |  | 731304644699 | 1625.00 | 2450.00 | 2920.00
| ECO1PH1YOFWLI17 | 1 Year EcoCare for Single-Phase UPS for Out of Factory Warranty Lithium-Ion UPS | https://www.se.com/us/en/product/ECO1PH1YOFWLI17 |  |  | ECOCARE 1PH | Unknown | EcoCare for Single-Phase UPS |  |  |  |  | 731304644705 | 2645.00 | 3975.00 | 4760.00
| ECO1PH1YOFWLI18 | 1 Year EcoCare for Single-Phase UPS for Out of Factory Warranty Lithium-Ion UPS | https://www.se.com/us/en/product/ECO1PH1YOFWLI18 |  |  | ECOCARE 1PH | Unknown | EcoCare for Single-Phase UPS |  |  |  |  | 731304644712 | 3255.00 | 4900.00 | 5860.00
| ECO1PH1YOFWSY05 | 1 Year EcoCare for Single-Phase UPS for Out of Factory Warranty Symmetra LX L05 | https://www.se.com/us/en/product/ECO1PH1YOFWSY05 |  |  | ECOCARE 1PH | Unknown | EcoCare for Single-Phase UPS |  |  |  |  | 731304737919 | 1380.00 | 2075.00 | 2485.00
| ECO1PH1YOFWSY06 | 1 Year EcoCare for Single-Phase UPS for Out of Factory Warranty Symmetra LX L06 | https://www.se.com/us/en/product/ECO1PH1YOFWSY06 |  |  | ECOCARE 1PH | Unknown | EcoCare for Single-Phase UPS |  |  |  |  | 731304737926 | 1555.00 | 2350.00 | 2795.00
| ECO1PH1YOFWSY07 | 1 Year EcoCare for Single-Phase UPS for Out of Factory Warranty Symmetra LX L07 | https://www.se.com/us/en/product/ECO1PH1YOFWSY07 |  |  | ECOCARE 1PH | Unknown | EcoCare for Single-Phase UPS |  |  |  |  | 731304737933 | 1900.00 | 2850.00 | 3415.00
| ECO1PH1YOFWSY08 | 1 Year EcoCare for Single-Phase UPS for Out of Factory Warranty Symmetra LX L08 | https://www.se.com/us/en/product/ECO1PH1YOFWSY08 |  |  | ECOCARE 1PH | Unknown | EcoCare for Single-Phase UPS |  |  |  |  | 731304737940 | 2455.00 | 3700.00 | 4415.00
| ECO1PH1YOWITELI12 | 1 Year IT Expert Enabled EcoCare for Single-Phase UPS for Out of Factory Warranty Lithium-Ion UPS | https://www.se.com/us/en/product/ECO1PH1YOWITELI12 |  |  | ECOCARE 1PH | Unknown | EcoCare for Single-Phase UPS |  |  |  |  | 731304645344 | 272.00 | 409.00 | 490.00
| ECO1PH1YOWITELI13 | 1 Year IT Expert Enabled EcoCare for Single-Phase UPS for Out of Factory Warranty Lithium-Ion UPS | https://www.se.com/us/en/product/ECO1PH1YOWITELI13 |  |  | ECOCARE 1PH | Unknown | EcoCare for Single-Phase UPS |  |  |  |  | 731304645351 | 310.00 | 469.00 | 558.00
| ECO1PH1YOWITELI14 | 1 Year IT Expert Enabled EcoCare for Single-Phase UPS for Out of Factory Warranty Lithium-Ion UPS | https://www.se.com/us/en/product/ECO1PH1YOWITELI14 |  |  | ECOCARE 1PH | Unknown | EcoCare for Single-Phase UPS |  |  |  |  | 731304645368 | 512.00 | 769.00 | 922.00
| ECO1PH1YOWITELI15 | 1 Year IT Expert Enabled EcoCare for Single-Phase UPS for Out of Factory Warranty Lithium-Ion UPS | https://www.se.com/us/en/product/ECO1PH1YOWITELI15 |  |  | ECOCARE 1PH | Unknown | EcoCare for Single-Phase UPS |  |  |  |  | 731304645375 | 661.00 | 999.00 | 1190.00
| ECO1PH1YOWITELI16 | 1 Year IT Expert Enabled EcoCare for Single-Phase UPS for Out of Factory Warranty Lithium-Ion UPS | https://www.se.com/us/en/product/ECO1PH1YOWITELI16 |  |  | ECOCARE 1PH | Unknown | EcoCare for Single-Phase UPS |  |  |  |  | 731304645382 | 1135.00 | 1725.00 | 2045.00
| ECO1PH1YOWITELI17 | 1 Year IT Expert Enabled EcoCare for Single-Phase UPS for Out of Factory Warranty Lithium-Ion UPS | https://www.se.com/us/en/product/ECO1PH1YOWITELI17 |  |  | ECOCARE 1PH | Unknown | EcoCare for Single-Phase UPS |  |  |  |  | 731304645399 | 1855.00 | 2800.00 | 3335.00
| ECO1PH1YOWITELI18 | 1 Year IT Expert Enabled EcoCare for Single-Phase UPS for Out of Factory Warranty Lithium-Ion UPS | https://www.se.com/us/en/product/ECO1PH1YOWITELI18 |  |  | ECOCARE 1PH | Unknown | EcoCare for Single-Phase UPS |  |  |  |  | 731304645405 | 2280.00 | 3425.00 | 4105.00
| ECO1PH1YOWITESY05 | 1 Year IT Expert Enabled EcoCare for Single-Phase UPS for Out of Factory Warranty Symmetra LX L05 | https://www.se.com/us/en/product/ECO1PH1YOWITESY05 |  |  | ECOCARE 1PH | Unknown | EcoCare for Single-Phase UPS |  |  |  |  | 731304737964 | 965.00 | 1450.00 | 1740.00
| ECO1PH1YOWITESY06 | 1 Year IT Expert Enabled EcoCare for Single-Phase UPS for Out of Factory Warranty Symmetra LX L06 | https://www.se.com/us/en/product/ECO1PH1YOWITESY06 |  |  | ECOCARE 1PH | Unknown | EcoCare for Single-Phase UPS |  |  |  |  | 731304737971 | 1085.00 | 1650.00 | 1955.00
| ECO1PH1YOWITESY07 | 1 Year IT Expert Enabled EcoCare for Single-Phase UPS for Out of Factory Warranty Symmetra LX L07 | https://www.se.com/us/en/product/ECO1PH1YOWITESY07 |  |  | ECOCARE 1PH | Unknown | EcoCare for Single-Phase UPS |  |  |  |  | 731304737988 | 1330.00 | 2000.00 | 2395.00
| ECO1PH1YOWITESY08 | 1 Year IT Expert Enabled EcoCare for Single-Phase UPS for Out of Factory Warranty Symmetra LX L08 | https://www.se.com/us/en/product/ECO1PH1YOWITESY08 |  |  | ECOCARE 1PH | Unknown | EcoCare for Single-Phase UPS |  |  |  |  | 731304737995 | 1720.00 | 2575.00 | 3090.00
| ECO1PH1YWITEAC01 | 1 Year IT Expert Enabled EcoCare for Single-Phase UPS for Accessories | https://www.se.com/us/en/product/ECO1PH1YWITEAC01 |  |  | ECOCARE 1PH | Unknown | EcoCare for Single-Phase UPS |  |  |  |  | 731304645498 | 79.00 | 119.99 | 142.00
| ECO1PH1YWITEAC02 | 1 Year IT Expert Enabled EcoCare for Single-Phase UPS for Accessories | https://www.se.com/us/en/product/ECO1PH1YWITEAC02 |  |  | ECOCARE 1PH | Unknown | EcoCare for Single-Phase UPS |  |  |  |  | 731304645504 | 79.00 | 119.99 | 142.00
| ECO1PH1YWITEAC03 | 1 Year IT Expert Enabled EcoCare for Single-Phase UPS for Accessories | https://www.se.com/us/en/product/ECO1PH1YWITEAC03 |  |  | ECOCARE 1PH | Unknown | EcoCare for Single-Phase UPS |  |  |  |  | 731304645511 | 100.00 | 159.99 | 180.00
| ECO1PH1YWITEAC04 | 1 Year IT Expert Enabled EcoCare for Single-Phase UPS for Accessories | https://www.se.com/us/en/product/ECO1PH1YWITEAC04 |  |  | ECOCARE 1PH | Unknown | EcoCare for Single-Phase UPS |  |  |  |  | 731304645528 | 176.00 | 269.99 | 317.00
| ECO1PH3YFW02 | 3 Year EcoCare for Single-Phase UPS Upgrade to Factory Warranty | https://www.se.com/us/en/product/ECO1PH3YFW02 |  |  | ECOCARE 1PH | Unknown | EcoCare for Single-Phase UPS |  |  |  |  | 731304644330 | 311.00 | 469.00 | 560.00
| ECO1PH3YFW03 | 3 Year EcoCare for Single-Phase UPS Upgrade to Factory Warranty | https://www.se.com/us/en/product/ECO1PH3YFW03 |  |  | ECOCARE 1PH | Unknown | EcoCare for Single-Phase UPS |  |  |  |  | 731304644347 | 405.00 | 609.00 | 729.00
| ECO1PH3YFW04 | 3 Year EcoCare for Single-Phase UPS Upgrade to Factory Warranty | https://www.se.com/us/en/product/ECO1PH3YFW04 |  |  | ECOCARE 1PH | Unknown | EcoCare for Single-Phase UPS |  |  |  |  | 731304644354 | 714.00 | 1075.00 | 1290.00
| ECO1PH3YFW05 | 3 Year EcoCare for Single-Phase UPS Upgrade to Factory Warranty | https://www.se.com/us/en/product/ECO1PH3YFW05 |  |  | ECOCARE 1PH | Unknown | EcoCare for Single-Phase UPS |  |  |  |  | 731304644361 | 819.00 | 1250.00 | 1475.00
| ECO1PH3YFW06 | 3 Year EcoCare for Single-Phase UPS Upgrade to Factory Warranty | https://www.se.com/us/en/product/ECO1PH3YFW06 |  |  | ECOCARE 1PH | Unknown | EcoCare for Single-Phase UPS |  |  |  |  | 731304644378 | 1520.00 | 2300.00 | 2740.00
| ECO1PH3YFW07 | 3 Year EcoCare for Single-Phase UPS Upgrade to Factory Warranty | https://www.se.com/us/en/product/ECO1PH3YFW07 |  |  | ECOCARE 1PH | Unknown | EcoCare for Single-Phase UPS |  |  |  |  | 731304644385 | 1825.00 | 2750.00 | 3285.00
| ECO1PH3YFW08 | 3 Year EcoCare for Single-Phase UPS Upgrade to Factory Warranty | https://www.se.com/us/en/product/ECO1PH3YFW08 |  |  | ECOCARE 1PH | Unknown | EcoCare for Single-Phase UPS |  |  |  |  | 731304644392 | 1910.00 | 2875.00 | 3435.00
| ECO1PH3YFWITE02 | 3 Year IT Expert Enabled EcoCare for Single-Phase UPS Upgrade to Factory Warranty | https://www.se.com/us/en/product/ECO1PH3YFWITE02 |  |  | ECOCARE 1PH | Unknown | EcoCare for Single-Phase UPS |  |  |  |  | 731304645030 | 218.00 | 329.99 | 393.00
| ECO1PH3YFWITE03 | 3 Year IT Expert Enabled EcoCare for Single-Phase UPS Upgrade to Factory Warranty | https://www.se.com/us/en/product/ECO1PH3YFWITE03 |  |  | ECOCARE 1PH | Unknown | EcoCare for Single-Phase UPS |  |  |  |  | 731304645047 | 282.00 | 429.00 | 508.00
| ECO1PH3YFWITE04 | 3 Year IT Expert Enabled EcoCare for Single-Phase UPS Upgrade to Factory Warranty | https://www.se.com/us/en/product/ECO1PH3YFWITE04 |  |  | ECOCARE 1PH | Unknown | EcoCare for Single-Phase UPS |  |  |  |  | 731304645054 | 500.00 | 759.00 | 900.00
| ECO1PH3YFWITE05 | 3 Year IT Expert Enabled EcoCare for Single-Phase UPS Upgrade to Factory Warranty | https://www.se.com/us/en/product/ECO1PH3YFWITE05 |  |  | ECOCARE 1PH | Unknown | EcoCare for Single-Phase UPS |  |  |  |  | 731304645061 | 573.00 | 869.00 | 1035.00
| ECO1PH3YFWITE06 | 3 Year IT Expert Enabled EcoCare for Single-Phase UPS Upgrade to Factory Warranty | https://www.se.com/us/en/product/ECO1PH3YFWITE06 |  |  | ECOCARE 1PH | Unknown | EcoCare for Single-Phase UPS |  |  |  |  | 731304645535 | 1065.00 | 1600.00 | 1920.00
| ECO1PH3YFWITE07 | 3 Year IT Expert Enabled EcoCare for Single-Phase UPS Upgrade to Factory Warranty | https://www.se.com/us/en/product/ECO1PH3YFWITE07 |  |  | ECOCARE 1PH | Unknown | EcoCare for Single-Phase UPS |  |  |  |  | 731304645078 | 1280.00 | 1925.00 | 2300.00
| ECO1PH3YFWITE08 | 3 Year IT Expert Enabled EcoCare for Single-Phase UPS Upgrade to Factory Warranty | https://www.se.com/us/en/product/ECO1PH3YFWITE08 |  |  | ECOCARE 1PH | Unknown | EcoCare for Single-Phase UPS |  |  |  |  | 731304645085 | 1335.00 | 2025.00 | 2405.00
| ECO1PH5YFW02 | 5 Year EcoCare for Single-Phase UPS Membership | https://www.se.com/us/en/product/ECO1PH5YFW02 |  |  | ECOCARE 1PH | Unknown | EcoCare for Single-Phase UPS |  |  |  |  | 731304644491 | 676.00 | 1025.00 | 1220.00
| ECO1PH5YFW03 | 5 Year EcoCare for Single-Phase UPS Membership | https://www.se.com/us/en/product/ECO1PH5YFW03 |  |  | ECOCARE 1PH | Unknown | EcoCare for Single-Phase UPS |  |  |  |  | 731304644507 | 840.00 | 1275.00 | 1515.00
| ECO1PH5YFW04 | 5 Year EcoCare for Single-Phase UPS Membership | https://www.se.com/us/en/product/ECO1PH5YFW04 |  |  | ECOCARE 1PH | Unknown | EcoCare for Single-Phase UPS |  |  |  |  | 731304644514 | 1560.00 | 2350.00 | 2805.00
| ECO1PH5YFW05 | 5 Year EcoCare for Single-Phase UPS Membership | https://www.se.com/us/en/product/ECO1PH5YFW05 |  |  | ECOCARE 1PH | Unknown | EcoCare for Single-Phase UPS |  |  |  |  | 731304644521 | 2725.00 | 4100.00 | 4900.00
| ECO1PH5YFW06 | 5 Year EcoCare for Single-Phase UPS Membership | https://www.se.com/us/en/product/ECO1PH5YFW06 |  |  | ECOCARE 1PH | Unknown | EcoCare for Single-Phase UPS |  |  |  |  | 731304644538 | 4040.00 | 6075.00 | 7265.00
| ECO1PH5YFW07 | 5 Year EcoCare for Single-Phase UPS Membership | https://www.se.com/us/en/product/ECO1PH5YFW07 |  |  | ECOCARE 1PH | Unknown | EcoCare for Single-Phase UPS |  |  |  |  | 731304644545 | 5905.00 | 8875.00 | 10630.00
| ECO1PH5YFW08 | 5 Year EcoCare for Single-Phase UPS Membership | https://www.se.com/us/en/product/ECO1PH5YFW08 |  |  | ECOCARE 1PH | Unknown | EcoCare for Single-Phase UPS |  |  |  |  | 731304644552 | 6920.00 | 10400.00 | 12460.00
| ECO1PH5YFWITE02 | 5 Year IT Expert Enabled EcoCare for Single-Phase UPS Membership | https://www.se.com/us/en/product/ECO1PH5YFWITE02 |  |  | ECOCARE 1PH | Unknown | EcoCare for Single-Phase UPS |  |  |  |  | 731304645184 | 474.00 | 719.00 | 854.00
| ECO1PH5YFWITE03 | 5 Year IT Expert Enabled EcoCare for Single-Phase UPS Membership | https://www.se.com/us/en/product/ECO1PH5YFWITE03 |  |  | ECOCARE 1PH | Unknown | EcoCare for Single-Phase UPS |  |  |  |  | 731304645191 | 588.00 | 889.00 | 1060.00
| ECO1PH5YFWITE04 | 5 Year IT Expert Enabled EcoCare for Single-Phase UPS Membership | https://www.se.com/us/en/product/ECO1PH5YFWITE04 |  |  | ECOCARE 1PH | Unknown | EcoCare for Single-Phase UPS |  |  |  |  | 731304645207 | 1095.00 | 1650.00 | 1965.00
| ECO1PH5YFWITE05 | 5 Year IT Expert Enabled EcoCare for Single-Phase UPS Membership | https://www.se.com/us/en/product/ECO1PH5YFWITE05 |  |  | ECOCARE 1PH | Unknown | EcoCare for Single-Phase UPS |  |  |  |  | 731304645214 | 1905.00 | 2875.00 | 3430.00
| ECO1PH5YFWITE06 | 5 Year IT Expert Enabled EcoCare for Single-Phase UPS Membership | https://www.se.com/us/en/product/ECO1PH5YFWITE06 |  |  | ECOCARE 1PH | Unknown | EcoCare for Single-Phase UPS |  |  |  |  | 731304645221 | 2830.00 | 4250.00 | 5090.00
| ECO1PH5YFWITE07 | 5 Year IT Expert Enabled EcoCare for Single-Phase UPS Membership | https://www.se.com/us/en/product/ECO1PH5YFWITE07 |  |  | ECOCARE 1PH | Unknown | EcoCare for Single-Phase UPS |  |  |  |  | 731304645238 | 4135.00 | 6200.00 | 7440.00
| ECO1PH5YFWITE08 | 5 Year IT Expert Enabled EcoCare for Single-Phase UPS Membership | https://www.se.com/us/en/product/ECO1PH5YFWITE08 |  |  | ECOCARE 1PH | Unknown | EcoCare for Single-Phase UPS |  |  |  |  | 731304645245 | 4845.00 | 7275.00 | 8720.00
| ECO1PH5YFWITELI12 | 5 Year IT Expert Enabled EcoCare for Single-Phase UPS Membership for Lithium-Ion UPS | https://www.se.com/us/en/product/ECO1PH5YFWITELI12 |  |  | ECOCARE 1PH | Unknown | EcoCare for Single-Phase UPS |  |  |  |  | 731304645429 | 441.00 | 669.00 | 794.00
| ECO1PH5YFWITELI13 | 5 Year IT Expert Enabled EcoCare for Single-Phase UPS Membership for Lithium-Ion UPS | https://www.se.com/us/en/product/ECO1PH5YFWITELI13 |  |  | ECOCARE 1PH | Unknown | EcoCare for Single-Phase UPS |  |  |  |  | 731304645436 | 472.00 | 709.00 | 850.00
| ECO1PH5YFWITELI14 | 5 Year IT Expert Enabled EcoCare for Single-Phase UPS Membership for Lithium-Ion UPS | https://www.se.com/us/en/product/ECO1PH5YFWITELI14 |  |  | ECOCARE 1PH | Unknown | EcoCare for Single-Phase UPS |  |  |  |  | 731304645443 | 755.00 | 1150.00 | 1360.00
| ECO1PH5YFWITELI15 | 5 Year IT Expert Enabled EcoCare for Single-Phase UPS Membership for Lithium-Ion UPS | https://www.se.com/us/en/product/ECO1PH5YFWITELI15 |  |  | ECOCARE 1PH | Unknown | EcoCare for Single-Phase UPS |  |  |  |  | 731304645450 | 1465.00 | 2200.00 | 2635.00
| ECO1PH5YFWITELI16 | 5 Year IT Expert Enabled EcoCare for Single-Phase UPS Membership for Lithium-Ion UPS | https://www.se.com/us/en/product/ECO1PH5YFWITELI16 |  |  | ECOCARE 1PH | Unknown | EcoCare for Single-Phase UPS |  |  |  |  | 731304645467 | 1700.00 | 2550.00 | 3060.00
| ECO1PH5YFWITELI17 | 5 Year IT Expert Enabled EcoCare for Single-Phase UPS Membership for Lithium-Ion UPS | https://www.se.com/us/en/product/ECO1PH5YFWITELI17 |  |  | ECOCARE 1PH | Unknown | EcoCare for Single-Phase UPS |  |  |  |  | 731304645474 | 2045.00 | 3075.00 | 3675.00
| ECO1PH5YFWITELI18 | 5 Year IT Expert Enabled EcoCare for Single-Phase UPS Membership for Lithium-Ion UPS | https://www.se.com/us/en/product/ECO1PH5YFWITELI18 |  |  | ECOCARE 1PH | Unknown | EcoCare for Single-Phase UPS |  |  |  |  | 731304645481 | 2135.00 | 3200.00 | 3840.00
| ECO1PH5YFWLI12 | 5 Year EcoCare for Single-Phase UPS Membership for Lithium-Ion UPS | https://www.se.com/us/en/product/ECO1PH5YFWLI12 |  |  | ECOCARE 1PH | Unknown | EcoCare for Single-Phase UPS |  |  |  |  | 731304644736 | 630.00 | 949.00 | 1135.00
| ECO1PH5YFWLI13 | 5 Year EcoCare for Single-Phase UPS Membership for Lithium-Ion UPS | https://www.se.com/us/en/product/ECO1PH5YFWLI13 |  |  | ECOCARE 1PH | Unknown | EcoCare for Single-Phase UPS |  |  |  |  | 731304644743 | 674.00 | 1025.00 | 1215.00
| ECO1PH5YFWLI14 | 5 Year EcoCare for Single-Phase UPS Membership for Lithium-Ion UPS | https://www.se.com/us/en/product/ECO1PH5YFWLI14 |  |  | ECOCARE 1PH | Unknown | EcoCare for Single-Phase UPS |  |  |  |  | 731304644750 | 1080.00 | 1625.00 | 1945.00
| ECO1PH5YFWLI15 | 5 Year EcoCare for Single-Phase UPS Membership for Lithium-Ion UPS | https://www.se.com/us/en/product/ECO1PH5YFWLI15 |  |  | ECOCARE 1PH | Unknown | EcoCare for Single-Phase UPS |  |  |  |  | 731304644767 | 2090.00 | 3150.00 | 3765.00
| ECO1PH5YFWLI16 | 5 Year EcoCare for Single-Phase UPS Membership for Lithium-Ion UPS | https://www.se.com/us/en/product/ECO1PH5YFWLI16 |  |  | ECOCARE 1PH | Unknown | EcoCare for Single-Phase UPS |  |  |  |  | 731304644774 | 2430.00 | 3650.00 | 4370.00
| ECO1PH5YFWLI17 | 5 Year EcoCare for Single-Phase UPS Membership for Lithium-Ion UPS | https://www.se.com/us/en/product/ECO1PH5YFWLI17 |  |  | ECOCARE 1PH | Unknown | EcoCare for Single-Phase UPS |  |  |  |  | 731304644781 | 2915.00 | 4375.00 | 5250.00
| ECO1PH5YFWLI18 | 5 Year EcoCare for Single-Phase UPS Membership for Lithium-Ion UPS | https://www.se.com/us/en/product/ECO1PH5YFWLI18 |  |  | ECOCARE 1PH | Unknown | EcoCare for Single-Phase UPS |  |  |  |  | 731304644798 | 3045.00 | 4575.00 | 5480.00
| ECO1PHITETTD1 | IT Expert Enabled EcoCare for Single-Phase UPS Operator Training for L1 Troubleshooting | https://www.se.com/us/en/product/ECO1PHITETTD1 |  |  | ECOCARE 1PH | Unknown | EcoCare for Single-Phase UPS |  |  |  |  | 731304644934 | 774.00 | 1175.00 | 1395.00
| ECRADVPD3P1MW3Y | EcoCare Advanced+ for Data Centers, 3-phase, 1 Megawatt, 3 year | https://www.se.com/us/en/product/ECRADVPD3P1MW3Y |  |  | ECOCARE DC | Unknown | EcoCare for Data Centers | [5 empty] | 30615.00 | 43400.00 | 53760.00
| ECRADVPD3P1MW4Y | EcoCare Advanced+ for Data Centers, 3-phase, 1 Megawatt, 4 year | https://www.se.com/us/en/product/ECRADVPD3P1MW4Y |  |  | ECOCARE DC | Unknown | EcoCare for Data Centers | [5 empty] | 44270.00 | 62700.00 | 77735.00
| ECRADVPDLV1MW3Y | EcoCare Advanced+ for Data Centers service plan, low voltage, 1 Megawatt, 3 year | https://www.se.com/us/en/product/ECRADVPDLV1MW3Y |  |  | ECOCARE DC | Unknown | EcoCare for Data Centers | [5 empty] | 15000.00 | 21300.00 | 26340.00
| ECRADVPDLV1MW4Y | EcoCare Advanced+ for Data Centers service plan, low voltage, 1 Megawatt, 4 year | https://www.se.com/us/en/product/ECRADVPDLV1MW4Y |  |  | ECOCARE DC | Unknown | EcoCare for Data Centers | [5 empty] | 23335.00 | 33100.00 | 40980.00
| ECRADVPFI1YSP-01 | 1 Year EcoCare Advanced Service Plan for Modular Data Center All-In-One 20KW-60KW | https://www.se.com/us/en/product/ECRADVPFI1YSP-01 |  |  | ECOCARE MDC | Unknown | EcoCare for Modular Data Centers |  |  |  |  | 731304647805 | 8855.00 | 12600.00 | 15550.00
| ECRADVPFI1YSP-02 | 1 Year EcoCare Advanced Service Plan for Modular Data Center All-In-One 80KW-120KW | https://www.se.com/us/en/product/ECRADVPFI1YSP-02 |  |  | ECOCARE MDC | Unknown | EcoCare for Modular Data Centers |  |  |  |  | 731304648314 | 12200.00 | 17300.00 | 21420.00
| ECRADVPFI1YSP-03 | 1 Year EcoCare Advanced Service Plan for Modular Data Center All-In-One 140KW-180KW | https://www.se.com/us/en/product/ECRADVPFI1YSP-03 |  |  | ECOCARE MDC | Unknown | EcoCare for Modular Data Centers |  |  |  |  | 731304648321 | 14355.00 | 20400.00 | 25210.00
| ECRADVPFI1YSP-04 | 1 Year EcoCare Advanced Service Plan for Modular Data Center All-In-One 200KW-240KW | https://www.se.com/us/en/product/ECRADVPFI1YSP-04 |  |  | ECOCARE MDC | Unknown | EcoCare for Modular Data Centers |  |  |  |  | 731304648338 | 17235.00 | 24400.00 | 30265.00
| ECRADVPFI3YSP-01 | 3 Year EcoCare Advanced Service Plan for Modular Data Center All-In-One 20KW-60KW | https://www.se.com/us/en/product/ECRADVPFI3YSP-01 |  |  | ECOCARE MDC | Unknown | EcoCare for Modular Data Centers |  |  |  |  | 731304648345 | 25765.00 | 36500.00 | 45245.00
| ECRADVPFI3YSP-02 | 3 Year EcoCare Advanced Service Plan for Modular Data Center All-In-One 80KW-120KW | https://www.se.com/us/en/product/ECRADVPFI3YSP-02 |  |  | ECOCARE MDC | Unknown | EcoCare for Modular Data Centers |  |  |  |  | 731304648352 | 35490.00 | 50300.00 | 62320.00
| ECRADVPFI3YSP-03 | 3 Year EcoCare Advanced Service Plan for Modular Data Center All-In-One 140KW-180KW | https://www.se.com/us/en/product/ECRADVPFI3YSP-03 |  |  | ECOCARE MDC | Unknown | EcoCare for Modular Data Centers |  |  |  |  | 731304648369 | 41770.00 | 59100.00 | 73350.00
| ECRADVPFI3YSP-04 | 3 Year EcoCare Advanced Service Plan for Modular Data Center All-In-One 200KW-240KW | https://www.se.com/us/en/product/ECRADVPFI3YSP-04 |  |  | ECOCARE MDC | Unknown | EcoCare for Modular Data Centers |  |  |  |  | 731304648376 | 50150.00 | 71000.00 | 88060.00
| ECRADVPFI5YSP-01 | 5 Year EcoCare Advanced Service Plan for Modular Data Center All-In-One 20KW-60KW | https://www.se.com/us/en/product/ECRADVPFI5YSP-01 |  |  | ECOCARE MDC | Unknown | EcoCare for Modular Data Centers |  |  |  |  | 731304648383 | 42055.00 | 59500.00 | 73850.00
| ECRADVPFI5YSP-02 | 5 Year EcoCare Advanced Service Plan for Modular Data Center All-In-One 80KW-120KW | https://www.se.com/us/en/product/ECRADVPFI5YSP-02 |  |  | ECOCARE MDC | Unknown | EcoCare for Modular Data Centers |  |  |  |  | 731304648390 | 57930.00 | 82000.00 | 101730.00
| ECRADVPFI5YSP-03 | 5 Year EcoCare Advanced Service Plan for Modular Data Center All-In-One 140KW-180KW | https://www.se.com/us/en/product/ECRADVPFI5YSP-03 |  |  | ECOCARE MDC | Unknown | EcoCare for Modular Data Centers |  |  |  |  | 731304648406 | 68180.00 | 96500.00 | 119735.00
| ECRADVPFI5YSP-04 | 5 Year EcoCare Advanced Service Plan for Modular Data Center All-In-One 200KW-240KW | https://www.se.com/us/en/product/ECRADVPFI5YSP-04 |  |  | ECOCARE MDC | Unknown | EcoCare for Modular Data Centers |  |  |  |  | 731304648413 | 81855.00 | 116000.00 | 143740.00
| ECRADVPFP1YSP-01 | 1 Year EcoCare Advanced Service Plan for Modular Data Center Power Module 250KW-750KW | https://www.se.com/us/en/product/ECRADVPFP1YSP-01 |  |  | ECOCARE MDC | Unknown | EcoCare for Modular Data Centers |  |  |  |  | 731304648420 | 11480.00 | 16300.00 | 20155.00
| ECRADVPFP1YSP-02 | 1 Year EcoCare Advanced Service Plan for Modular Data Center Power Module 1000KW-1500KW | https://www.se.com/us/en/product/ECRADVPFP1YSP-02 |  |  | ECOCARE MDC | Unknown | EcoCare for Modular Data Centers |  |  |  |  | 731304648437 | 13635.00 | 19300.00 | 23945.00
| ECRADVPFP1YSP-03 | 1 Year EcoCare Advanced Service Plan for Modular Data Center Power Module 1750KW-2000KW+ | https://www.se.com/us/en/product/ECRADVPFP1YSP-03 |  |  | ECOCARE MDC | Unknown | EcoCare for Modular Data Centers |  |  |  |  | 731304648444 | 21190.00 | 30000.00 | 37210.00
| ECRADVPFP3YSP-01 | 3 Year EcoCare Advanced Service Plan for Modular Data Center Power Module 250KW-750KW | https://www.se.com/us/en/product/ECRADVPFP3YSP-01 |  |  | ECOCARE MDC | Unknown | EcoCare for Modular Data Centers |  |  |  |  | 731304648451 | 33395.00 | 47300.00 | 58645.00
| ECRADVPFP3YSP-02 | 3 Year EcoCare Advanced Service Plan for Modular Data Center Power Module 1000KW-1500KW | https://www.se.com/us/en/product/ECRADVPFP3YSP-02 |  |  | ECOCARE MDC | Unknown | EcoCare for Modular Data Centers |  |  |  |  | 731304648468 | 39680.00 | 56200.00 | 69675.00
| ECRADVPFP3YSP-03 | 3 Year EcoCare Advanced Service Plan for Modular Data Center Power Module 1750KW-2000KW+ | https://www.se.com/us/en/product/ECRADVPFP3YSP-03 |  |  | ECOCARE MDC | Unknown | EcoCare for Modular Data Centers |  |  |  |  | 731304648475 | 61660.00 | 87300.00 | 108280.00
| ECRADVPFP5YSP-01 | 5 Year EcoCare Advanced Service Plan for Modular Data Center Power Module 250KW-750KW | https://www.se.com/us/en/product/ECRADVPFP5YSP-01 |  |  | ECOCARE MDC | Unknown | EcoCare for Modular Data Centers |  |  |  |  | 731304648482 | 54510.00 | 77200.00 | 95725.00
| ECRADVPFP5YSP-02 | 5 Year EcoCare Advanced Service Plan for Modular Data Center Power Module 1000KW-1500KW | https://www.se.com/us/en/product/ECRADVPFP5YSP-02 |  |  | ECOCARE MDC | Unknown | EcoCare for Modular Data Centers |  |  |  |  | 731304648499 | 64765.00 | 91700.00 | 113730.00
| ECRADVPFP5YSP-03 | 5 Year EcoCare Advanced Service Plan for Modular Data Center Power Module 1750KW-2000KW+ | https://www.se.com/us/en/product/ECRADVPFP5YSP-03 |  |  | ECOCARE MDC | Unknown | EcoCare for Modular Data Centers |  |  |  |  | 731304648505 | 100645.00 | 142500.00 | 176745.00
| ECRAOTPF-I | EcoCare advanced operator training, All in One Module | https://www.se.com/us/en/product/ECRAOTPF-I |  |  | ECOCARE MDC | Unknown | EcoCare for Modular Data Centers |  |  |  |  | 731304737346 | 6610.00 | 9350.00 | 11610.00
| ECRAOTPF-P | EcoCare advanced operator training, Power Module | https://www.se.com/us/en/product/ECRAOTPF-P |  |  | ECOCARE MDC | Unknown | EcoCare for Modular Data Centers |  |  |  |  | 731304737339 | 6610.00 | 9350.00 | 11610.00
| ECRD3PFSR4H1MW3Y | EcoCare for Data Centers, 3-phase UPS, FSR SLA upgrade to 4 hr response, 1 Megawatt, 3 year | https://www.se.com/us/en/product/ECRD3PFSR4H1MW3Y |  |  | ECOCARE DC | Unknown | EcoCare for Data Centers | [5 empty] | 3855.00 | 5475.00 | 6770.00
| ECRD3PFSR4H1MW4Y | EcoCare for Data Center, 3-phase UPS, FSR SLA upgrade to 4 hr response, 1 Megawatt, 4 year | https://www.se.com/us/en/product/ECRD3PFSR4H1MW4Y |  |  | ECOCARE DC | Unknown | EcoCare for Data Centers | [5 empty] | 5140.00 | 7275.00 | 9030.00
| ECRD3PFSR8H1MW3Y | EcoCare for Data Centers, 3-phase UPS, FSR SLA upgrade to 8 hr response, 1 Megawatt, 3 year | https://www.se.com/us/en/product/ECRD3PFSR8H1MW3Y |  |  | ECOCARE DC | Unknown | EcoCare for Data Centers | [5 empty] | 2270.00 | 3225.00 | 3985.00
| ECRD3PFSR8H1MW4Y | EcoCare for Data Centers, 3-phase UPS, FSR SLA upgrade to 8 hr response, 1 Megawatt, 4 year | https://www.se.com/us/en/product/ECRD3PFSR8H1MW4Y |  |  | ECOCARE DC | Unknown | EcoCare for Data Centers | [5 empty] | 3025.00 | 4300.00 | 5310.00
| ECRD3PLIEXW1MW1Y | EcoCare for Data Centers, 3-phase UPS Li-Ion Battery Extended Warranty, 1 Megawatt, 1 year | https://www.se.com/us/en/product/ECRD3PLIEXW1MW1Y |  |  | ECOCARE DC | Unknown | EcoCare for Data Centers | [5 empty] | 5770.00 | 8175.00 | 10125.00
| ECRD3PPMUPG1MW3Y | EcoCare for Data Centers, 3-phase UPS PMV scheduling upgrade 7X24, Megawatt, 3 year | https://www.se.com/us/en/product/ECRD3PPMUPG1MW3Y |  |  | ECOCARE DC | Unknown | EcoCare for Data Centers | [5 empty] | 2270.00 | 3225.00 | 3985.00
| ECRD3PPMUPG1MW4Y | EcoCare for Data Centers, 3-phase UPS PMV scheduling upgrade 7X24, Megawatt, 4 year | https://www.se.com/us/en/product/ECRD3PPMUPG1MW4Y |  |  | ECOCARE DC | Unknown | EcoCare for Data Centers | [5 empty] | 3025.00 | 4300.00 | 5310.00
| ECRDCONTINS3Y | EcoCare for Data Centers service plan, yearly container inspection, 3 year | https://www.se.com/us/en/product/ECRDCONTINS3Y |  |  | ECOCARE DC | Unknown | EcoCare for Data Centers | [5 empty] | 8890.00 | 12600.00 | 15610.00
| ECRDCONTINS4Y | EcoCare for Data Centers service plan, yearly container inspection, 4 year | https://www.se.com/us/en/product/ECRDCONTINS4Y |  |  | ECOCARE DC | Unknown | EcoCare for Data Centers | [5 empty] | 11850.00 | 16800.00 | 20810.00
| ECRDLVFSR4H1MW3Y | EcoCare for Data Centers service plan, low voltage FSR SLA upgrade 4 hr response, 1 Megawatt, 3 year | https://www.se.com/us/en/product/ECRDLVFSR4H1MW3Y |  |  | ECOCARE DC | Unknown | EcoCare for Data Centers | [5 empty] | 1540.00 | 2175.00 | 2700.00
| ECRDLVFSR4H1MW4Y | EcoCare for Data Centers service plan, low voltage FSR SLA upgrade 4 hr response, 1 Megawatt, 4 year | https://www.se.com/us/en/product/ECRDLVFSR4H1MW4Y |  |  | ECOCARE DC | Unknown | EcoCare for Data Centers | [5 empty] | 2050.00 | 2900.00 | 3600.00
| ECRDLVFSR8H1MW3Y | EcoCare for Data Centers service plan, low voltage FSR SLA upgrade 8 hr response, 1 Megawatt, 3 year | https://www.se.com/us/en/product/ECRDLVFSR8H1MW3Y |  |  | ECOCARE DC | Unknown | EcoCare for Data Centers | [5 empty] | 905.00 | 1300.00 | 1590.00
| ECRDLVFSR8H1MW4Y | EcoCare for Data Centers service plan, low voltage FSR SLA upgrade 8 hr response, 1 Megawatt, 4 year | https://www.se.com/us/en/product/ECRDLVFSR8H1MW4Y |  |  | ECOCARE DC | Unknown | EcoCare for Data Centers | [5 empty] | 1210.00 | 1725.00 | 2120.00
| ECRDLVPMUPG1MW3Y | EcoCare for Data Centers service plan, low voltage PMV scheduling upgrade 7X24, 1 Megawatt, 3 year | https://www.se.com/us/en/product/ECRDLVPMUPG1MW3Y |  |  | ECOCARE DC | Unknown | EcoCare for Data Centers | [5 empty] | 3780.00 | 5350.00 | 6635.00
| ECRDLVPMUPG1MW4Y | EcoCare for Data Centers, low Voltage PMV scheduling upgrade 7X24, 1 Megawatt, 4 year | https://www.se.com/us/en/product/ECRDLVPMUPG1MW4Y |  |  | ECOCARE DC | Unknown | EcoCare for Data Centers | [5 empty] | 5040.00 | 7150.00 | 8850.00
| ECRESSPFI1YSP-01 | 1 Year EcoCare Essential Service Plan for Modular Data Center All-In-One 20KW-60KW | https://www.se.com/us/en/product/ECRESSPFI1YSP-01 |  |  | ECOCARE MDC | Unknown | EcoCare for Modular Data Centers |  |  |  |  | 731304647799 | 5270.00 | 7475.00 | 9255.00
| ECRESSPFI1YSP-02 | 1 Year EcoCare Essential Service Plan for Modular Data Center All-In-One 80KW-120KW | https://www.se.com/us/en/product/ECRESSPFI1YSP-02 |  |  | ECOCARE MDC | Unknown | EcoCare for Modular Data Centers |  |  |  |  | 731304648116 | 6050.00 | 8575.00 | 10620.00
| ECRESSPFI1YSP-03 | 1 Year EcoCare Essential Service Plan for Modular Data Center All-In-One 140KW-180KW | https://www.se.com/us/en/product/ECRESSPFI1YSP-03 |  |  | ECOCARE MDC | Unknown | EcoCare for Modular Data Centers |  |  |  |  | 731304648123 | 6915.00 | 9800.00 | 12145.00
| ECRESSPFI1YSP-04 | 1 Year EcoCare Essential Service Plan for Modular Data Center All-In-One 200KW-240KW | https://www.se.com/us/en/product/ECRESSPFI1YSP-04 |  |  | ECOCARE MDC | Unknown | EcoCare for Modular Data Centers |  |  |  |  | 731304648130 | 7780.00 | 11100.00 | 13665.00
| ECRESSPFI3YSP-01 | 3 Year EcoCare Essential Service Plan for Modular Data Center All-In-One 20KW-60KW | https://www.se.com/us/en/product/ECRESSPFI3YSP-01 |  |  | ECOCARE MDC | Unknown | EcoCare for Modular Data Centers |  |  |  |  | 731304648147 | 15325.00 | 21700.00 | 26915.00
| ECRESSPFI3YSP-02 | 3 Year EcoCare Essential Service Plan for Modular Data Center All-In-One 80KW-120KW | https://www.se.com/us/en/product/ECRESSPFI3YSP-02 |  |  | ECOCARE MDC | Unknown | EcoCare for Modular Data Centers |  |  |  |  | 731304648154 | 17600.00 | 24900.00 | 30900.00
| ECRESSPFI3YSP-03 | 3 Year EcoCare Essential Service Plan for Modular Data Center All-In-One 140KW-180KW | https://www.se.com/us/en/product/ECRESSPFI3YSP-03 |  |  | ECOCARE MDC | Unknown | EcoCare for Modular Data Centers |  |  |  |  | 731304648161 | 20120.00 | 28500.00 | 35335.00
| ECRESSPFI3YSP-04 | 3 Year EcoCare Essential Service Plan for Modular Data Center All-In-One 200KW-240KW | https://www.se.com/us/en/product/ECRESSPFI3YSP-04 |  |  | ECOCARE MDC | Unknown | EcoCare for Modular Data Centers |  |  |  |  | 731304648178 | 22640.00 | 32100.00 | 39755.00
| ECRESSPFI5YSP-01 | 5 Year EcoCare Essential Service Plan for Modular Data Center All-In-One 20KW-60KW | https://www.se.com/us/en/product/ECRESSPFI5YSP-01 |  |  | ECOCARE MDC | Unknown | EcoCare for Modular Data Centers |  |  |  |  | 731304648185 | 25020.00 | 35400.00 | 43930.00
| ECRESSPFI5YSP-02 | 5 Year EcoCare Essential Service Plan for Modular Data Center All-In-One 80KW-120KW | https://www.se.com/us/en/product/ECRESSPFI5YSP-02 |  |  | ECOCARE MDC | Unknown | EcoCare for Modular Data Centers |  |  |  |  | 731304648192 | 28725.00 | 40700.00 | 50440.00
| ECRESSPFI5YSP-03 | 5 Year EcoCare Essential Service Plan for Modular Data Center All-In-One 140KW-180KW | https://www.se.com/us/en/product/ECRESSPFI5YSP-03 |  |  | ECOCARE MDC | Unknown | EcoCare for Modular Data Centers |  |  |  |  | 731304648208 | 32840.00 | 46500.00 | 57675.00
| ECRESSPFI5YSP-04 | 5 Year EcoCare Essential Service Plan for Modular Data Center All-In-One 200KW-240KW | https://www.se.com/us/en/product/ECRESSPFI5YSP-04 |  |  | ECOCARE MDC | Unknown | EcoCare for Modular Data Centers |  |  |  |  | 731304648215 | 36955.00 | 52300.00 | 64895.00
| ECRESSPFP1YSP-01 | 1 Year EcoCare Essential Service Plan for Modular Data Center Power Module 250KW-750KW | https://www.se.com/us/en/product/ECRESSPFP1YSP-01 |  |  | ECOCARE MDC | Unknown | EcoCare for Modular Data Centers |  |  |  |  | 731304648222 | 8215.00 | 11700.00 | 14430.00
| ECRESSPFP1YSP-02 | 1 Year EcoCare Essential Service Plan for Modular Data Center Power Module 1000KW-1500KW | https://www.se.com/us/en/product/ECRESSPFP1YSP-02 |  |  | ECOCARE MDC | Unknown | EcoCare for Modular Data Centers |  |  |  |  | 731304648239 | 9950.00 | 14100.00 | 17475.00
| ECRESSPFP1YSP-03 | 1 Year EcoCare Essential Service Plan for Modular Data Center Power Module 1750KW-2000KW+ | https://www.se.com/us/en/product/ECRESSPFP1YSP-03 |  |  | ECOCARE MDC | Unknown | EcoCare for Modular Data Centers |  |  |  |  | 731304648246 | 16020.00 | 22700.00 | 28135.00
| ECRESSPFP3YSP-01 | 3 Year EcoCare Essential Service Plan for Modular Data Center Power Module 250KW-750KW | https://www.se.com/us/en/product/ECRESSPFP3YSP-01 |  |  | ECOCARE MDC | Unknown | EcoCare for Modular Data Centers |  |  |  |  | 731304648253 | 23905.00 | 33900.00 | 41980.00
| ECRESSPFP3YSP-02 | 3 Year EcoCare Essential Service Plan for Modular Data Center Power Module 1000KW-1500KW | https://www.se.com/us/en/product/ECRESSPFP3YSP-02 |  |  | ECOCARE MDC | Unknown | EcoCare for Modular Data Centers |  |  |  |  | 731304648260 | 28955.00 | 41000.00 | 50840.00
| ECRESSPFP3YSP-03 | 3 Year EcoCare Essential Service Plan for Modular Data Center Power Module 1750KW-2000KW+ | https://www.se.com/us/en/product/ECRESSPFP3YSP-03 |  |  | ECOCARE MDC | Unknown | EcoCare for Modular Data Centers |  |  |  |  | 731304648277 | 46615.00 | 66000.00 | 81860.00
| ECRESSPFP5YSP-01 | 5 Year EcoCare Essential Service Plan for Modular Data Center Power Module 250KW-750KW | https://www.se.com/us/en/product/ECRESSPFP5YSP-01 |  |  | ECOCARE MDC | Unknown | EcoCare for Modular Data Centers |  |  |  |  | 731304648284 | 39020.00 | 55200.00 | 68520.00
| ECRESSPFP5YSP-02 | 5 Year EcoCare Essential Service Plan for Modular Data Center Power Module 1000KW-1500KW | https://www.se.com/us/en/product/ECRESSPFP5YSP-02 |  |  | ECOCARE MDC | Unknown | EcoCare for Modular Data Centers |  |  |  |  | 731304648291 | 47255.00 | 66900.00 | 82985.00
| ECRESSPFP5YSP-03 | 5 Year EcoCare Essential Service Plan for Modular Data Center Power Module 1750KW-2000KW+ | https://www.se.com/us/en/product/ECRESSPFP5YSP-03 |  |  | ECOCARE MDC | Unknown | EcoCare for Modular Data Centers |  |  |  |  | 731304648307 | 76090.00 | 108000.00 | 133615.00
| ECRFSRCLE1Y | EcoCare Cooling Expertise and on-boarding for new Modular Data Center during first year | https://www.se.com/us/en/product/ECRFSRCLE1Y |  |  | ECOCARE MDC | Unknown | EcoCare for Modular Data Centers |  |  |  |  | 731304737247 | 2645.00 | 3750.00 | 4645.00
| ECRLVRFPF-A | EcoCare retrofit service for Low Voltage Panel with CTs, Installation and Configuration | https://www.se.com/us/en/product/ECRLVRFPF-A |  |  | ECOCARE MDC | Unknown | EcoCare for Modular Data Centers |  |  |  |  | 731304737315 | 6610.00 | 9350.00 | 11610.00
| ECRLVRFPF-B | EcoCare retrofit service for Low Voltage Panel, wiring existing panel for Communication | https://www.se.com/us/en/product/ECRLVRFPF-B |  |  | ECOCARE MDC | Unknown | EcoCare for Modular Data Centers |  |  |  |  | 731304737322 | 3305.00 | 4675.00 | 5805.00
| ECRPADVPFI1YSP-01 | 1 Year EcoCare Plus Advanced Service Plan for Modular Data Center All-In-One 20KW-60KW | https://www.se.com/us/en/product/ECRPADVPFI1YSP-01 |  |  | ECOCARE MDC | Unknown | EcoCare for Modular Data Centers |  |  |  |  | 731304647812 | 24385.00 | 34500.00 | 42825.00
| ECRPADVPFI1YSP-02 | 1 Year EcoCare Plus Advanced Service Plan for Modular Data Center All-In-One 80KW-120KW | https://www.se.com/us/en/product/ECRPADVPFI1YSP-02 |  |  | ECOCARE MDC | Unknown | EcoCare for Modular Data Centers |  |  |  |  | 731304648512 | 31150.00 | 44100.00 | 54705.00
| ECRPADVPFI1YSP-03 | 1 Year EcoCare Plus Advanced Service Plan for Modular Data Center All-In-One 140KW-180KW | https://www.se.com/us/en/product/ECRPADVPFI1YSP-03 |  |  | ECOCARE MDC | Unknown | EcoCare for Modular Data Centers |  |  |  |  | 731304648529 | 37160.00 | 52600.00 | 65250.00
| ECRPADVPFI1YSP-04 | 1 Year EcoCare Plus Advanced Service Plan for Modular Data Center All-In-One 200KW-240KW | https://www.se.com/us/en/product/ECRPADVPFI1YSP-04 |  |  | ECOCARE MDC | Unknown | EcoCare for Modular Data Centers |  |  |  |  | 731304648536 | 43820.00 | 62000.00 | 76950.00
| ECRPADVPFI3YSP-01 | 3 Year EcoCare Plus Advanced Service Plan for Modular Data Center All-In-One 20KW-60KW | https://www.se.com/us/en/product/ECRPADVPFI3YSP-01 |  |  | ECOCARE MDC | Unknown | EcoCare for Modular Data Centers |  |  |  |  | 731304648543 | 70960.00 | 100500.00 | 124610.00
| ECRPADVPFI3YSP-02 | 3 Year EcoCare Plus Advanced Service Plan for Modular Data Center All-In-One 80KW-120KW | https://www.se.com/us/en/product/ECRPADVPFI3YSP-02 |  |  | ECOCARE MDC | Unknown | EcoCare for Modular Data Centers |  |  |  |  | 731304648550 | 90645.00 | 128500.00 | 159185.00
| ECRPADVPFI3YSP-03 | 3 Year EcoCare Plus Advanced Service Plan for Modular Data Center All-In-One 140KW-180KW | https://www.se.com/us/en/product/ECRPADVPFI3YSP-03 |  |  | ECOCARE MDC | Unknown | EcoCare for Modular Data Centers |  |  |  |  | 731304648567 | 108125.00 | 153000.00 | 189875.00
| ECRPADVPFI3YSP-04 | 3 Year EcoCare Plus Advanced Service Plan for Modular Data Center All-In-One 200KW-240KW | https://www.se.com/us/en/product/ECRPADVPFI3YSP-04 |  |  | ECOCARE MDC | Unknown | EcoCare for Modular Data Centers |  |  |  |  | 731304648574 | 127510.00 | 180500.00 | 223920.00
| ECRPADVPFI5YSP-01 | 5 Year EcoCare Plus Advanced Service Plan for Modular Data Center All-In-One 20KW-60KW | https://www.se.com/us/en/product/ECRPADVPFI5YSP-01 |  |  | ECOCARE MDC | Unknown | EcoCare for Modular Data Centers |  |  |  |  | 731304648581 | 115825.00 | 164000.00 | 203400.00
| ECRPADVPFI5YSP-02 | 5 Year EcoCare Plus Advanced Service Plan for Modular Data Center All-In-One 80KW-120KW | https://www.se.com/us/en/product/ECRPADVPFI5YSP-02 |  |  | ECOCARE MDC | Unknown | EcoCare for Modular Data Centers |  |  |  |  | 731304648598 | 147965.00 | 209500.00 | 259835.00
| ECRPADVPFI5YSP-03 | 5 Year EcoCare Plus Advanced Service Plan for Modular Data Center All-In-One140KW-180KW | https://www.se.com/us/en/product/ECRPADVPFI5YSP-03 |  |  | ECOCARE MDC | Unknown | EcoCare for Modular Data Centers |  |  |  |  | 731304648604 | 176495.00 | 250000.00 | 309940.00
| ECRPADVPFI5YSP-04 | 5 Year EcoCare Plus Advanced Service Plan for Modular Data Center All-In-One 200KW-240KW | https://www.se.com/us/en/product/ECRPADVPFI5YSP-04 |  |  | ECOCARE MDC | Unknown | EcoCare for Modular Data Centers |  |  |  |  | 731304648611 | 208135.00 | 294500.00 | 365500.00
| ECRPADVPFP1YSP-01 | 1 Year EcoCare Plus Advanced Service Plan for Modular Data Center Power Module 250KW-750KW | https://www.se.com/us/en/product/ECRPADVPFP1YSP-01 |  |  | ECOCARE MDC | Unknown | EcoCare for Modular Data Centers |  |  |  |  | 731304648628 | 34375.00 | 48700.00 | 60365.00
| ECRPADVPFP1YSP-02 | 1 Year EcoCare Plus Advanced Service Plan for Modular Data Center Power Module 1000KW-1500KW | https://www.se.com/us/en/product/ECRPADVPFP1YSP-02 |  |  | ECOCARE MDC | Unknown | EcoCare for Modular Data Centers |  |  |  |  | 731304648635 | 43945.00 | 62200.00 | 77170.00
| ECRPADVPFP1YSP-03 | 1 Year EcoCare Plus Advanced Service Plan for Modular Data Center Power Module 1750KW-2000KW+ | https://www.se.com/us/en/product/ECRPADVPFP1YSP-03 |  |  | ECOCARE MDC | Unknown | EcoCare for Modular Data Centers |  |  |  |  | 731304648642 | 68340.00 | 96700.00 | 120010.00
| ECRPADVPFP3YSP-01 | 3 Year EcoCare Plus Advanced Service Plan for Modular Data Center Power Module250KW-750KW | https://www.se.com/us/en/product/ECRPADVPFP3YSP-01 |  |  | ECOCARE MDC | Unknown | EcoCare for Modular Data Centers |  |  |  |  | 731304648659 | 100025.00 | 141500.00 | 175655.00
| ECRPADVPFP3YSP-02 | 3 Year EcoCare Plus Advanced Service Plan for Modular Data Center Power Module 1000KW-1500KW | https://www.se.com/us/en/product/ECRPADVPFP3YSP-02 |  |  | ECOCARE MDC | Unknown | EcoCare for Modular Data Centers |  |  |  |  | 731304648666 | 127875.00 | 181000.00 | 224560.00
| ECRPADVPFP3YSP-03 | 3 Year EcoCare Plus Advanced Service Plan for Modular Data Center Power Module 1750KW-2000KW+ | https://www.se.com/us/en/product/ECRPADVPFP3YSP-03 |  |  | ECOCARE MDC | Unknown | EcoCare for Modular Data Centers |  |  |  |  | 731304648673 | 198865.00 | 281500.00 | 349230.00
| ECRPADVPFP5YSP-01 | 5 Year EcoCare Plus Advanced Service Plan for Modular Data Center Power Module 250KW-750KW | https://www.se.com/us/en/product/ECRPADVPFP5YSP-01 |  |  | ECOCARE MDC | Unknown | EcoCare for Modular Data Centers |  |  |  |  | 731304648680 | 163275.00 | 231000.00 | 286725.00
| ECRPADVPFP5YSP-02 | 5 Year EcoCare Plus Advanced Service Plan for Modular Data Center Power Module 1000KW-1500KW | https://www.se.com/us/en/product/ECRPADVPFP5YSP-02 |  |  | ECOCARE MDC | Unknown | EcoCare for Modular Data Centers |  |  |  |  | 731304648697 | 208730.00 | 295500.00 | 366550.00
| ECRPADVPFP5YSP-03 | 5 Year EcoCare Plus Advanced Service Plan for Modular Data Center Power Module 1750KW-2000KW+ | https://www.se.com/us/en/product/ECRPADVPFP5YSP-03 |  |  | ECOCARE MDC | Unknown | EcoCare for Modular Data Centers |  |  |  |  | 731304648703 | 324610.00 | 459500.00 | 570045.00
| ECRPFUPGCLPMV1Y | EcoCare Cooling Only Preventive Maintenance for Modular Data Center, 1yr | https://www.se.com/us/en/product/ECRPFUPGCLPMV1Y |  |  | ECOCARE MDC | Unknown | EcoCare for Modular Data Centers |  |  |  |  | 731304737230 | 2645.00 | 3750.00 | 4645.00
| ECRPFUPGCLPMV3Y | EcoCare Cooling Only Preventive Maintenance for Modular Data Center, 3yr | https://www.se.com/us/en/product/ECRPFUPGCLPMV3Y |  |  | ECOCARE MDC | Unknown | EcoCare for Modular Data Centers |  |  |  |  | 731304737261 | 7695.00 | 10900.00 | 13510.00
| ECRPFUPGCLPMV5Y | EcoCare Cooling Only Preventive Maintenance for Modular Data Center, 5yr | https://www.se.com/us/en/product/ECRPFUPGCLPMV5Y |  |  | ECOCARE MDC | Unknown | EcoCare for Modular Data Centers |  |  |  |  | 731304737285 | 12560.00 | 17800.00 | 22055.00
| ECRPFUPGFSR2H1Y | EcoCare System Level 2H SLA Upgrade for Modular Data Center, 1 yr | https://www.se.com/us/en/product/ECRPFUPGFSR2H1Y |  |  | ECOCARE MDC | Unknown | EcoCare for Modular Data Centers |  |  |  |  | 731304737155 | 2315.00 | 3275.00 | 4065.00
| ECRPFUPGFSR2H3Y | EcoCare System Level 2H SLA Upgrade for Modular Data Center, 3 yr | https://www.se.com/us/en/product/ECRPFUPGFSR2H3Y |  |  | ECOCARE MDC | Unknown | EcoCare for Modular Data Centers |  |  |  |  | 731304737186 | 6735.00 | 9525.00 | 11825.00
| ECRPFUPGFSR4H1Y | EcoCare System Level 4H SLA Upgrade for Modular Data Center, 1 yr | https://www.se.com/us/en/product/ECRPFUPGFSR4H1Y |  |  | ECOCARE MDC | Unknown | EcoCare for Modular Data Centers |  |  |  |  | 731304737148 | 1970.00 | 2800.00 | 3455.00
| ECRPFUPGFSR4H3Y | EcoCare System Level 4H SLA Upgrade for Modular Data Center, 3 yr | https://www.se.com/us/en/product/ECRPFUPGFSR4H3Y |  |  | ECOCARE MDC | Unknown | EcoCare for Modular Data Centers |  |  |  |  | 731304737179 | 5725.00 | 8100.00 | 10050.00
| ECRPFUPGFSR4H5Y | EcoCare System Level 4H SLA Upgrade for Modular Data Center, 5 yr | https://www.se.com/us/en/product/ECRPFUPGFSR4H5Y |  |  | ECOCARE MDC | Unknown | EcoCare for Modular Data Centers |  |  |  |  | 731304737209 | 9340.00 | 13300.00 | 16405.00
| ECRPFUPGFSR8H1Y | EcoCare System Level 8H SLA Upgrade for Modular Data Center, 1 yr | https://www.se.com/us/en/product/ECRPFUPGFSR8H1Y |  |  | ECOCARE MDC | Unknown | EcoCare for Modular Data Centers |  |  |  |  | 731304737131 | 1160.00 | 1650.00 | 2035.00
| ECRPFUPGFSR8H3Y | EcoCare System Level 8H SLA Upgrade for Modular Data Center, 3 yr | https://www.se.com/us/en/product/ECRPFUPGFSR8H3Y |  |  | ECOCARE MDC | Unknown | EcoCare for Modular Data Centers |  |  |  |  | 731304737162 | 3370.00 | 4775.00 | 5915.00
| ECRPFUPGFSR8H5Y | EcoCare System Level 8H SLA Upgrade for Modular Data Center, 5 yr | https://www.se.com/us/en/product/ECRPFUPGFSR8H5Y |  |  | ECOCARE MDC | Unknown | EcoCare for Modular Data Centers |  |  |  |  | 731304737193 | 5495.00 | 7775.00 | 9650.00
| ECRPFUPGPMV1Y | EcoCare System Level Preventive Maintenance for Modular Data Center, 1 yr | https://www.se.com/us/en/product/ECRPFUPGPMV1Y |  |  | ECOCARE MDC | Unknown | EcoCare for Modular Data Centers |  |  |  |  | 731304737049 | 3305.00 | 4675.00 | 5805.00
| ECRPFUPGPMV3Y | EcoCare System Level Preventive Maintenance for Modular Data Center, 3 yr | https://www.se.com/us/en/product/ECRPFUPGPMV3Y |  |  | ECOCARE MDC | Unknown | EcoCare for Modular Data Centers |  |  |  |  | 731304737056 | 9620.00 | 13700.00 | 16890.00
| ECRPFUPGPMV5Y | EcoCare System Level Preventive Maintenance for Modular Data Center, 5 yr | https://www.se.com/us/en/product/ECRPFUPGPMV5Y |  |  | ECOCARE MDC | Unknown | EcoCare for Modular Data Centers |  |  |  |  | 731304737063 | 15700.00 | 22300.00 | 27570.00
| ECRPFUPGUPSPMV1Y | EcoCare UPS Only Preventive Maintenance for Modular Data Center, 1yr | https://www.se.com/us/en/product/ECRPFUPGUPSPMV1Y |  |  | ECOCARE MDC | Unknown | EcoCare for Modular Data Centers |  |  |  |  | 731304737223 | 2645.00 | 3750.00 | 4645.00
| ECRPFUPGUPSPMV3Y | EcoCare UPS Only Preventive Maintenance for Modular Data Center, 3yr | https://www.se.com/us/en/product/ECRPFUPGUPSPMV3Y |  |  | ECOCARE MDC | Unknown | EcoCare for Modular Data Centers |  |  |  |  | 731304737254 | 7695.00 | 10900.00 | 13510.00
| ECRPFUPGUPSPMV5Y | EcoCare UPS Only Preventive Maintenance for Modular Data Center, 5yr | https://www.se.com/us/en/product/ECRPFUPGUPSPMV5Y |  |  | ECOCARE MDC | Unknown | EcoCare for Modular Data Centers |  |  |  |  | 731304737278 | 12560.00 | 17800.00 | 22055.00
| ECRPFUPGWE1Y | EcoCare System Level Warranty Extension for Modular Data Center, 1 yr | https://www.se.com/us/en/product/ECRPFUPGWE1Y |  |  | ECOCARE MDC | Unknown | EcoCare for Modular Data Centers |  |  |  |  | 731304737070 | Call for Quote | Call for Quote | Call for Quote
| ECRPFUPGWE3Y | EcoCare System Level Warranty Extension for Modular Data Center, 3 yr | https://www.se.com/us/en/product/ECRPFUPGWE3Y |  |  | ECOCARE MDC | Unknown | EcoCare for Modular Data Centers |  |  |  |  | 731304737087 | Call for Quote | Call for Quote | Call for Quote
| ECRPFUPGWE5Y | EcoCare System Level Warranty Extension for Modular Data Center, 5 yr | https://www.se.com/us/en/product/ECRPFUPGWE5Y |  |  | ECOCARE MDC | Unknown | EcoCare for Modular Data Centers |  |  |  |  | 731304737094 | Call for Quote | Call for Quote | Call for Quote
| ECRRFPF-C | EcoCare retrofit service for Gateway Installation and Configuration (Existing Monitoring) | https://www.se.com/us/en/product/ECRRFPF-C |  |  | ECOCARE MDC | Unknown | EcoCare for Modular Data Centers |  |  |  |  | 731304737292 | 3305.00 | 4675.00 | 5805.00
| ECRRFPF-N | EcoCare retrofit service for Network and Gateway, Installation and Configuration (No Existing Monitoring) | https://www.se.com/us/en/product/ECRRFPF-N |  |  | ECOCARE MDC | Unknown | EcoCare for Modular Data Centers |  |  |  |  | 731304737308 | 6610.00 | 9350.00 | 11610.00
| ERWPLUS1-1Y-DIGI | Advanced 1Y Plan for EcoStruxure IT SmartConnect | https://www.se.com/us/en/product/ERWPLUS1-1Y-DIGI |  |  | SMARTCONNECT | Unknown | EcoStruxureâ„¢ IT SmartConnect |  |  |  |  | 731304577652 | 43.00 | 59.99 | 74.00
| ERWPLUS1-3Y-DIGI | Advanced 3Y Plan for EcoStruxure IT SmartConnect | https://www.se.com/us/en/product/ERWPLUS1-3Y-DIGI |  |  | SMARTCONNECT | Unknown | EcoStruxureâ„¢ IT SmartConnect |  |  |  |  | 731304577669 | 101.00 | 129.99 | 173.00
| ERWPLUS1-5Y-DIGI | Advanced 5Y Plan for EcoStruxure IT SmartConnect | https://www.se.com/us/en/product/ERWPLUS1-5Y-DIGI |  |  | SMARTCONNECT | Unknown | EcoStruxureâ„¢ IT SmartConnect |  |  |  |  | 731304743422 | 163.00 | 209.99 | 279.00
| ERWPMON1-1Y-DIGI | Standard 1Y Plan for EcoStruxure IT SmartConnect | https://www.se.com/us/en/product/ERWPMON1-1Y-DIGI |  |  | SMARTCONNECT | Unknown | EcoStruxureâ„¢ IT SmartConnect |  |  |  |  | 731304579977 | 20.50 | 29.99 | 35.00
| ERWPMON1-3Y-DIGI | Standard 3Y Plan for EcoStruxure IT SmartConnect | https://www.se.com/us/en/product/ERWPMON1-3Y-DIGI |  |  | SMARTCONNECT | Unknown | EcoStruxureâ„¢ IT SmartConnect |  |  |  |  | 731304577638 | 45.00 | 59.99 | 77.00
| ERWPMON1-5Y-DIGI | Standard 5Y Plan for EcoStruxure IT SmartConnect | https://www.se.com/us/en/product/ERWPMON1-5Y-DIGI |  |  | SMARTCONNECT | Unknown | EcoStruxureâ„¢ IT SmartConnect |  |  |  |  | 731304745969 | 91.00 | 119.99 | 156.00
| EVNETCOMM2 | (2) Year Commercial Service Plan | https://www.se.com/us/en/product/EVNETCOMM2 |  |  | EV CHARGING INFRASTRUC - PREVC - EMHDEV | Unknown | Advantage Service Plan for 3-Phase UPS | 0.00(kilos) 0.01(lbs) |  |  |  |  | 563.00 | 799.00 | 989.00
| EVNETCOMM3 | (3) Year Commercial Service Plan | https://www.se.com/us/en/product/EVNETCOMM3 |  |  | EV CHARGING INFRASTRUC - PREVC - EMHDEV | Unknown | Advantage Service Plan for 3-Phase UPS | 0.00(kilos) 0.01(lbs) |  |  |  |  | 792.00 | 1125.00 | 1390.00
| EVNETCOMMREN1 | (1) Year Commercial Service Plan Renewal | https://www.se.com/us/en/product/EVNETCOMMREN1 |  |  | EV CHARGING INFRASTRUC - PREVC - EMHDEV | Unknown | Advantage Service Plan for 3-Phase UPS | 0.00(kilos) 0.01(lbs) |  |  |  |  | 286.00 | 409.00 | 503.00
| EVNETCOMMREN2 | (2) Year Commercial Service Plan Renewal | https://www.se.com/us/en/product/EVNETCOMMREN2 |  |  | EV CHARGING INFRASTRUC - PREVC - EMHDEV | Unknown | Advantage Service Plan for 3-Phase UPS | 0.00(kilos) 0.01(lbs) |  |  |  |  | 563.00 | 799.00 | 989.00
| EVNETCOMMREN3 | (3) Year Commercial Service Plan Renewal | https://www.se.com/us/en/product/EVNETCOMMREN3 |  |  | EV CHARGING INFRASTRUC - PREVC - EMHDEV | Unknown | Advantage Service Plan for 3-Phase UPS | 0.00(kilos) 0.01(lbs) |  |  |  |  | 792.00 | 1125.00 | 1390.00
| EVNETSP2 | (2) Year Service Provider Service Plan | https://www.se.com/us/en/product/EVNETSP2 |  |  | MCCBS EARTH LEAKAGE AND SWITCHES - PPCCB - EMPP | Unknown | Advantage Service Plan for 3-Phase UPS | [5 empty] | 2055.00 | 2075.00 | 3315.00
| EVNETSP3 | (3) Year Service Provider Service Plan | https://www.se.com/us/en/product/EVNETSP3 |  |  | MCCBS EARTH LEAKAGE AND SWITCHES - PPCCB - EMPP | Unknown | Advantage Service Plan for 3-Phase UPS | [5 empty] | 2915.00 | 2925.00 | 4700.00
| EVNETSPREN1 | (1) Year Service Provider Service Plan Renewal | https://www.se.com/us/en/product/EVNETSPREN1 |  |  | MCCBS EARTH LEAKAGE AND SWITCHES - PPCCB - EMPP | Unknown | Advantage Service Plan for 3-Phase UPS | [5 empty] | 1150.00 | 1150.00 | 1855.00
| EVNETSPREN2 | (2) Year Service Provider Service Plan Renewal | https://www.se.com/us/en/product/EVNETSPREN2 |  |  | MCCBS EARTH LEAKAGE AND SWITCHES - PPCCB - EMPP | Unknown | Advantage Service Plan for 3-Phase UPS | [5 empty] | 2055.00 | 2075.00 | 3315.00
| EVNETSPREN3 | (3) Year Service Provider Service Plan Renewal | https://www.se.com/us/en/product/EVNETSPREN3 |  |  | MCCBS EARTH LEAKAGE AND SWITCHES - PPCCB - EMPP | Unknown | Advantage Service Plan for 3-Phase UPS | [5 empty] | 2915.00 | 2925.00 | 4700.00
| FSC1004 | EcoConsult Audit for Single-Phase UPS, 1-10 Closets, Up to 25 Assets per site | https://www.se.com/us/en/product/FSC1004 |  |  | ECOCONSULT ASSESSMENT | Unknown | EcoCare for Single-Phase UPS |  |  |  |  | 731304644200 | 884.00 | 1250.00 | 1555.00
| FSC1008 | EcoConsult Audit for Single-Phase UPS, 11-20 Closets, Up to 50 Assets per site | https://www.se.com/us/en/product/FSC1008 |  |  | ECOCONSULT ASSESSMENT | Unknown | EcoCare for Single-Phase UPS |  |  |  |  | 731304644217 | 1475.00 | 2100.00 | 2585.00
| FSC1012 | EcoConsult Audit for Single-Phase UPS, 21-30 Closets, Up to 75 Assets per site | https://www.se.com/us/en/product/FSC1012 |  |  | ECOCONSULT ASSESSMENT | Unknown | EcoCare for Single-Phase UPS |  |  |  |  | 731304644224 | 2360.00 | 3350.00 | 4140.00
| FSC1016 | EcoConsult Audit for Single-Phase UPS, 31-40 Closets, Up to 100 Assets per site | https://www.se.com/us/en/product/FSC1016 |  |  | ECOCONSULT ASSESSMENT | Unknown | EcoCare for Single-Phase UPS |  |  |  |  | 731304644231 | 2945.00 | 4175.00 | 5175.00
| FWENMC1P-ST1Y-DIGI | NMC3 for Easy UPS, 1-Phase - 1 Year Secure NMC Subscription​ | https://www.se.com/us/en/product/FWENMC1P-ST1Y-DIGI |  |  | SECURE NMC SYSTEM | Unknown | Network Management Cards |  |  |  |  | 731304515098 | 35.00 | 49.99 | 60.00
| FWENMC1P-ST2Y-DIGI | NMC3 for Easy UPS, 1-Phase - 2 Year Secure NMC Subscription​ | https://www.se.com/us/en/product/FWENMC1P-ST2Y-DIGI |  |  | SECURE NMC SYSTEM | Unknown | Network Management Cards |  |  |  |  | 731304755500 | 69.00 | 99.99 | 117.00
| FWENMC1P-ST3Y-DIGI | NMC3 for Easy UPS, 1-Phase - 3 Year Secure NMC Subscription​​ | https://www.se.com/us/en/product/FWENMC1P-ST3Y-DIGI |  |  | SECURE NMC SYSTEM | Unknown | Network Management Cards |  |  |  |  | 731304515104 | 100.00 | 139.99 | 171.00
| FWENMC1P-ST4Y-DIGI | NMC3 for Easy UPS, 1-Phase - 4 Year Secure NMC Subscription​ | https://www.se.com/us/en/product/FWENMC1P-ST4Y-DIGI |  |  | SECURE NMC SYSTEM | Unknown | Network Management Cards |  |  |  |  | 731304755517 | 130.00 | 179.99 | 222.00
| FWENMC1P-ST5Y-DIGI | NMC3 for Easy UPS, 1-Phase - 5 Year Secure NMC Subscription​​ | https://www.se.com/us/en/product/FWENMC1P-ST5Y-DIGI |  |  | SECURE NMC SYSTEM | Unknown | Network Management Cards |  |  |  |  | 731304736691 | 158.00 | 219.99 | 270.00
| FWENMC1P-ST6Y-DIGI | NMC3 for Easy UPS, 1-Phase - 6 Year Secure NMC Subscription​ | https://www.se.com/us/en/product/FWENMC1P-ST6Y-DIGI |  |  | SECURE NMC SYSTEM | Unknown | Network Management Cards |  |  |  |  | 731304755524 | 187.00 | 249.99 | 321.00
| G3KAUXX | AUXILIARIES OPTIONS GALAXY 3000 | https://www.se.com/us/en/product/G3KAUXX |  |  | FAMILY OTHER FOR SP3PH | Unknown | Unknown | [5 empty] | Call for Quote | Call for Quote | Call for Quote
| G3KBATX | EXTERNAL BATTERIES OPTIONS GALAXY 3000 | https://www.se.com/us/en/product/G3KBATX |  |  | FAMILY OTHER FOR SP3PH | Unknown | Unknown | [5 empty] | Call for Quote | Call for Quote | Call for Quote
| G3KDOCX | DOCUMENT PACKAGE OPTIONS GALAXY 3000 | https://www.se.com/us/en/product/G3KDOCX |  |  | FAMILY OTHER FOR SP3PH | Unknown | Unknown | [5 empty] | Call for Quote | Call for Quote | Call for Quote
| G3KEOX | EXTERNAL OPTIONS GALAXY 3000 | https://www.se.com/us/en/product/G3KEOX |  |  | FAMILY OTHER FOR SP3PH | Unknown | Unknown | [5 empty] | Call for Quote | Call for Quote | Call for Quote
| G3KGOPT | INTEGRATED OPTIONS GALAXY 3000 | https://www.se.com/us/en/product/G3KGOPT |  |  | FAMILY OTHER FOR SP3PH | Unknown | Unknown | [5 empty] | Call for Quote | Call for Quote | Call for Quote
| G3KMBCX | EXTERNAL BYPASS OPTIONS GALAXY 3000 | https://www.se.com/us/en/product/G3KMBCX |  |  | FAMILY OTHER FOR SP3PH | Unknown | Unknown | [5 empty] | Call for Quote | Call for Quote | Call for Quote
| G3KSBCOPT | INTEGRATED OPTIONS SBC GALAXY 3000 PAR | https://www.se.com/us/en/product/G3KSBCOPT |  |  | FAMILY OTHER FOR SP3PH | Unknown | Unknown | [5 empty] | Call for Quote | Call for Quote | Call for Quote
| G3KSBCX | SBC OPTIONS GALAXY 3000 PARALLEL | https://www.se.com/us/en/product/G3KSBCX |  |  | FAMILY OTHER FOR SP3PH | Unknown | Unknown | [5 empty] | Call for Quote | Call for Quote | Call for Quote
| G3KTINP | TRANSFORMER OPTIONS GALAXY 3000 | https://www.se.com/us/en/product/G3KTINP |  |  | FAMILY OTHER FOR SP3PH | Unknown | Unknown | [5 empty] | Call for Quote | Call for Quote | Call for Quote
| G3KUPSPM15 | POWER MODULE GALAXY 3000 50KVA | https://www.se.com/us/en/product/G3KUPSPM15 |  |  | FAMILY OTHER FOR SP3PH | Unknown | Unknown | [5 empty] | Call for Quote | Call for Quote | Call for Quote
| G3KUPSPM20 | POWER MODULE GALAXY 3000 20KVA | https://www.se.com/us/en/product/G3KUPSPM20 |  |  | FAMILY OTHER FOR SP3PH | Unknown | Unknown | [5 empty] | Call for Quote | Call for Quote | Call for Quote
| G3KUPSPM30 | POWER MODULE GALAXY 3000 30KVA | https://www.se.com/us/en/product/G3KUPSPM30 |  |  | FAMILY OTHER FOR SP3PH | Unknown | Unknown | [5 empty] | Call for Quote | Call for Quote | Call for Quote
| G5TA130X | MGE GALAXY 5000 120 KVA AUX OPTIONS | https://www.se.com/us/en/product/G5TA130X |  |  | OPT MID RANGE 3PH UPS | Unknown | Unknown | [5 empty] | Call for Quote | Call for Quote | Call for Quote
| G5TAAX | MGE GALAXY 5000 AUX CUBICLE OPTIONS | https://www.se.com/us/en/product/G5TAAX |  |  | OPT MID RANGE 3PH UPS | Unknown | Unknown | [5 empty] | Call for Quote | Call for Quote | Call for Quote
| G5TAPDU | MGE GALAXY 5000 480V PWR DIST OPTIONS | https://www.se.com/us/en/product/G5TAPDU |  |  | FAMILY OTHER FOR SP3PH | Unknown | Unknown | [5 empty] | Call for Quote | Call for Quote | Call for Quote
| G5TBATOPT | MGE GALAXY 5000 EXT BATTERY OPTIONS | https://www.se.com/us/en/product/G5TBATOPT |  |  | FAMILY OTHER FOR SP3PH | Unknown | Unknown | [5 empty] | Call for Quote | Call for Quote | Call for Quote
| G5TD | MGE GALAXY 5000 480V EXT XFMR OPTIONS | https://www.se.com/us/en/product/G5TD |  |  | FAMILY OTHER FOR SP3PH | Unknown | Unknown | [5 empty] | Call for Quote | Call for Quote | Call for Quote
| G5TTMR | GALAXY 5000 TRANSVERSAL EQUIP OPTIONS | https://www.se.com/us/en/product/G5TTMR |  |  | FAMILY OTHER FOR SP3PH | Unknown | Unknown | [5 empty] | Call for Quote | Call for Quote | Call for Quote
| G5TUPSPM50 | MGE GALAXY 5000 50 KVA UPS SELECTIONS | https://www.se.com/us/en/product/G5TUPSPM50 |  |  | FAMILY OTHER FOR SP3PH | Unknown | MGE Galaxy | [5 empty] | Call for Quote | Call for Quote | Call for Quote
| G5TUPSPM100 | MGE GALAXY 5000 100 KVA UPS SELECTIONS | https://www.se.com/us/en/product/G5TUPSPM100 |  |  | FAMILY OTHER FOR SP3PH | Unknown | Unknown | [5 empty] | Call for Quote | Call for Quote | Call for Quote
| G5TUPSPM130 | MGE GALAXY 5000 130 KVA UPS SELECTIONS | https://www.se.com/us/en/product/G5TUPSPM130 |  |  | FAMILY OTHER FOR SP3PH | Unknown | Unknown | [5 empty] | Call for Quote | Call for Quote | Call for Quote
| G6TAAX | EMPTY AUXILIARY CUBICLE OPTIONS GALAXY 6 | https://www.se.com/us/en/product/G6TAAX |  |  | FAMILY OTHER FOR SP3PH | Unknown | Unknown | [5 empty] | Call for Quote | Call for Quote | Call for Quote
| G6TABOPT | EMPTY BATTERY INTEGRATED OPTIONS | https://www.se.com/us/en/product/G6TABOPT |  |  | FAMILY OTHER FOR SP3PH | Unknown | Unknown | [5 empty] | Call for Quote | Call for Quote | Call for Quote
| G6TABPM | P. MODULE EMPTY BATTERY CUBICLE GALAXY 6 | https://www.se.com/us/en/product/G6TABPM |  |  | FAMILY OTHER FOR SP3PH | Unknown | Unknown | [5 empty] | Call for Quote | Call for Quote | Call for Quote
| G6TAUX160X | AUXILIARIES OPTIONS GALAXY 6000 160 KVA | https://www.se.com/us/en/product/G6TAUX160X |  |  | FAMILY OTHER FOR SP3PH | Unknown | Unknown | [5 empty] | Call for Quote | Call for Quote | Call for Quote
| G6TAUX200X | AUXILIARIES OPTIONS GALAXY 6000 200 KVA | https://www.se.com/us/en/product/G6TAUX200X |  |  | FAMILY OTHER FOR SP3PH | Unknown | Unknown | [5 empty] | Call for Quote | Call for Quote | Call for Quote
| G6TAUX250X | AUXILIARIES OPTIONS GALAXY 6000 250 KVA | https://www.se.com/us/en/product/G6TAUX250X |  |  | FAMILY OTHER FOR SP3PH | Unknown | Unknown | [5 empty] | Call for Quote | Call for Quote | Call for Quote
| G6TAUX300X | AUXILIARIES OPTIONS GALAXY 6000 3000KVA | https://www.se.com/us/en/product/G6TAUX300X |  |  | FAMILY OTHER FOR SP3PH | Unknown | Unknown | [5 empty] | Call for Quote | Call for Quote | Call for Quote
| G6TAUX400X | AUXILIARIES OPTIONS GALAXY 6000 400 KVA | https://www.se.com/us/en/product/G6TAUX400X |  |  | FAMILY OTHER FOR SP3PH | Unknown | Unknown | [5 empty] | Call for Quote | Call for Quote | Call for Quote
| G6TAUX450X | AUXILIARIES OPTIONS GALAXY 6000 450 KVA | https://www.se.com/us/en/product/G6TAUX450X |  |  | FAMILY OTHER FOR SP3PH | Unknown | Unknown | [5 empty] | Call for Quote | Call for Quote | Call for Quote
| G6TAUX500X | AUXILIARIES OPTIONSGALAXY 6000 500 KVA | https://www.se.com/us/en/product/G6TAUX500X |  |  | FAMILY OTHER FOR SP3PH | Unknown | Unknown | [5 empty] | Call for Quote | Call for Quote | Call for Quote
| G6TAUX600X | AUXILIARIES OPTIONS GALAXY 6000 600 KVA | https://www.se.com/us/en/product/G6TAUX600X |  |  | FAMILY OTHER FOR SP3PH | Unknown | Unknown | [5 empty] | Call for Quote | Call for Quote | Call for Quote
| G6TAUXX | TRANSVERSAL AUXILIARIES OPTIONS GALAXY 6 | https://www.se.com/us/en/product/G6TAUXX |  |  | FAMILY OTHER FOR SP3PH | Unknown | Unknown | [5 empty] | Call for Quote | Call for Quote | Call for Quote
| G6TFOPT | HARMONIC FILTER INTEGRATED OPTIONS | https://www.se.com/us/en/product/G6TFOPT |  |  | FAMILY OTHER FOR SP3PH | Unknown | Unknown | [5 empty] | Call for Quote | Call for Quote | Call for Quote
| G6TFPM160 | CUBICLE POWER MODULE HARMONIC FILTER 160 | https://www.se.com/us/en/product/G6TFPM160 |  |  | FAMILY OTHER FOR SP3PH | Unknown | Unknown | [5 empty] | Call for Quote | Call for Quote | Call for Quote
| G6TFPM200 | CUBICLE POWER MODULE HARMONIC FILTER 200 | https://www.se.com/us/en/product/G6TFPM200 |  |  | FAMILY OTHER FOR SP3PH | Unknown | Unknown | [5 empty] | Call for Quote | Call for Quote | Call for Quote
| G6TFPM250 | CUBICLE POWER MODULE HARMONIC FILTER 250 | https://www.se.com/us/en/product/G6TFPM250 |  |  | FAMILY OTHER FOR SP3PH | Unknown | Unknown | [5 empty] | Call for Quote | Call for Quote | Call for Quote
| G6TFPM300 | CUBICLE POWER MODULE HARMONIC FILTER 300 | https://www.se.com/us/en/product/G6TFPM300 |  |  | FAMILY OTHER FOR SP3PH | Unknown | Unknown | [5 empty] | Call for Quote | Call for Quote | Call for Quote
| G6TFPM400 | CUBICLE POWER MODULE HARMONIC FILTER 400 | https://www.se.com/us/en/product/G6TFPM400 |  |  | FAMILY OTHER FOR SP3PH | Unknown | Unknown | [5 empty] | Call for Quote | Call for Quote | Call for Quote
| G6TFPM450 | CUBICLE POWER MODULE HARMONIC FILTER 450 | https://www.se.com/us/en/product/G6TFPM450 |  |  | FAMILY OTHER FOR SP3PH | Unknown | Unknown | [5 empty] | Call for Quote | Call for Quote | Call for Quote
| G6TFPM500 | CUBICLE POWER MODULE HARMONIC FILTER 500 | https://www.se.com/us/en/product/G6TFPM500 |  |  | FAMILY OTHER FOR SP3PH | Unknown | Unknown | [5 empty] | Call for Quote | Call for Quote | Call for Quote
| G6TFPM600 | CUBICLE POWER MODULE HARMONIC FILTER 600 | https://www.se.com/us/en/product/G6TFPM600 |  |  | FAMILY OTHER FOR SP3PH | Unknown | Unknown | [5 empty] | Call for Quote | Call for Quote | Call for Quote
| G6TGOPT | INTEGRATED OPTIONS | https://www.se.com/us/en/product/G6TGOPT |  |  | FAMILY OTHER FOR SP3PH | Unknown | Unknown | [5 empty] | Call for Quote | Call for Quote | Call for Quote
| G6THX | EXTERNAL BYPASS OPTIONS GALAXY 6000 | https://www.se.com/us/en/product/G6THX |  |  | FAMILY OTHER FOR SP3PH | Unknown | Unknown | [5 empty] | Call for Quote | Call for Quote | Call for Quote
| G6TSBSPM | POWER MODULE STATIC BYPASS SWITCH GALAXY | https://www.se.com/us/en/product/G6TSBSPM |  |  | FAMILY OTHER FOR SP3PH | Unknown | Unknown | [5 empty] | Call for Quote | Call for Quote | Call for Quote
| G6TSOPT | STATIC BYPASS SWITCH INTEGRATED OPTIONS | https://www.se.com/us/en/product/G6TSOPT |  |  | FAMILY OTHER FOR SP3PH | Unknown | Unknown | [5 empty] | Call for Quote | Call for Quote | Call for Quote
| G6TUPSPM160 | POWER MODULE GALAXY 6000 160 KVA | https://www.se.com/us/en/product/G6TUPSPM160 |  |  | FAMILY OTHER FOR SP3PH | Unknown | Unknown | [5 empty] | Call for Quote | Call for Quote | Call for Quote
| G6TUPSPM200 | POWER MODULE GALAXY 6000 200 KVA | https://www.se.com/us/en/product/G6TUPSPM200 |  |  | FAMILY OTHER FOR SP3PH | Unknown | Unknown | [5 empty] | Call for Quote | Call for Quote | Call for Quote
| G6TUPSPM250 | POWER MODULE GALAXY 6000 250 KVA | https://www.se.com/us/en/product/G6TUPSPM250 |  |  | FAMILY OTHER FOR SP3PH | Unknown | Unknown | [5 empty] | Call for Quote | Call for Quote | Call for Quote
| G6TUPSPM300 | POWER MODULE GALAXY 6000 300 KVA | https://www.se.com/us/en/product/G6TUPSPM300 |  |  | FAMILY OTHER FOR SP3PH | Unknown | Unknown | [5 empty] | Call for Quote | Call for Quote | Call for Quote
| G6TUPSPM400 | POWER MODULE GALAXY 6000 400 KVA | https://www.se.com/us/en/product/G6TUPSPM400 |  |  | FAMILY OTHER FOR SP3PH | Unknown | MGE Galaxy | [5 empty] | Call for Quote | Call for Quote | Call for Quote
| G6TUPSPM450 | POWER MODULE GALAXY 6000 450 KVA | https://www.se.com/us/en/product/G6TUPSPM450 |  |  | FAMILY OTHER FOR SP3PH | Unknown | Unknown | [5 empty] | Call for Quote | Call for Quote | Call for Quote
| G6TUPSPM500 | POWER MODULE GALAXY 6000 500 KVA | https://www.se.com/us/en/product/G6TUPSPM500 |  |  | FAMILY OTHER FOR SP3PH | Unknown | Unknown | [5 empty] | Call for Quote | Call for Quote | Call for Quote
| G6TUPSPM600 | POWER MODULE GALAXY 6000 600 KVA | https://www.se.com/us/en/product/G6TUPSPM600 |  |  | FAMILY OTHER FOR SP3PH | Unknown | Unknown | [5 empty] | Call for Quote | Call for Quote | Call for Quote
| G7TAAX | EMPTY AUX CUBICLE OPTIONS GALAXY 7000 | https://www.se.com/us/en/product/G7TAAX |  |  | FAMILY OTHER FOR SP3PH | Unknown | Unknown | [5 empty] | Call for Quote | Call for Quote | Call for Quote
| G7TABPM | EMPTY BATT CUBICLE OPTIONS GALAXY 7000 | https://www.se.com/us/en/product/G7TABPM |  |  | FAMILY OTHER FOR SP3PH | Unknown | Unknown | [5 empty] | Call for Quote | Call for Quote | Call for Quote
| G7TAUX250-400X | AUXILIARIES OPTIONS GALAXY 7000 250-400K | https://www.se.com/us/en/product/G7TAUX250-400X |  |  | GALAXY 7000 3PH UPS | Unknown | Unknown | [5 empty] | Call for Quote | Call for Quote | Call for Quote
| G7TAUX500X | AUXILIARIES OPTIONS GALAXY 7000 500KVA | https://www.se.com/us/en/product/G7TAUX500X |  |  | FAMILY OTHER FOR SP3PH | Unknown | Unknown | [5 empty] | Call for Quote | Call for Quote | Call for Quote
| G7TAUXX | TRANSVERSAL AUX OPTIONS GALAXY 7000 | https://www.se.com/us/en/product/G7TAUXX |  |  | FAMILY OTHER FOR SP3PH | Unknown | Unknown | [5 empty] | Call for Quote | Call for Quote | Call for Quote
| G7THX | EXTERNAL BYPASS OPTIONS GALAXY | https://www.se.com/us/en/product/G7THX |  |  | GALAXY 7000 3PH UPS | Unknown | MGE Galaxy | [5 empty] | Call for Quote | Call for Quote | Call for Quote
| G7TSOPT | STATIC BYPASS SWITCH INTEGRATED OPTIONS | https://www.se.com/us/en/product/G7TSOPT |  |  | FAMILY OTHER FOR SP3PH | Unknown | Unknown | [5 empty] | Call for Quote | Call for Quote | Call for Quote
| G7TUPSPM250-300 | POWER MODULE GALAXY 7000 250-300KVA | https://www.se.com/us/en/product/G7TUPSPM250-300 |  |  | GALAXY 7000 3PH UPS | Unknown | MGE Galaxy | [5 empty] | Call for Quote | Call for Quote | Call for Quote
| G7TUPSPM400 | POWER MODULE GALAXY 7000 400KVA | https://www.se.com/us/en/product/G7TUPSPM400 |  |  | FAMILY OTHER FOR SP3PH | Unknown | MGE Galaxy | [5 empty] | Call for Quote | Call for Quote | Call for Quote
| G7TUPSPM500 | POWER MODULE GALAXY 7000 500KVA | https://www.se.com/us/en/product/G7TUPSPM500 |  |  | FAMILY OTHER FOR SP3PH | Unknown | MGE Galaxy | [5 empty] | Call for Quote | Call for Quote | Call for Quote
| G7TXUPSOPT | CABINETS OPTIONS UPS GALAXY 7000 | https://www.se.com/us/en/product/G7TXUPSOPT |  |  | FAMILY OTHER FOR SP3PH | Unknown | Unknown | [5 empty] | Call for Quote | Call for Quote | Call for Quote
| G9TAAX | EMPTY AUXILIARY CUBICLE OPTIONS GALAXY 9 | https://www.se.com/us/en/product/G9TAAX |  |  | FAMILY OTHER FOR SP3PH | Unknown | Unknown | [5 empty] | Call for Quote | Call for Quote | Call for Quote
| G9TAUX800X | AUXILIARIES OPTIONS GALAXY 9000 800 KVA | https://www.se.com/us/en/product/G9TAUX800X |  |  | FAMILY OTHER FOR SP3PH | Unknown | Unknown | [5 empty] | Call for Quote | Call for Quote | Call for Quote
| G9TAUX900X | AUXILIARIES OPTIONS GALAXY 9000 900 KVA | https://www.se.com/us/en/product/G9TAUX900X |  |  | FAMILY OTHER FOR SP3PH | Unknown | Unknown | [5 empty] | Call for Quote | Call for Quote | Call for Quote
| G9TAUXX | TRANSVERSAL AUXILIARIES OPTIONS GALAXY 9 | https://www.se.com/us/en/product/G9TAUXX |  |  | FAMILY OTHER FOR SP3PH | Unknown | Unknown | [5 empty] | Call for Quote | Call for Quote | Call for Quote
| G9TF800X | HARMONIC FILTER IN CUBICLE OPTIONS 800 K | https://www.se.com/us/en/product/G9TF800X |  |  | FAMILY OTHER FOR SP3PH | Unknown | Unknown | [5 empty] | Call for Quote | Call for Quote | Call for Quote
| G9TF900X | HARMONIC FILTER IN CUBICLE OPTIONS 900 K | https://www.se.com/us/en/product/G9TF900X |  |  | FAMILY OTHER FOR SP3PH | Unknown | Unknown | [5 empty] | Call for Quote | Call for Quote | Call for Quote
| G9TGOPT | INTEGRATED OPTIONS | https://www.se.com/us/en/product/G9TGOPT |  |  | FAMILY OTHER FOR SP3PH | Unknown | MGE Galaxy | [5 empty] | Call for Quote | Call for Quote | Call for Quote
| G9THX | EXTERNAL BYPASS OPTIONS GALAXY 9000 | https://www.se.com/us/en/product/G9THX |  |  | FAMILY OTHER FOR SP3PH | Unknown | Unknown | [5 empty] | Call for Quote | Call for Quote | Call for Quote
| G9TSBSPM | POWER MODULE STATIC BYPASS SWITCH GALAXY | https://www.se.com/us/en/product/G9TSBSPM |  |  | FAMILY OTHER FOR SP3PH | Unknown | Unknown | [5 empty] | Call for Quote | Call for Quote | Call for Quote
| G9TSOPT | STATIC BYPASS SWITCH INTEGRATED OPTIONS | https://www.se.com/us/en/product/G9TSOPT |  |  | FAMILY OTHER FOR SP3PH | Unknown | Unknown | [5 empty] | Call for Quote | Call for Quote | Call for Quote
| G9TUPSPM800 | POWER MODULE GALAXY 9000 800 KVA | https://www.se.com/us/en/product/G9TUPSPM800 |  |  | FAMILY OTHER FOR SP3PH | Unknown | MGE Galaxy | [5 empty] | Call for Quote | Call for Quote | Call for Quote
| G9TUPSPM900 | POWER MODULE GALAXY 9000 900 KVA | https://www.se.com/us/en/product/G9TUPSPM900 |  |  | FAMILY OTHER FOR SP3PH | Unknown | Unknown | [5 empty] | Call for Quote | Call for Quote | Call for Quote
| GVXSGQ | Adapted Switchgear and Associated parts used with a Galaxy VX | https://www.se.com/us/en/product/GVXSGQ |  |  | GALAXY VX 3PH UPS | Unknown | Third Party Hardware Procurement |  |  |  |  | 731304412984 | Call for Quote | Call for Quote | Call for Quote
| GWTA160-200XD | BATT CB OPTIONS GALAXY PW 160-200KVA | https://www.se.com/us/en/product/GWTA160-200XD |  |  | MED INDUSTRIAL 3PH UPS | Unknown | Unknown | [5 empty] | Call for Quote | Call for Quote | Call for Quote
| GWTA160X | AUXILIARIES OPTIONS GALAXY PW 160KVA | https://www.se.com/us/en/product/GWTA160X |  |  | MED INDUSTRIAL 3PH UPS | Unknown | Unknown | [5 empty] | Call for Quote | Call for Quote | Call for Quote
| GWTA200X | AUXILIARIES OPTIONS GALAXY PW 200KVA | https://www.se.com/us/en/product/GWTA200X |  |  | MED INDUSTRIAL 3PH UPS | Unknown | Unknown | [5 empty] | Call for Quote | Call for Quote | Call for Quote
| GWTAAX | EMPTY AUXILIARY CUBICLE OPTIONS GALAXY P | https://www.se.com/us/en/product/GWTAAX |  |  | MED INDUSTRIAL 3PH UPS | Unknown | Unknown | [5 empty] | Call for Quote | Call for Quote | Call for Quote
| GWTABX | EMPTY BATTERY CUBICLE OPTIONS GALAXY PW | https://www.se.com/us/en/product/GWTABX |  |  | MED INDUSTRIAL 3PH UPS | Unknown | Unknown | [5 empty] | Call for Quote | Call for Quote | Call for Quote
| GWTB160X | EXTERNAL BATTERIES OPTIONS GALAXY PW 160 | https://www.se.com/us/en/product/GWTB160X |  |  | MED INDUSTRIAL 3PH UPS | Unknown | Unknown | [5 empty] | Call for Quote | Call for Quote | Call for Quote
| GWTB200X | EXTERNAL BATTERIES OPTIONS GALAXY PW 200 | https://www.se.com/us/en/product/GWTB200X |  |  | MED INDUSTRIAL 3PH UPS | Unknown | Unknown | [5 empty] | Call for Quote | Call for Quote | Call for Quote
| GWTFPM160-200 | HARMONIC FILTER OPTIONS 160-200KVA | https://www.se.com/us/en/product/GWTFPM160-200 |  |  | MED INDUSTRIAL 3PH UPS | Unknown | Unknown | [5 empty] | Call for Quote | Call for Quote | Call for Quote
| GWTGOPT | INTEGRATED OPTIONS GALAXY PW | https://www.se.com/us/en/product/GWTGOPT |  |  | MED INDUSTRIAL 3PH UPS | Unknown | Unknown | [5 empty] | Call for Quote | Call for Quote | Call for Quote
| GWTHX | EXTERNAL BYPASS OPTIONS GALAXY PW | https://www.se.com/us/en/product/GWTHX |  |  | MED INDUSTRIAL 3PH UPS | Unknown | Unknown | [5 empty] | Call for Quote | Call for Quote | Call for Quote
| GWTUPSPM160-200 | POWER MODULE GALAXY PW 160-200KVA | https://www.se.com/us/en/product/GWTUPSPM160-200 |  |  | MED INDUSTRIAL 3PH UPS | Unknown | Unknown | [5 empty] | Call for Quote | Call for Quote | Call for Quote
| ISX20KF | 20 kW 208 V UPS BASE FRAME w/ SBP and PDU All in One | https://www.se.com/us/en/product/ISX20KF | 208 3 PH | 120 ,208 ,208 3 PH | SYMMETRA 3PH UPS | Unknown | InfraStruxure Type B | 540.90(kilos) 1192.68(lbs) | 90.98x29.49x41.50(in) 231.10x74.90x105.40(cent) |  |  | 731304218241 | 22250.00 | 32300.00 | 40050.00
| LIBSMG95ACCH | Li-Ion Battery 9540A - Accessories Hardware | https://www.se.com/us/en/product/LIBSMG95ACCH |  |  | BATTERY REPLCMNT | Unknown | Galaxy Lithium-ion Battery Systems | 15.00(kilos) 33.08(lbs) | 11.02x21.65x14.17(in) 28.00x55.00x36.00(cent) |  |  | 731304420613 | 592.00 | 859.00 | 1070.00
| NBSP0141 | APC NetBotz Full-Year Extended Warranty Renewal- 3xx/4xx models - Single-Appliance Pack | https://www.se.com/us/en/product/NBSP0141 |  |  | SP POWER HBN WARR EXT | Unknown | Extended Warranties - Critical Power & Cooling | [5 empty] | 244.00 | 359.99 | 440.00
| NBSP0142 | APC NetBotz Full-Year Extended Warranty Renewal - 3xx/4xx models - Five-Appliance Pack | https://www.se.com/us/en/product/NBSP0142 |  |  | SP POWER HBN WARR EXT | Unknown | Extended Warranties - Critical Power & Cooling | [5 empty] | 1115.00 | 1625.00 | 2005.00
| NBSP0231 | APC NetBotz 21-Month Bridge Sftwr & Support Warranty - 500 models - Single-Appliance Pack | https://www.se.com/us/en/product/NBSP0231 |  |  | SP POWER HBN WARR EXT | Unknown | Extended Warranties - Critical Power & Cooling | [5 empty] | 384.00 | 559.00 | 692.00
| NBSV1000 | StruxureWare Data Center Expert 15 Node NetBotz Surveillance License | https://www.se.com/us/en/product/NBSV1000 |  |  | NETBOTZ SW ACCESSORIES | Unknown | EcoStruxureâ„¢ IT Data Center Expert | 0.23(kilos) 0.51(lbs) | 4.02x9.02x0.28(in) 10.20x22.90x0.70(cent) |  |  | 731304337034 | 3565.00 | 4750.00 | 6105.00
| NBSV1010 | StruxureWare Data Center Expert 10 Node NetBotz Surveillance License | https://www.se.com/us/en/product/NBSV1010 |  |  | NETBOTZ SW ACCESSORIES | Unknown | EcoStruxureâ„¢ IT Data Center Expert | 0.45(kilos) 0.99(lbs) | 12.01x9.49x0.24(in) 30.50x24.10x0.60(cent) |  |  | 731304337058 | 1775.00 | 2375.00 | 3040.00
| NBSV1025 | StruxureWare Data Center Expert 25 Node NetBotz Surveillance License | https://www.se.com/us/en/product/NBSV1025 |  |  | NETBOTZ SW ACCESSORIES | Unknown | EcoStruxureâ„¢ IT Data Center Expert | 0.45(kilos) 0.99(lbs) | 12.01x9.49x0.24(in) 30.50x24.10x0.60(cent) |  |  | 731304337065 | 4040.00 | 5400.00 | 6930.00
| NSYCAG291LPF | OUTLET GRID CUT-OUT 291X29MM | https://www.se.com/us/en/product/NSYCAG291LPF |  |  | UNIVERSAL ENCLOSURES - PPUES - EMPP | Unknown | ClimaSys CA | 0.83(kilos) 1.82(lbs) | 1.97x13.58x12.80(in) 5.00x34.50x32.50(cent) | 6 |  |  | 70.00 | 99.99 | 126.00
| NSYCVF300M230PF | FILTERFAN 300M3/H 230V IP54 | https://www.se.com/us/en/product/NSYCVF300M230PF |  |  | UNIVERSAL ENCLOSURES - PPUES - EMPP | Unknown | ClimaSys CV | 1.64(kilos) 3.62(lbs) | 7.28x10.63x10.04(in) 18.50x27.00x25.50(cent) | 4 |  |  | 160.00 | 239.99 | 288.00
| NSYCVF850M230PF | FILTERFAN 850M3/H 230V IP54 | https://www.se.com/us/en/product/NSYCVF850M230PF |  |  | UNIVERSAL ENCLOSURES - PPUES - EMPP | Unknown | ClimaSys CV | 4.39(kilos) 9.67(lbs) | 9.06x13.39x12.60(in) 23.00x34.00x32.00(cent) | 24 |  |  | 441.00 | 649.00 | 794.00
| NSYMM86 | Plain mounting plate H800xW600mm made of galvanised sheet steel | https://www.se.com/us/en/product/NSYMM86 |  |  | UNIVERSAL ENCLOSURES - PPUES - EMPP | Unknown | PanelSeT CRN | 8.00(kilos) 17.64(lbs) | 0.20x29.92x21.65(in) 0.50x76.00x55.00(cent) | 60 |  |  | 55.00 | 79.99 | 99.00
| NSYTRP42PE | PUSH-IN TERMINAL, FEED THROUGH, GROUNDED, 2 POINTS, 4MM2, GN/YE | https://www.se.com/us/en/product/NSYTRP42PE |  |  | LV FUNCTIONAL ENCLOSURES - PPLVS - EMPP | Unknown | Linergy TR terminals blocks | 0.01(kilos) 0.02(lbs) | 1.50x2.30x0.40(in) 3.81x5.84x1.02(cent) | 50 |  |  | 0.10 | 0.25 | 0.10
| PB100AEC | Powerbus busway end closure 100A | https://www.se.com/us/en/product/PB100AEC |  |  | BUSWAYS-POWER IEC AND NEMA - PPLVB - EMPP | Unknown | Powerbus Busway | 1.20(kilos) 2.65(lbs) | 4.00x3.50x7.25(in) 10.16x8.89x18.42(cent) |  |  |  | 84.00 | 129.99 | 151.00
| PB100FH | Powerbus Busway Standard Hanger 100A | https://www.se.com/us/en/product/PB100FH |  |  | BUSWAYS-POWER IEC AND NEMA - PPLVB - EMPP | Unknown | Powerbus Busway | 0.00(kilos) 0.01(lbs) | 2.60x2.00x12.70(in) 6.60x5.08x32.26(cent) |  |  | 785901499237 | 41.00 | 59.99 | 73.00
| PB225AEC | Powerbus busway end closure 225A | https://www.se.com/us/en/product/PB225AEC |  |  | BUSWAYS-POWER IEC AND NEMA - PPLVB - EMPP | Unknown | Powerbus Busway | 1.36(kilos) 3.00(lbs) | 3.62x6.02x5.51(in) 9.20x15.30x14.00(cent) |  |  |  | 166.00 | 249.99 | 299.00
| PB225FH | Powerbus Busway Standard Hanger 225A | https://www.se.com/us/en/product/PB225FH |  |  | BUSWAYS-POWER IEC AND NEMA - PPLVB - EMPP | Unknown | Powerbus Busway | 0.00(kilos) 0.01(lbs) | 12.72x2.01x3.46(in) 32.30x5.10x8.80(cent) |  |  | 785901730569 | 41.00 | 59.99 | 73.00
| PB400AEC | Powerbus busway end closure 400A | https://www.se.com/us/en/product/PB400AEC |  |  | BUSWAYS-POWER IEC AND NEMA - PPLVB - EMPP | Unknown | Powerbus Busway | 2.27(kilos) 5.00(lbs) | 12.00x1.40x8.30(in) 30.48x3.56x21.08(cent) |  |  |  | 413.00 | 599.00 | 743.00
| PB400FH | Powerbus Busway Standard Hanger 400A | https://www.se.com/us/en/product/PB400FH |  |  | BUSWAYS-POWER IEC AND NEMA - PPLVB - EMPP | Unknown | Powerbus Busway | 2.27(kilos) 5.00(lbs) | 13.11x2.01x4.33(in) 33.30x5.10x11.00(cent) |  |  |  | 72.00 | 109.99 | 129.00
| PBCE4A100AST048B | BUSWAY PLUG-IN STRAIGHT LGTH 4FT 100A 600V 3PH4W 4A CONFIG | https://www.se.com/us/en/product/PBCE4A100AST048B |  |  | BUSWAYS-POWER IEC AND NEMA - PPLVB - EMPP | Unknown | Powerbus Busway | 5.90(kilos) 13.00(lbs) |  |  |  |  | 509.00 | 739.00 | 916.00
| PBCE4A100AST120B | BUSWAY PLUG-IN STRAIGHT LGTH 10FT 100A 600V 3PH4W 4A CONFIG | https://www.se.com/us/en/product/PBCE4A100AST120B |  |  | BUSWAYS-POWER IEC AND NEMA - PPLVB - EMPP | Unknown | Powerbus Busway | 14.52(kilos) 32.02(lbs) | 2.64x120.00x6.93(in) 6.70x304.80x17.60(cent) |  |  |  | 800.00 | 1175.00 | 1440.00
| PBCE4A225AST120B | BUSWAY PLUG-IN STRAIGHT LGTH 10FT 225A 600V 3PH4W 4A CONFIG | https://www.se.com/us/en/product/PBCE4A225AST120B |  |  | BUSWAYS-POWER IEC AND NEMA - PPLVB - EMPP | Unknown | Powerbus Busway | 23.13(kilos) 51.01(lbs) |  |  |  |  | 1770.00 | 2575.00 | 3185.00
| PBCE4A400AST048B | BUSWAY PLUG-IN STRAIGHT LGTH 4FT 400A 600V 3PH4W 4A CONFIG | https://www.se.com/us/en/product/PBCE4A400AST048B |  |  | BUSWAYS-POWER IEC AND NEMA - PPLVB - EMPP | Unknown | Powerbus Busway | 16.33(kilos) 36.01(lbs) |  |  |  |  | 1045.00 | 1525.00 | 1880.00
| PBCE4A400AST120B | BUSWAY PLUG-IN STRAIGHT LGTH 10FT 400A 600V 3PH4W 4A CONFIG | https://www.se.com/us/en/product/PBCE4A400AST120B |  |  | BUSWAYS-POWER IEC AND NEMA - PPLVB - EMPP | Unknown | Powerbus Busway | 40.82(kilos) 90.01(lbs) |  |  |  |  | 1960.00 | 2850.00 | 3525.00
| PBCF4A100ACRB | BUSWAY CROSS 100A 600V 3PH4W 4A CONFIG | https://www.se.com/us/en/product/PBCF4A100ACRB |  |  | BUSWAYS-POWER IEC AND NEMA - PPLVB - EMPP | Unknown | Powerbus Busway | 10.89(kilos) 24.00(lbs) |  |  |  |  | 645.00 | 939.00 | 1165.00
| PBCF4A100ALRB | BUSWAY ELBOW, RIGHT 100A 600V 3PH4W 4A CONFIG | https://www.se.com/us/en/product/PBCF4A100ALRB |  |  | BUSWAYS-POWER IEC AND NEMA - PPLVB - EMPP | Unknown | Powerbus Busway | 5.90(kilos) 13.00(lbs) |  |  |  |  | 478.00 | 699.00 | 860.00
| PBCF4A100ATBB | BUSWAY TAP BOX 100A 600V 3PH4W 4A CONFIG | https://www.se.com/us/en/product/PBCF4A100ATBB |  |  | BUSWAYS-POWER IEC AND NEMA - PPLVB - EMPP | Unknown | Powerbus Busway | 12.70(kilos) 28.01(lbs) |  |  |  |  | 707.00 | 1025.00 | 1275.00
| PBCF4A225ALLB | BUSWAY ELBOW, LEFT 225A 600V 3PH4W 4A CONFIG | https://www.se.com/us/en/product/PBCF4A225ALLB |  |  | BUSWAYS-POWER IEC AND NEMA - PPLVB - EMPP | Unknown | Powerbus Busway | 9.98(kilos) 22.00(lbs) |  |  |  |  | 711.00 | 1050.00 | 1280.00
| PBCF4A225ALRB | BUSWAY ELBOW, RIGHT 225A 600V 3PH4W 4A CONFIG | https://www.se.com/us/en/product/PBCF4A225ALRB |  |  | BUSWAYS-POWER IEC AND NEMA - PPLVB - EMPP | Unknown | Powerbus Busway | 9.98(kilos) 22.00(lbs) |  |  |  |  | 711.00 | 1050.00 | 1280.00
| PBCF4A225ATBB | BUSWAY TAP BOX 225A 600V 3PH4W 4A CONFIG | https://www.se.com/us/en/product/PBCF4A225ATBB |  |  | BUSWAYS-POWER IEC AND NEMA - PPLVB - EMPP | Unknown | Powerbus Busway | 16.32(kilos) 35.99(lbs) | 8.03x38.03x14.53(in) 20.40x96.60x36.90(cent) |  |  |  | 2130.00 | 3100.00 | 3830.00
| PBCF4A400ACRB | BUSWAY CROSS 400A 600V 3PH4W 4A CONFIG | https://www.se.com/us/en/product/PBCF4A400ACRB |  |  | BUSWAYS-POWER IEC AND NEMA - PPLVB - EMPP | Unknown | Powerbus Busway | 32.66(kilos) 72.01(lbs) |  |  |  |  | 1345.00 | 1950.00 | 2420.00
| PBCF4A400ALLB | BUSWAY ELBOW, LEFT 400A 600V 3PH4W 4A CONFIG | https://www.se.com/us/en/product/PBCF4A400ALLB |  |  | BUSWAYS-POWER IEC AND NEMA - PPLVB - EMPP | Unknown | Powerbus Busway | 15.88(kilos) 35.01(lbs) |  |  |  |  | 1090.00 | 1600.00 | 1960.00
| PBCF4A400ALRB | BUSWAY ELBOW, RIGHT 400A 600V 3PH4W 4A CONFIG | https://www.se.com/us/en/product/PBCF4A400ALRB |  |  | BUSWAYS-POWER IEC AND NEMA - PPLVB - EMPP | Unknown | Powerbus Busway | 15.88(kilos) 35.01(lbs) |  |  |  |  | 1145.00 | 1675.00 | 2060.00
| PBCF4A400ATBB | BUSWAY TAP BOX 400A 600V 3PH4W 4A CONFIG | https://www.se.com/us/en/product/PBCF4A400ATBB |  |  | BUSWAYS-POWER IEC AND NEMA - PPLVB - EMPP | Unknown | Powerbus Busway | 23.13(kilos) 51.01(lbs) |  |  |  |  | 2895.00 | 4200.00 | 5210.00
| PBPEGX4A100T | PB busway tap-off unit 100A 600V w/ gateway-server 3PH4W 4A Config | https://www.se.com/us/en/product/PBPEGX4A100T |  |  | BUSWAYS-POWER IEC AND NEMA - PPLVB - EMPP | Unknown | Powerbus Busway | 6.80(kilos) 15.00(lbs) |  |  |  |  | 1385.00 | 2025.00 | 2485.00
| PDM3430L1530-3P-440 | IT Power Distribution Module 1x3 Pole 4 Wire 30A L1530 440CM | https://www.se.com/us/en/product/PDM3430L1530-3P-440 |  |  | 3PH POWER DISTRIBUTION | Unknown | Unknown | [5 empty] | 824.00 | 1200.00 | 1485.00
| PDM3430L1530-3P-500 | IT Power Distribution Module 1x3 Pole 4 Wire 30A L1530 500CM | https://www.se.com/us/en/product/PDM3430L1530-3P-500 |  |  | 3PH POWER DISTRIBUTION | Unknown | Unknown | [5 empty] | 879.00 | 1275.00 | 1585.00
| PDM3430L1530-3P-680 | IT Power Distribution Module 1x3 Pole 4 Wire 30A L1530 680CM | https://www.se.com/us/en/product/PDM3430L1530-3P-680 |  |  | 3PH POWER DISTRIBUTION | Unknown | Unknown | [5 empty] | 925.00 | 1350.00 | 1665.00
| PDM3430L1530-3P-860 | IT Power Distribution Module 1x3 Pole 4 Wire 30A L1530 860CM | https://www.se.com/us/en/product/PDM3430L1530-3P-860 |  |  | 3PH POWER DISTRIBUTION | Unknown | Unknown | [5 empty] | 1000.00 | 1450.00 | 1800.00
| PDM3430L1530-3P-1680 | IT POWER DISTRIBUTION MODULE 1X3 POLE 4 WIRE 30A L1530 1680CM | https://www.se.com/us/en/product/PDM3430L1530-3P-1680 |  |  | 3PH POWER DISTRIBUTION | Unknown | Unknown | [5 empty] | 1370.00 | 2000.00 | 2465.00
| PRNONSESSSP1Y | Services Partner Enablement Onsite Essential single phase UPS Secure Power 1 Year membership | https://www.se.com/us/en/product/PRNONSESSSP1Y |  |  | PARTNER ENABLEMENT | Unknown | Services Partner Enablement for Electrical Distribution | [5 empty] | 8190.00 | 8200.00
| QAPDU | Rack PDU 10000 Series Configurated | https://www.se.com/us/en/product/QAPDU |  |  | OPTIMUM ODM RACK PDU | Unknown | Custom |  |  |  |  | 731304453369 | Call for Quote | Call for Quote | Call for Quote
| QARACK | Alternate Rack and Enclosure Offer | https://www.se.com/us/en/product/QARACK |  |  | RACKS AND ENCLOSURES | Unknown | Custom | [5 empty] | Call for Quote | Call for Quote | Call for Quote
| QBATGVL | Battery and Associated Parts used with a Galaxy VL | https://www.se.com/us/en/product/QBATGVL |  |  | THIRD PARTY PROCUREMEN | Unknown | Third Party Hardware Procurement |  |  |  |  | 731304424680 | Call for Quote | Call for Quote | Call for Quote
| QBATTRACKE3M | Battery Rack and associated parts used with a EASY UPS 3M | https://www.se.com/us/en/product/QBATTRACKE3M |  |  | THIRD PARTY PROCUREMEN | Unknown | Third Party Hardware Procurement | [5 empty] | Call for Quote | Call for Quote | Call for Quote
| QBATTRACKGVL | Battery Rack and associated parts used with a GVL | https://www.se.com/us/en/product/QBATTRACKGVL |  |  | THIRD PARTY PROCUREMEN | Unknown | Third Party Hardware Procurement |  |  |  |  | 731304424666 | Call for Quote | Call for Quote | Call for Quote
| QBATTRACKGVS | Battery Rack and associated parts used with a GVS | https://www.se.com/us/en/product/QBATTRACKGVS |  |  | THIRD PARTY PROCUREMEN | Unknown | Third Party Hardware Procurement | [5 empty] | Call for Quote | Call for Quote | Call for Quote
| QBBE3M | Battery Breaker (DC Disconnect) and associated parts used with a EASY UPS 3M | https://www.se.com/us/en/product/QBBE3M |  |  | THIRD PARTY PROCUREMEN | Unknown | Third Party Hardware Procurement | [5 empty] | Call for Quote | Call for Quote | Call for Quote
| QBBGVL | Battery Breaker Box,and Associated Parts Used with a Galaxy VL | https://www.se.com/us/en/product/QBBGVL |  |  | THIRD PARTY PROCUREMEN | Unknown | Third Party Hardware Procurement |  |  |  |  | 731304424642 | Call for Quote | Call for Quote | Call for Quote
| QBBGVS | Battery Breaker Box,and Associated Parts Used with a Galaxy VS | https://www.se.com/us/en/product/QBBGVS |  |  | THIRD PARTY PROCUREMEN | Unknown | Third Party Hardware Procurement | [5 empty] | Call for Quote | Call for Quote | Call for Quote
| QBW | Custom Busway | https://www.se.com/us/en/product/QBW |  |  | THIRD PARTY PROCUREMEN | Unknown | Third Party Hardware Procurement |  |  |  |  | 731304422471 | Call for Quote | Call for Quote | Call for Quote
| QCOOL-CRAC | 3rd Party Cooling Equipment, Direct Expansion (DX) | https://www.se.com/us/en/product/QCOOL-CRAC |  |  | THIRD PARTY PROCUREMEN | Unknown | Third Party Hardware Procurement |  |  |  |  | 731304433996 | Call for Quote | Call for Quote | Call for Quote
| QCOOL-CRAH | 3rd Party Cooling Equipment, Chilled Water (CW) | https://www.se.com/us/en/product/QCOOL-CRAH |  |  | THIRD PARTY PROCUREMEN | Unknown | Third Party Hardware Procurement |  |  |  |  | 731304433989 | Call for Quote | Call for Quote | Call for Quote
| QEV | EV Charger and associated parts | https://www.se.com/us/en/product/QEV |  |  | THIRD PARTY PROCUREMEN | Unknown | Third Party Hardware Procurement |  |  |  |  | 731304747925 | Call for Quote | Call for Quote | Call for Quote
| QFLSTGVL | Floorstand and associated parts used with a GVL | https://www.se.com/us/en/product/QFLSTGVL |  |  | THIRD PARTY PROCUREMEN | Unknown | Third Party Hardware Procurement |  |  |  |  | 731304424673 | Call for Quote | Call for Quote | Call for Quote
| QFLSTGVS | Floorstand and associated parts used with a GVS | https://www.se.com/us/en/product/QFLSTGVS |  |  | THIRD PARTY PROCUREMEN | Unknown | Third Party Hardware Procurement | [5 empty] | Call for Quote | Call for Quote | Call for Quote
| QLIBATGVL | Lithium Battery Cabinet,and Associated Parts Used with a Galaxy VL | https://www.se.com/us/en/product/QLIBATGVL |  |  | THIRD PARTY PROCUREMEN | Unknown | Third Party Hardware Procurement |  |  |  |  | 731304424611 | Call for Quote | Call for Quote | Call for Quote
| QLIBBBGVL | Lithium Ion Battery Breaker Box,and Associated Parts Used with a Galaxy GVL | https://www.se.com/us/en/product/QLIBBBGVL |  |  | THIRD PARTY PROCUREMEN | Unknown | Third Party Hardware Procurement |  |  |  |  | 731304424659 | Call for Quote | Call for Quote | Call for Quote
| QLIBBBGVS | Lithium Ion Battery Breaker Box,and Associated Parts Used with a Galaxy GVS | https://www.se.com/us/en/product/QLIBBBGVS |  |  | THIRD PARTY PROCUREMEN | Unknown | Third Party Hardware Procurement | [5 empty] | Call for Quote | Call for Quote | Call for Quote
| QOCPRACK | NetShelter OCP Scorpio Rack ETO and associated parts | https://www.se.com/us/en/product/QOCPRACK |  |  | RACKS AND ENCLOSURES | Unknown | Custom | 0.01(kilos) 0.02(lbs) | 0.00x0.00x0.00(in) 0.01x0.01x0.01(cent) |  |  |  | Call for Quote | Call for Quote | Call for Quote
| QPFMI | 3rd party production IT module/AlO/Data Hall | https://www.se.com/us/en/product/QPFMI |  |  | PROJECT SERVICES | Unknown | Third Party Hardware Procurement | 0.01(kilos) 0.02(lbs) | 0.00x0.00x0.00(in) 0.01x0.01x0.01(cent) |  |  |  | Call for Quote | Call for Quote | Call for Quote
| QRACKACC | Rack Accessory Cable Management ETO | https://www.se.com/us/en/product/QRACKACC |  |  | RACKS AND ENCLOSURES | Unknown | Custom | 0.01(kilos) 0.02(lbs) | 0.00x0.00x0.00(in) 0.01x0.01x0.01(cent) |  |  |  | Call for Quote | Call for Quote | Call for Quote
| QRAPDU | Rack PDU 10000 Series Configured | https://www.se.com/us/en/product/QRAPDU |  |  | OPTIMUM RACK PDU | Unknown | Custom | [5 empty] | 0.10 | 0.25 | 0.10
| QRPDU | Custom Rackmount Power Distribution Unit and associated parts | https://www.se.com/us/en/product/QRPDU |  |  | OPTIMUM RACK PDU | Unknown | Custom |  |  |  |  | 731304430179 | 0.10 | 0.25 | 0.10
| QSBPGVL | Service Bypass,and Associated Parts Used with a Galaxy VL | https://www.se.com/us/en/product/QSBPGVL |  |  | THIRD PARTY PROCUREMEN | Unknown | Third Party Hardware Procurement |  |  |  |  | 731304424628 | Call for Quote | Call for Quote | Call for Quote
| QSXFSRACK | NetShelter SX Enclosure with Fire Suppression and Associated Parts | https://www.se.com/us/en/product/QSXFSRACK |  |  | RACKS AND ENCLOSURES | Unknown | Custom |  |  |  |  | 731304421146 | Call for Quote | Call for Quote | Call for Quote
| QSXRACK | NetShelter SX Enclosure ETO and associated parts | https://www.se.com/us/en/product/QSXRACK |  |  | RACKS AND ENCLOSURES | Unknown | Custom | [5 empty] | Call for Quote | Call for Quote | Call for Quote
| QWBATT | Non CPCS Replacement Battery | https://www.se.com/us/en/product/QWBATT |  |  | BATTERY REPLCMNT | Unknown | Battery Replacement Services | [5 empty] | Call for Quote | Call for Quote | Call for Quote
| QWBATTDISP | Battery Disposal Service | https://www.se.com/us/en/product/QWBATTDISP |  |  | BATTERY REPLCMNT | Unknown | Battery Replacement Services | [5 empty] | Call for Quote | Call for Quote | Call for Quote
| QWBATTINSTALL | Battery Installation Service | https://www.se.com/us/en/product/QWBATTINSTALL |  |  | BATTERY REPLCMNT | Unknown | Installation Services for Critical Power & Cooling | [5 empty] | Call for Quote | Call for Quote | Call for Quote
| QWBESSPM | Battery Energy Storage Solution Annual Preventive Maintenance | https://www.se.com/us/en/product/QWBESSPM |  |  | VENDOR MGMT SERVICES | Unknown | Unknown | [5 empty] | Call for Quote | Call for Quote | Call for Quote
| QWBR | Battery Replacement Service | https://www.se.com/us/en/product/QWBR |  |  | BATTERY REPLCMNT | Unknown | Battery Replacement Services | [5 empty] | Call for Quote | Call for Quote | Call for Quote
| QWCBM | Custom Exchange Service Progam for Single Phase Products | https://www.se.com/us/en/product/QWCBM |  |  | PROACTIVE SRV & INSP | Unknown | Out of Warranty Service | [5 empty] | Call for Quote | Call for Quote | Call for Quote
| QWCBR | Third Party Battery Maintenance/Replacement Service Contract | https://www.se.com/us/en/product/QWCBR |  |  | 3PH&BATT ADV SER PLAN | Unknown | On Site Service |  |  |  |  | 731304784111 | Call for Quote | Call for Quote | Call for Quote
| QWCMD | Custom Monitoring and Dispatch Services | https://www.se.com/us/en/product/QWCMD |  |  | FAMILY OTHER FOR SPIBS | Unknown | On Site Service |  |  |  |  | 731304421115 | Call for Quote | Call for Quote | Call for Quote
| QWFWT | Third Party Performed Factory Witness Test | https://www.se.com/us/en/product/QWFWT |  |  | THIRD PARTY PROCUREMEN | Unknown | Third Party Hardware Procurement | [5 empty] | Call for Quote | Call for Quote | Call for Quote
| QWINSTALL | Custom Contracted Installation | https://www.se.com/us/en/product/QWINSTALL |  |  | THIRD PARTY PROCUREMEN | Unknown | Installation Services for Critical Power & Cooling | [5 empty] | Call for Quote | Call for Quote | Call for Quote
| QWINSTALLCL | Custom Contracted Installation for Cooling | https://www.se.com/us/en/product/QWINSTALLCL |  |  | THIRD PARTY PROCUREMEN | Unknown | Installation Services for Critical Power & Cooling | [5 empty] | Call for Quote | Call for Quote | Call for Quote
| QWINSTALLPF | Custom Contracted Installation for Prefab | https://www.se.com/us/en/product/QWINSTALLPF |  |  | THIRD PARTY PROCUREMEN | Unknown | Installation Services for Critical Power & Cooling | [5 empty] | Call for Quote | Call for Quote | Call for Quote
| QWINSTALLRK | Custom Contracted Installation for Racks | https://www.se.com/us/en/product/QWINSTALLRK |  |  | THIRD PARTY PROCUREMEN | Unknown | Installation Services for Critical Power & Cooling | [5 empty] | Call for Quote | Call for Quote | Call for Quote
| QWINSTALLTK | Custom Contracted Installation for Turn Key Project | https://www.se.com/us/en/product/QWINSTALLTK |  |  | THIRD PARTY PROCUREMEN | Unknown | Installation Services for Critical Power & Cooling | [5 empty] | Call for Quote | Call for Quote | Call for Quote
| QWINSTALLUPS | Custom Contracted Installation for UPS | https://www.se.com/us/en/product/QWINSTALLUPS |  |  | THIRD PARTY PROCUREMEN | Unknown | Installation Services for Critical Power & Cooling | [5 empty] | Call for Quote | Call for Quote | Call for Quote
| QWNSC | EcoStruxure On-Site Partner Service Provided by a 3rd Party | https://www.se.com/us/en/product/QWNSC |  |  | SOFTWARE DEPLOYMENT | Unknown | Software Configuration | [5 empty] | Call for Quote | Call for Quote | Call for Quote
| QWOEMPARTS | Miscellaneous OEM parts for Authorized 3rd party provider non-contract fulfillment | https://www.se.com/us/en/product/QWOEMPARTS |  |  | SP POWER BREAKFIX | Unknown | On Site Service | [5 empty] | Call for Quote | Call for Quote | Call for Quote
| QWPFCOMMISS | Start-Up and Commissioning Service for (1) PFDC System - PO Out | https://www.se.com/us/en/product/QWPFCOMMISS |  |  | PREFAB INSTALL SVCS | Unknown | Installation Services for Critical Power & Cooling | [5 empty] | Call for Quote | Call for Quote | Call for Quote
| QWPFDCPARTS | Miscellaneous PFDC parts for Authorized 3rd party provider non-contract fulfillment | https://www.se.com/us/en/product/QWPFDCPARTS |  |  | PREFAB INSTALL SVCS | Unknown | On Site Service | [5 empty] | Call for Quote | Call for Quote | Call for Quote
| QWPFENG | Prefab Engineering Services 3rd Party | https://www.se.com/us/en/product/QWPFENG |  |  | PREFAB INSTALL SVCS | Unknown | Advantage Service Plan for 3-Phase UPS | [5 empty] | Call for Quote | Call for Quote | Call for Quote
| QWPFINSTALL | Prefab Installation Services 3rd Party | https://www.se.com/us/en/product/QWPFINSTALL |  |  | PREFAB INSTALL SVCS | Unknown | Installation Services for Critical Power & Cooling | [5 empty] | Call for Quote | Call for Quote | Call for Quote
| QWPFSERV | Prefab Combined Support Services 3rd Party | https://www.se.com/us/en/product/QWPFSERV |  |  | PREFAB ADV SERVICE PLN | Unknown | Advantage Service Plan for 3-Phase UPS | [5 empty] | Call for Quote | Call for Quote | Call for Quote
| QWPFSOD | Miscellaneous non-contract Service On Demand for (1) PFDC System - PO Out | https://www.se.com/us/en/product/QWPFSOD |  |  | PREFAB INSTALL SVCS | Unknown | On Site Service | [5 empty] | Call for Quote | Call for Quote | Call for Quote
| QWSC | Third Party Custom Quoted Service Contract | https://www.se.com/us/en/product/QWSC |  |  | Unknown | Unknown | On Site Service |  |  |  |  | 731304779117 | Call for Quote | Call for Quote | Call for Quote
| QWSFTWEKKSR | EcoStruxure On-Site Partner Service Provided by a 3rd Party | https://www.se.com/us/en/product/QWSFTWEKKSR |  |  | SOFTWARE DEPLOYMENT | Unknown | Software Configuration |  |  |  |  | 731304618829 | Call for Quote | Call for Quote | Call for Quote
| QWSRV | Miscellaneous Service SKU | https://www.se.com/us/en/product/QWSRV |  |  | SP POWER BREAKFIX | Unknown | On Site Service | [5 empty] | Call for Quote | Call for Quote | Call for Quote
| QWTEST | Functional Test Service | https://www.se.com/us/en/product/QWTEST |  |  | ECOCONSULT ASSESSMENT | Unknown | Installation Services for Critical Power & Cooling | [5 empty] | Call for Quote | Call for Quote | Call for Quote
| QWTRN | Customized Training Service | https://www.se.com/us/en/product/QWTRN |  |  | SP POWER INSTALL | Unknown | Training Services | [5 empty] | Call for Quote | Call for Quote | Call for Quote
| QWXBUASCO | XBU ASCO Srvc Contract | https://www.se.com/us/en/product/QWXBUASCO |  |  | VENDOR MGMT SERVICES | Unknown | On Site Service | [5 empty] | Call for Quote | Call for Quote | Call for Quote
| QWXBUASCOMOD | XBU ASCO Modernization Service | https://www.se.com/us/en/product/QWXBUASCOMOD |  |  | VENDOR MGMT SERVICES | Unknown | On Site Service |  |  |  |  | 731304453208 | Call for Quote | Call for Quote | Call for Quote
| QWXBUASCOOD | XBU ASCO On Demand Service | https://www.se.com/us/en/product/QWXBUASCOOD |  |  | VENDOR MGMT SERVICES | Unknown | On Site Service | [5 empty] | Call for Quote | Call for Quote | Call for Quote
| QWXBUASCOPARTS | XBU ASCO Service Parts | https://www.se.com/us/en/product/QWXBUASCOPARTS |  |  | VENDOR MGMT SERVICES | Unknown | On Site Service |  |  |  |  | 731304453192 | Call for Quote | Call for Quote | Call for Quote
| QWXBUASP | ITD XBU Advantage Service Plans | https://www.se.com/us/en/product/QWXBUASP |  |  | POWER FIELD SERVICES - PSIBS - FSERPW | Unknown | Advantage Service Plan for 3-Phase UPS | [5 empty] | Call for Quote | Call for Quote | Call for Quote
| QWXBUBLDNGCNTRCT | XBU Bldng Service Contract | https://www.se.com/us/en/product/QWXBUBLDNGCNTRCT |  |  | VENDOR MGMT SERVICES | Unknown | On Site Service | [5 empty] | Call for Quote | Call for Quote | Call for Quote
| QWXBUBLDNGSA | XBU Bldng Stand alone Service | https://www.se.com/us/en/product/QWXBUBLDNGSA |  |  | VENDOR MGMT SERVICES | Unknown | On Site Service | [5 empty] | Call for Quote | Call for Quote | Call for Quote
| QWXBUBLDNGSPARTS | XBU Bldng Service Parts | https://www.se.com/us/en/product/QWXBUBLDNGSPARTS |  |  | VENDOR MGMT SERVICES | Unknown | On Site Service | [5 empty] | Call for Quote | Call for Quote | Call for Quote
| QWXBUCON | ITD XBU Consulting Services | https://www.se.com/us/en/product/QWXBUCON |  |  | POWER FIELD SERVICES - PSIBS - FSERPW | Unknown | On-demand Services | [5 empty] | Call for Quote | Call for Quote | Call for Quote
| QWXBUDIGBLDSRV | XBU Dig Bldgs Serv DBIBS EMDESE 3rd party | https://www.se.com/us/en/product/QWXBUDIGBLDSRV |  |  | DIGITAL BUILDINGS SERVICES - DBIBS - EMDESE | Unknown | Unknown | [5 empty] | Call for Quote | Call for Quote | Call for Quote
| QWXBUDPIBS | XBU Digital Power IBS | https://www.se.com/us/en/product/QWXBUDPIBS |  |  | DP SERVICES - DPIBS - EMDEFS | Unknown | On Site Service |  |  |  |  | 731304453215 | Call for Quote | Call for Quote | Call for Quote
| QWXBUDPIBSHRD | XBU Digital Power IBS Hardware | https://www.se.com/us/en/product/QWXBUDPIBSHRD |  |  | VENDOR MGMT SERVICES | Unknown | On Site Service |  |  |  |  | 731304453222 | Call for Quote | Call for Quote | Call for Quote
| QWXBUDPIBSPQ | XBU Digital Power IBS Power Quality | https://www.se.com/us/en/product/QWXBUDPIBSPQ |  |  | VENDOR MGMT SERVICES | Unknown | On Site Service |  |  |  |  | 731304453253 | Call for Quote | Call for Quote | Call for Quote
| QWXBUDPIBSSFT | XBU Digital Power IBS Software | https://www.se.com/us/en/product/QWXBUDPIBSSFT |  |  | VENDOR MGMT SERVICES | Unknown | On Site Service |  |  |  |  | 731304453239 | Call for Quote | Call for Quote | Call for Quote
| QWXBUDPIBSSRV | XBU Digital Power IBS Service | https://www.se.com/us/en/product/QWXBUDPIBSSRV |  |  | VENDOR MGMT SERVICES | Unknown | On Site Service |  |  |  |  | 731304453246 | Call for Quote | Call for Quote | Call for Quote
| QWXBUINDMOD | XBU Industry Moderization Service | https://www.se.com/us/en/product/QWXBUINDMOD |  |  | VENDOR MGMT SERVICES | Unknown | On Site Service |  |  |  |  | 731304779278 | Call for Quote | Call for Quote | Call for Quote
| QWXBUINDSPARTS | XBU Industry Service Parts | https://www.se.com/us/en/product/QWXBUINDSPARTS |  |  | VENDOR MGMT SERVICES | Unknown | On Site Service |  |  |  |  | 731304779285 | Call for Quote | Call for Quote | Call for Quote
| QWXBUPARTS | ITD XBU Spare Parts | https://www.se.com/us/en/product/QWXBUPARTS |  |  | VENDOR MGMT SERVICES | Unknown | On Site Service | [5 empty] | Call for Quote | Call for Quote | Call for Quote
| QWXBUPARTSSPAAS | Spare Part as a Service | https://www.se.com/us/en/product/QWXBUPARTSSPAAS |  |  | VENDOR MGMT SERVICES | Unknown | On Site Service | [5 empty] | Call for Quote | Call for Quote | Call for Quote
| QWXBUPMECNTRCT | XBU PME Service Contract | https://www.se.com/us/en/product/QWXBUPMECNTRCT |  |  | VENDOR MGMT SERVICES | Unknown | On Site Service | [5 empty] | Call for Quote | Call for Quote | Call for Quote
| QWXBUPMESA | XBU PME Stand alone Service | https://www.se.com/us/en/product/QWXBUPMESA |  |  | VENDOR MGMT SERVICES | Unknown | On Site Service | [5 empty] | Call for Quote | Call for Quote | Call for Quote
| QWXBUPMESPARTS | XBU PME Service Parts | https://www.se.com/us/en/product/QWXBUPMESPARTS |  |  | VENDOR MGMT SERVICES | Unknown | On Site Service | [5 empty] | Call for Quote | Call for Quote | Call for Quote
| QWXBUUSSO | ITD XBU Start Up, On Demand, and Training | https://www.se.com/us/en/product/QWXBUUSSO |  |  | POWER FIELD SERVICES - PSIBS - FSERPW | Unknown | On-demand Services | [5 empty] | Call for Quote | Call for Quote | Call for Quote
| QXFMRE3M | Transformer Cabinet,and Associated Parts Used with an Easy UPS 3M | https://www.se.com/us/en/product/QXFMRE3M |  |  | THIRD PARTY PROCUREMEN | Unknown | Third Party Hardware Procurement | [5 empty] | Call for Quote | Call for Quote | Call for Quote
| QXFMRGVL | Transformer Cabinet,and Associated Parts Used with a Galaxy VL | https://www.se.com/us/en/product/QXFMRGVL |  |  | THIRD PARTY PROCUREMEN | Unknown | Third Party Hardware Procurement |  |  |  |  | 731304424635 | Call for Quote | Call for Quote | Call for Quote
| RPDUBASQ | Adapted Basic rack PDU ETO , and Associated Parts | https://www.se.com/us/en/product/RPDUBASQ |  |  | OPTIMUM RACK PDU | Unknown | Custom | [5 empty] | Call for Quote | 0.25 | 0.10
| RPDUMBOQ | Adapted Metered-by-outlet rack PDU ETO , and Associated Parts | https://www.se.com/us/en/product/RPDUMBOQ |  |  | OPTIMUM RACK PDU | Unknown | Custom | [5 empty] | Call for Quote | 0.25 | 0.10
| RPDUMETQ | Adapted Metered rack PDU ETO , and Associated Parts | https://www.se.com/us/en/product/RPDUMETQ |  |  | OPTIMUM RACK PDU | Unknown | Custom | [5 empty] | Call for Quote | 0.25 | 0.10
| RPDUSWCHQ | Adapted Switched rack PDU ETO , and Associated Parts | https://www.se.com/us/en/product/RPDUSWCHQ |  |  | OPTIMUM RACK PDU | Unknown | Custom | 0.01(kilos) 0.02(lbs) | 0.00x0.00x0.00(in) 0.01x0.01x0.01(cent) |  |  |  | Call for Quote | 0.25 | 0.10
| SE365C-DIGI | EcoStruxure Asset Advisor (IT) License for 365 Credits | https://www.se.com/us/en/product/SE365C-DIGI |  |  | ASSET ADV SP&C | Unknown | EcoStruxure Asset Advisor | [5 empty] | 305.00 | 365.00 | 549.00
| SFDCEVMTRL | Data Center Expert Virtual Appliance Trial Download | https://www.se.com/us/en/product/SFDCEVMTRL |  |  | DATA CENTER EXPERT | Unknown | Data Center Operation |  |  |  |  | 731304785361 | Call for Quote | Call for Quote | Call for Quote
| SFTWAP90000 | Data Center Operation 1 Year Digital Energy Efficiency Subscription | https://www.se.com/us/en/product/SFTWAP90000 |  |  | DATA CENTER EXPERT | Unknown | Data Center Operation: Energy Efficiency |  |  |  |  | 731304625148 | 12500.00 | 17500.00 | 22500.00
| SFTWCHG100R-DIGI | EcoStruxure IT Advisor Change 100 Rack Subscription License | https://www.se.com/us/en/product/SFTWCHG100R-DIGI |  |  | DATA CENTER EXPERT | Unknown | Data Center Operation: Change |  |  |  |  | 731304631040 | 10110.00 | 13600.00 | 17325.00
| SFTWES53Y-DIGI | EcoStruxure IT Expert 5 Node 3 Years | https://www.se.com/us/en/product/SFTWES53Y-DIGI |  |  | IT EXPERT | Unknown | EcoStruxureâ„¢ IT Expert | [5 empty] | 707.00 | 949.00 | 1215.00
| SFTWES55Y-DIGI | EcoStruxure IT Expert 5 nodes 5 years | https://www.se.com/us/en/product/SFTWES55Y-DIGI |  |  | IT EXPERT | Unknown | EcoStruxureâ„¢ IT Expert | [5 empty] | 1120.00 | 1525.00 | 1920.00
| SFTWES100M-DIGI | EcoStruxure IT Expert 100 nodes 1 year billed monthly | https://www.se.com/us/en/product/SFTWES100M-DIGI |  |  | IT EXPERT | Unknown | EcoStruxureâ„¢ IT Expert |  |  |  |  | 731304785453 | 5460.00 | 7350.00 | 9360.00
| SFTWES103Y-DIGI | EcoStruxure IT Expert 3 Year Digital 10 node Subscription | https://www.se.com/us/en/product/SFTWES103Y-DIGI |  |  | IT EXPERT | Unknown | EcoStruxureâ„¢ IT Expert | [5 empty] | 1415.00 | 1900.00 | 2425.00
| SFTWES105Y-DIGI | EcoStruxure IT Expert 5 Year Digital 10 node Subscription | https://www.se.com/us/en/product/SFTWES105Y-DIGI |  |  | IT EXPERT | Unknown | EcoStruxureâ„¢ IT Expert | [5 empty] | 2240.00 | 3025.00 | 3840.00
| SFTWES150M-DIGI | EcoStruxure IT Expert 150 nodes 1 year billed monthly | https://www.se.com/us/en/product/SFTWES150M-DIGI |  |  | IT EXPERT | Unknown | EcoStruxureâ„¢ IT Expert |  |  |  |  | 731304785484 | 6370.00 | 8575.00 | 10920.00
| SFTWES200M-DIGI | IT Expert Monthly Billed 200nodes 1year | https://www.se.com/us/en/product/SFTWES200M-DIGI |  |  | IT EXPERT | Unknown | EcoStruxureâ„¢ IT Expert |  |  |  |  | 731304785491 | 8490.00 | 11400.00 | 14555.00
| SFTWES250M-DIGI | EcoStruxure IT Expert 250 nodes 1 year billed monthly | https://www.se.com/us/en/product/SFTWES250M-DIGI |  |  | IT EXPERT | Unknown | EcoStruxureâ„¢ IT Expert |  |  |  |  | 731304785507 | 10615.00 | 14300.00 | 18195.00
| SFTWES253Y-DIGI | EcoStruxure IT Expert Subscription License for 25 nodes: 3 Years | https://www.se.com/us/en/product/SFTWES253Y-DIGI |  |  | IT EXPERT | Unknown | EcoStruxureâ„¢ IT Expert | [5 empty] | 3540.00 | 4750.00 | 6065.00
| SFTWES255Y-DIGI | EcoStruxure IT Expert Subscription License for 25 nodes: 5 Years | https://www.se.com/us/en/product/SFTWES255Y-DIGI |  |  | IT EXPERT | Unknown | EcoStruxureâ„¢ IT Expert | [5 empty] | 5600.00 | 7525.00 | 9595.00
| SFTWES350M-DIGI | Recurring Monthly EcoStruxure IT Expert 350 node subscription. | https://www.se.com/us/en/product/SFTWES350M-DIGI |  |  | IT EXPERT | Unknown | EcoStruxureâ„¢ IT Expert |  |  |  |  | 731304785521 | 14860.00 | 20000.00 | 25470.00
| SFTWES500M-DIGI | EcoStruxure IT Expert 500 nodes 1 year billed monthly | https://www.se.com/us/en/product/SFTWES500M-DIGI |  |  | IT EXPERT | Unknown | EcoStruxureâ„¢ IT Expert |  |  |  |  | 731304785538 | 14555.00 | 19600.00 | 24950.00
| SFTWES503Y-DIGI | EcoStruxure IT Expert Subscription License for 50 nodes: 3 Years | https://www.se.com/us/en/product/SFTWES503Y-DIGI |  |  | IT EXPERT | Unknown | EcoStruxureâ„¢ IT Expert | [5 empty] | 7070.00 | 9500.00 | 12120.00
| SFTWES505Y-DIGI | EcoStruxure IT Expert Subscription License for 50 nodes: 5 Years | https://www.se.com/us/en/product/SFTWES505Y-DIGI |  |  | IT EXPERT | Unknown | EcoStruxureâ„¢ IT Expert | [5 empty] | 11195.00 | 15100.00 | 19190.00
| SFTWES750-DIGI | EcoStruxure IT Expert 1 Year Digital 750 node Subscription | https://www.se.com/us/en/product/SFTWES750-DIGI |  |  | IT EXPERT | Unknown | EcoStruxureâ„¢ IT Expert |  |  |  |  | 731304785552 | 19845.00 | 26700.00 | 34020.00
| SFTWES750M-DIGI | EcoStruxure IT Expert 750 nodes 1 year billed monthly | https://www.se.com/us/en/product/SFTWES750M-DIGI |  |  | IT EXPERT | Unknown | EcoStruxureâ„¢ IT Expert |  |  |  |  | 731304785569 | 21830.00 | 29400.00 | 37425.00
| SFTWES753Y-DIGI | EcoStruxure IT Expert Subscription License for 75 nodes: 3 Years | https://www.se.com/us/en/product/SFTWES753Y-DIGI |  |  | IT EXPERT | Unknown | EcoStruxureâ„¢ IT Expert | [5 empty] | 10605.00 | 14300.00 | 18180.00
| SFTWES755Y-DIGI | EcoStruxure IT Expert Subscription License for 75 nodes: 5 Years | https://www.se.com/us/en/product/SFTWES755Y-DIGI |  |  | IT EXPERT | Unknown | EcoStruxureâ„¢ IT Expert | [5 empty] | 16795.00 | 22600.00 | 28785.00
| SFTWES1000M-DIGI | Recurring Monthly EcoStruxure IT Expert 1000 node subscription. | https://www.se.com/us/en/product/SFTWES1000M-DIGI |  |  | IT EXPERT | Unknown | EcoStruxureâ„¢ IT Expert |  |  |  |  | 731304785446 | 29110.00 | 39100.00 | 49900.00
| SFTWES1250-DIGI | EcoStruxure IT Expert 1 Year Digital 1250 node Subscription | https://www.se.com/us/en/product/SFTWES1250-DIGI |  |  | IT EXPERT | Unknown | EcoStruxureâ„¢ IT Expert | [5 empty] | 33075.00 | 44500.00 | 56700.00
| SFTWES1250M-DIGI | EcoStruxure IT Expert 1250 nodes 1 year billed monthly | https://www.se.com/us/en/product/SFTWES1250M-DIGI |  |  | IT EXPERT | Unknown | EcoStruxureâ„¢ IT Expert |  |  |  |  | 731304785460 | 36385.00 | 48900.00 | 62370.00
| SFTWES1500M-DIGI | IT Expert Monthly Billed 1500nodes 1year | https://www.se.com/us/en/product/SFTWES1500M-DIGI |  |  | IT EXPERT | Unknown | EcoStruxureâ„¢ IT Expert |  |  |  |  | 731304785477 | 43660.00 | 58700.00 | 74845.00
| SFTWES2005Y-DIGI | EcoStruxure IT Expert Subscription License for 200 nodes: 5 Years | https://www.se.com/us/en/product/SFTWES2005Y-DIGI |  |  | IT EXPERT | Unknown | EcoStruxureâ„¢ IT Expert | [5 empty] | 34830.00 | 46800.00 | 59705.00
| SFTWES2503Y-DIGI | EcoStruxure IT Expert Subscription License for 250 nodes: 3 Years | https://www.se.com/us/en/product/SFTWES2503Y-DIGI |  |  | IT EXPERT | Unknown | EcoStruxureâ„¢ IT Expert | [5 empty] | 27495.00 | 37000.00 | 47135.00
| SFTWES5003Y-DIGI | EcoStruxure IT Expert Subscription License for 500 nodes: 3 Years | https://www.se.com/us/en/product/SFTWES5003Y-DIGI |  |  | IT EXPERT | Unknown | EcoStruxureâ„¢ IT Expert | [5 empty] | 37710.00 | 50700.00 | 64640.00
| SFTWOPS10R-DIGI | EcoStruxure IT Advisor 10 Rack Subscription License | https://www.se.com/us/en/product/SFTWOPS10R-DIGI |  |  | DATA CENTER EXPERT | Unknown | Data Center Operation | [5 empty] | 637.00 | 859.00 | 1095.00
| SFTWOPS100R-DIGI | EcoStruxure IT Advisor 100 Rack Subscription License | https://www.se.com/us/en/product/SFTWOPS100R-DIGI |  |  | DATA CENTER EXPERT | Unknown | Data Center Operation | [5 empty] | 5070.00 | 6825.00 | 8685.00
| SRVSL1KRARK | Schneider Easy UPS On-Line Li-Ion SRVL RT 1000VA 120V, with Rail Kit | https://www.se.com/us/en/product/SRVSL1KRARK | 120 AC 1 PH | 120 AC 1 PH | MEDIUM EASY UPS ONLINE | Unknown | Easy UPS 1 Ph On-Line | 18.30(kilos) 40.35(lbs) | 9.45x21.65x22.83(in) 24.00x55.00x58.00(cent) |  |  | 731304439226 | 1695.00 | 2225.00 | 3050.00
| SRVSL2KRARK | Schneider Easy UPS On-Line Li-Ion SRVL RT 2000VA 120V, with Rail Kit | https://www.se.com/us/en/product/SRVSL2KRARK | 120 AC 1 PH | 120 AC 1 PH | MEDIUM EASY UPS ONLINE | Unknown | Easy UPS 1 Ph On-Line | 22.70(kilos) 50.05(lbs) | 9.45x22.83x25.59(in) 24.00x58.00x65.00(cent) |  |  | 731304439233 | 2510.00 | 3275.00 | 4520.00
| SRVSL3KRARK | Schneider Easy UPS On-Line Li-Ion SRVL RT 3000VA 120V, with Rail Kit | https://www.se.com/us/en/product/SRVSL3KRARK | 120 AC 1 PH | 120 AC 1 PH | MEDIUM EASY UPS ONLINE | Unknown | Easy UPS 1 Ph On-Line | 29.10(kilos) 64.17(lbs) | 9.45x23.62x31.50(in) 24.00x60.00x80.00(cent) |  |  | 731304439240 | 3330.00 | 4350.00 | 5995.00
| STSAUXX | AUXILIARIES OPTIONS STS | https://www.se.com/us/en/product/STSAUXX |  |  | CRITICAL POWER COMPNTS | Unknown | Unknown | [5 empty] | Call for Quote | Call for Quote | Call for Quote
| STSPM30 | POWER MODULE UPSILON STS 30AMPS | https://www.se.com/us/en/product/STSPM30 |  |  | CRITICAL POWER COMPNTS | Unknown | Unknown | [5 empty] | Call for Quote | Call for Quote | Call for Quote
| STSPM160 | POWER MODULE UPSILON STS 160AMPS | https://www.se.com/us/en/product/STSPM160 |  |  | CRITICAL POWER COMPNTS | Unknown | Unknown | [5 empty] | Call for Quote | Call for Quote | Call for Quote
| STSPM250 | POWER MODULE UPSILON STS 250AMPS | https://www.se.com/us/en/product/STSPM250 |  |  | CRITICAL POWER COMPNTS | Unknown | Unknown | [5 empty] | Call for Quote | Call for Quote | Call for Quote
| STSPM400 | POWER MODULE UPSILON STS 400AMPS | https://www.se.com/us/en/product/STSPM400 |  |  | CRITICAL POWER COMPNTS | Unknown | Unknown | [5 empty] | Call for Quote | Call for Quote | Call for Quote
| SWDCO1ROPS-DIGI | EcoStruxure IT Advisor Perpetual License for 1 Rack | https://www.se.com/us/en/product/SWDCO1ROPS-DIGI |  |  | IT ADVISOR ON-PREM | Unknown | Data Center Operation |  |  |  |  | 731304324270 | 300.00 | 429.00
| SWDCO10ROPS-DIGI | EcoStruxure IT Advisor Perpetual License for 10 Racks | https://www.se.com/us/en/product/SWDCO10ROPS-DIGI |  |  | IT ADVISOR ON-PREM | Unknown | Data Center Operation | [5 empty] | 1500.00 | 2100.00
| SWDCO100ROPS-DIGI | EcoStruxure IT Advisor Perpetual License for 100 Racks | https://www.se.com/us/en/product/SWDCO100ROPS-DIGI |  |  | IT ADVISOR ON-PREM | Unknown | Data Center Operation | [5 empty] | 12500.00 | 17500.00
| SWNMC3SU-2Y-DIGI | NMC3 for Smart-UPS & 1-Ph Symmetra - 2 Year Secure NMC Subscription​ | https://www.se.com/us/en/product/SWNMC3SU-2Y-DIGI |  |  | SECURE NMC SYSTEM | Unknown | Network Management Cards |  |  |  |  | 731304755463 | 87.00 | 119.99 | 148.00
| SWNMC3SU-4Y-DIGI | NMC3 for Smart-UPS & 1-Ph Symmetra - 4 Year Secure NMC Subscription​ | https://www.se.com/us/en/product/SWNMC3SU-4Y-DIGI |  |  | SECURE NMC SYSTEM | Unknown | Network Management Cards |  |  |  |  | 731304755470 | 163.00 | 219.99 | 279.00
| SXRACKQ | Adapted Netshelter SX Enclosure ETO , and Associated Parts | https://www.se.com/us/en/product/SXRACKQ |  |  | RACKS AND ENCLOSURES | Unknown | Custom |  |  |  |  | 731304758136 | Call for Quote | Call for Quote | Call for Quote
| SY400K400G-SPL1 | APC Symmetra MW 400KW 480V Spare Part Kit Level 1 | https://www.se.com/us/en/product/SY400K400G-SPL1 |  |  | SPARES 3PH | Unknown | Symmetra MW Accessories | 31.69(kilos) 69.87(lbs) | 20.00x40.00x25.00(in) 50.80x101.60x63.50(cent) |  |  | 731304569626 | 7250.00 | 7650.00 | 13740.00
| SY400K400G-SPL2 | APC Symmetra MW 400KW 480V Spare Part Kit Level 2 | https://www.se.com/us/en/product/SY400K400G-SPL2 |  |  | SPARES 3PH | Unknown | Symmetra MW Accessories | 45.27(kilos) 99.82(lbs) | 20.00x40.00x25.00(in) 50.80x101.60x63.50(cent) |  |  | 731304569633 | 26405.00 | 27800.00 | 50030.00
| SY400K400G-SPL3 | APC Symmetra MW 400KW 480V Spare Part Kit Level 3 | https://www.se.com/us/en/product/SY400K400G-SPL3 |  |  | SPARES 3PH | Unknown | Symmetra MW Accessories | 81.48(kilos) 179.66(lbs) | 40.00x60.00x50.00(in) 101.60x152.40x127.00(cent) |  |  | 731304569640 | 50825.00 | 53500.00 | 96295.00
| SY400K400G-SPL4 | APC Symmetra MW 400KW 480V Spare Part Kit Level 4 | https://www.se.com/us/en/product/SY400K400G-SPL4 |  |  | SPARES 3PH | Unknown | Symmetra MW Accessories | 319.79(kilos) 705.13(lbs) | 62.00x60.00x50.00(in) 157.48x152.40x127.00(cent) |  |  | 731304569657 | 121975.00 | 128500.00 | 231110.00
| SY400K400H-SPL1 | APC Symmetra MW 400KW 400V Spare Part Kit Level 1 | https://www.se.com/us/en/product/SY400K400H-SPL1 |  |  | SPARES 3PH | Unknown | Symmetra MW Accessories | 31.75(kilos) 70.02(lbs) | 20.00x40.00x25.00(in) 50.80x101.60x63.50(cent) |  |  | 731304569664 | 6495.00 | 6850.00 | 12300.00
| SY400K400H-SPL2 | APC Symmetra MW 400KW 400V Spare Part Kit Level 2 | https://www.se.com/us/en/product/SY400K400H-SPL2 |  |  | SPARES 3PH | Unknown | Symmetra MW Accessories | 45.36(kilos) 100.01(lbs) | 20.00x40.00x25.00(in) 50.80x101.60x63.50(cent) |  |  | 731304569671 | 13420.00 | 14200.00 | 25430.00
| SY400K400H-SPL3 | APC Symmetra MW 400KW 400V Spare Part Kit Level 3 | https://www.se.com/us/en/product/SY400K400H-SPL3 |  |  | SPARES 3PH | Unknown | Symmetra MW Accessories | 81.65(kilos) 180.03(lbs) | 40.00x60.00x50.00(in) 101.60x152.40x127.00(cent) |  |  | 731304569688 | 36050.00 | 38000.00 | 68305.00
| SY400K400H-SPL4 | APC Symmetra MW 400KW 400V Spare Part Kit Level 4 | https://www.se.com/us/en/product/SY400K400H-SPL4 |  |  | SPARES 3PH | Unknown | Symmetra MW Accessories | 319.78(kilos) 705.11(lbs) | 62.00x60.00x50.00(in) 157.48x152.40x127.00(cent) |  |  | 731304569695 | 77775.00 | 81900.00 | 147360.00
| SY600K600G-SPL1 | APC Symmetra MW 600KW 480V Spare Part Kit Level 1 | https://www.se.com/us/en/product/SY600K600G-SPL1 |  |  | SPARES 3PH | Unknown | Symmetra MW Accessories | 31.69(kilos) 69.87(lbs) | 20.00x40.00x25.00(in) 50.80x101.60x63.50(cent) |  |  | 731304569701 | 7735.00 | 8150.00 | 14655.00
| SY600K600G-SPL2 | APC Symmetra MW 600KW 480V Spare Part Kit Level 2 | https://www.se.com/us/en/product/SY600K600G-SPL2 |  |  | SPARES 3PH | Unknown | Symmetra MW Accessories | 45.36(kilos) 100.01(lbs) | 20.00x40.00x25.00(in) 50.80x101.60x63.50(cent) |  |  | 731304569718 | 27215.00 | 28700.00 | 51560.00
| SY600K600G-SPL3 | APC Symmetra MW 600KW 480V Spare Part Kit Level 3 | https://www.se.com/us/en/product/SY600K600G-SPL3 |  |  | SPARES 3PH | Unknown | Symmetra MW Accessories | 81.48(kilos) 179.66(lbs) | 40.00x60.00x50.00(in) 101.60x152.40x127.00(cent) |  |  | 731304569725 | 51630.00 | 54400.00 | 97825.00
| SY600K600G-SPL4 | APC Symmetra MW 600KW 480V Spare Part Kit Level 4 | https://www.se.com/us/en/product/SY600K600G-SPL4 |  |  | SPARES 3PH | Unknown | Symmetra MW Accessories | 319.78(kilos) 705.11(lbs) | 62.00x60.00x50.00(in) 157.48x152.40x127.00(cent) |  |  | 731304569732 | 122785.00 | 129500.00 | 232645.00
| SY600K600H-SPL1 | APC Symmetra MW 600KW 400V Spare Part Kit Level 1 | https://www.se.com/us/en/product/SY600K600H-SPL1 |  |  | SPARES 3PH | Unknown | Symmetra MW Accessories | 31.75(kilos) 70.02(lbs) | 20.00x40.00x25.00(in) 50.80x101.60x63.50(cent) |  |  | 731304569749 | 6970.00 | 7350.00 | 13205.00
| SY600K600H-SPL2 | APC Symmetra MW 600KW 400V Spare Part Kit Level 2 | https://www.se.com/us/en/product/SY600K600H-SPL2 |  |  | SPARES 3PH | Unknown | Symmetra MW Accessories | 45.37(kilos) 100.03(lbs) | 20.00x40.00x25.00(in) 50.80x101.60x63.50(cent) |  |  | 731304569756 | 13115.00 | 13900.00 | 24850.00
| SY600K600H-SPL3 | APC Symmetra MW 600KW 400V Spare Part Kit Level 3 | https://www.se.com/us/en/product/SY600K600H-SPL3 |  |  | SPARES 3PH | Unknown | Symmetra MW Accessories | 81.65(kilos) 180.03(lbs) | 40.00x60.00x50.00(in) 101.60x152.40x127.00(cent) |  |  | 731304569763 | 36005.00 | 37900.00 | 68215.00
| SY600K600H-SPL4 | APC Symmetra MW 600KW 400V Spare Part Kit Level 4 | https://www.se.com/us/en/product/SY600K600H-SPL4 |  |  | SPARES 3PH | Unknown | Symmetra MW Accessories | 319.78(kilos) 705.11(lbs) | 62.00x60.00x50.00(in) 157.48x152.40x127.00(cent) |  |  | 731304569770 | 77725.00 | 81900.00 | 147265.00
| SY800K800G-SPL1 | APC Symmetra MW 800KW 480V Spare Part Kit Level 1 | https://www.se.com/us/en/product/SY800K800G-SPL1 |  |  | SPARES 3PH | Unknown | Symmetra MW Accessories | 31.69(kilos) 69.87(lbs) | 20.00x40.00x25.00(in) 50.80x101.60x63.50(cent) |  |  | 731304569787 | 8275.00 | 8725.00 | 15680.00
| SY800K800G-SPL2 | APC Symmetra MW 800KW 480V Spare Part Kit Level 2 | https://www.se.com/us/en/product/SY800K800G-SPL2 |  |  | SPARES 3PH | Unknown | Symmetra MW Accessories | 45.27(kilos) 99.82(lbs) | 20.00x40.00x25.00(in) 50.80x101.60x63.50(cent) |  |  | 731304569794 | 43800.00 | 46200.00 | 82990.00
| SY800K800G-SPL3 | APC Symmetra MW 800KW 480V Spare Part Kit Level 3 | https://www.se.com/us/en/product/SY800K800G-SPL3 |  |  | SPARES 3PH | Unknown | Symmetra MW Accessories | 81.48(kilos) 179.66(lbs) | 40.00x60.00x50.00(in) 101.60x152.40x127.00(cent) |  |  | 731304569800 | 71580.00 | 75400.00 | 135625.00
| SY800K800G-SPL4 | APC Symmetra MW 800kW 480V Spare Part Kit Level 4 | https://www.se.com/us/en/product/SY800K800G-SPL4 |  |  | SPARES 3PH | Unknown | Symmetra MW Accessories | 319.79(kilos) 705.13(lbs) | 62.00x60.00x50.00(in) 157.48x152.40x127.00(cent) |  |  | 731304569817 | 96420.00 | 101500.00 | 182690.00
| SY800K800H-SPL1 | APC Symmetra MW 800kW 400V Spare Part Kit Level 1 | https://www.se.com/us/en/product/SY800K800H-SPL1 |  |  | SPARES 3PH | Unknown | Symmetra MW Accessories | 31.75(kilos) 70.02(lbs) | 20.00x40.00x25.00(in) 50.80x101.60x63.50(cent) |  |  | 731304569824 | 7520.00 | 7925.00 | 14240.00
| SY800K800H-SPL2 | APC Symmetra MW 800kW 400V Spare Part Kit Level 2 | https://www.se.com/us/en/product/SY800K800H-SPL2 |  |  | SPARES 3PH | Unknown | Symmetra MW Accessories | 45.37(kilos) 100.03(lbs) | 20.00x40.00x25.00(in) 50.80x101.60x63.50(cent) |  |  | 731304569831 | 17410.00 | 18400.00 | 32985.00
| SY800K800H-SPL3 | APC Symmetra MW 800kW 400V Spare Part Kit Level 3 | https://www.se.com/us/en/product/SY800K800H-SPL3 |  |  | SPARES 3PH | Unknown | Symmetra MW Accessories | 81.65(kilos) 180.03(lbs) | 40.00x60.00x50.00(in) 101.60x152.40x127.00(cent) |  |  | 731304569848 | 40235.00 | 42400.00 | 76230.00
| SY800K800H-SPL4 | APC Symmetra MW 800kW 400V Spare Part Kit Level 4 | https://www.se.com/us/en/product/SY800K800H-SPL4 |  |  | SPARES 3PH | Unknown | Symmetra MW Accessories | 319.79(kilos) 705.13(lbs) | 62.00x60.00x50.00(in) 157.48x152.40x127.00(cent) |  |  | 731304569855 | 68545.00 | 72200.00 | 129875.00
| SY1000K1000G-SPL1 | APC Symmetra MW 1000KW 480V Spare Part Kit Level 1 | https://www.se.com/us/en/product/SY1000K1000G-SPL1 |  |  | SPARES 3PH | Unknown | Symmetra MW Accessories | 31.69(kilos) 69.87(lbs) | 20.00x40.00x25.00(in) 50.80x101.60x63.50(cent) |  |  | 731304569305 | 7980.00 | 8400.00 | 15115.00
| SY1000K1000G-SPL2 | APC Symmetra MW 1000KW 480V Spare Part Kit Level 2 | https://www.se.com/us/en/product/SY1000K1000G-SPL2 |  |  | SPARES 3PH | Unknown | Symmetra MW Accessories | 45.26(kilos) 99.80(lbs) | 20.00x40.00x25.00(in) 50.80x101.60x63.50(cent) |  |  | 731304569312 | 28225.00 | 29800.00 | 53480.00
| SY1000K1000G-SPL3 | APC Symmetra MW 1000KW 480V Spare Part Kit Level 3 | https://www.se.com/us/en/product/SY1000K1000G-SPL3 |  |  | SPARES 3PH | Unknown | Symmetra MW Accessories | 81.48(kilos) 179.66(lbs) | 40.00x60.00x50.00(in) 101.60x152.40x127.00(cent) |  |  | 731304569329 | 57675.00 | 60800.00 | 109275.00
| SY1000K1000G-SPL4 | APC Symmetra MW 1000KW 480V Spare Part Kit Level 4 | https://www.se.com/us/en/product/SY1000K1000G-SPL4 |  |  | SPARES 3PH | Unknown | Symmetra MW Accessories | 319.78(kilos) 705.11(lbs) | 62.00x60.00x50.00(in) 157.48x152.40x127.00(cent) |  |  | 731304569336 | 88240.00 | 92900.00 | 167195.00
| SY1000K1000H-SPL1 | APC Symmetra MW 1000kW 400V Spare Part Kit Level 1 | https://www.se.com/us/en/product/SY1000K1000H-SPL1 |  |  | SPARES 3PH | Unknown | Symmetra MW Accessories | 31.75(kilos) 70.02(lbs) | 20.00x40.00x25.00(in) 50.80x101.60x63.50(cent) |  |  | 731304569343 | 7215.00 | 7600.00 | 13665.00
| SY1000K1000H-SPL2 | APC Symmetra MW 1000kW 400V Spare Part Kit Level 2 | https://www.se.com/us/en/product/SY1000K1000H-SPL2 |  |  | SPARES 3PH | Unknown | Symmetra MW Accessories | 45.36(kilos) 100.01(lbs) | 20.00x40.00x25.00(in) 50.80x101.60x63.50(cent) |  |  | 731304569350 | 21605.00 | 22800.00 | 40930.00
| SY1000K1000H-SPL3 | APC Symmetra MW 1000kW 400V Spare Part Kit Level 3 | https://www.se.com/us/en/product/SY1000K1000H-SPL3 |  |  | SPARES 3PH | Unknown | Symmetra MW Accessories | 81.65(kilos) 180.03(lbs) | 40.00x60.00x50.00(in) 101.60x152.40x127.00(cent) |  |  | 731304569367 | 42550.00 | 44800.00 | 80615.00
| SY1000K1000H-SPL4 | APC Symmetra MW 1000kW 400V Spare Part Kit Level 4 | https://www.se.com/us/en/product/SY1000K1000H-SPL4 |  |  | SPARES 3PH | Unknown | Symmetra MW Accessories | 319.78(kilos) 705.11(lbs) | 62.00x60.00x50.00(in) 157.48x152.40x127.00(cent) |  |  | 731304569374 | 79515.00 | 83700.00 | 150655.00
| SY1200K1200G-SPL1 | APC Symmetra MW 1200KW 480V Spare Part Kit Level 1 | https://www.se.com/us/en/product/SY1200K1200G-SPL1 |  |  | SPARES 3PH | Unknown | Symmetra MW Accessories | 31.69(kilos) 69.87(lbs) | 20.00x40.00x25.00(in) 50.80x101.60x63.50(cent) |  |  | 731304569381 | 8070.00 | 8500.00 | 15290.00
| SY1200K1200G-SPL2 | APC Symmetra MW 1200KW 480V Spare Part Kit Level 2 | https://www.se.com/us/en/product/SY1200K1200G-SPL2 |  |  | SPARES 3PH | Unknown | Symmetra MW Accessories | 45.26(kilos) 99.80(lbs) | 20.00x40.00x25.00(in) 50.80x101.60x63.50(cent) |  |  | 731304569398 | 35470.00 | 37400.00 | 67205.00
| SY1200K1200G-SPL3 | APC Symmetra MW 1200KW 480V Spare Part Kit Level 3 | https://www.se.com/us/en/product/SY1200K1200G-SPL3 |  |  | SPARES 3PH | Unknown | Symmetra MW Accessories | 81.48(kilos) 179.66(lbs) | 40.00x60.00x50.00(in) 101.60x152.40x127.00(cent) |  |  | 731304569404 | 61680.00 | 65000.00 | 116865.00
| SY1200K1200G-SPL4 | APC Symmetra MW 1200KW 480V Spare Part Kit Level 4 | https://www.se.com/us/en/product/SY1200K1200G-SPL4 |  |  | SPARES 3PH | Unknown | Symmetra MW Accessories | 319.78(kilos) 705.11(lbs) | 62.00x60.00x50.00(in) 157.48x152.40x127.00(cent) |  |  | 731304569411 | 95555.00 | 101000.00 | 181045.00
| SY1200K1200H-SPL1 | APC Symmetra MW 1200KW 400V Spare Part Kit Level 1 | https://www.se.com/us/en/product/SY1200K1200H-SPL1 |  |  | SPARES 3PH | Unknown | Symmetra MW Accessories | 31.75(kilos) 70.02(lbs) | 20.00x40.00x25.00(in) 50.80x101.60x63.50(cent) |  |  | 731304569428 | 7910.00 | 8325.00 | 14985.00
| SY1200K1200H-SPL2 | APC Symmetra MW 1200KW 400V Spare Part Kit Level 2 | https://www.se.com/us/en/product/SY1200K1200H-SPL2 |  |  | SPARES 3PH | Unknown | Symmetra MW Accessories | 45.36(kilos) 100.01(lbs) | 20.00x40.00x25.00(in) 50.80x101.60x63.50(cent) |  |  | 731304569435 | 16800.00 | 17700.00 | 31830.00
| SY1200K1200H-SPL3 | APC Symmetra MW 1200KW 400V Spare Part Kit Level 3 | https://www.se.com/us/en/product/SY1200K1200H-SPL3 |  |  | SPARES 3PH | Unknown | Symmetra MW Accessories | 81.65(kilos) 180.03(lbs) | 40.00x60.00x50.00(in) 101.60x152.40x127.00(cent) |  |  | 731304569442 | 36930.00 | 38900.00 | 69965.00
| SY1200K1200H-SPL4 | APC Symmetra MW 1200KW 400V Spare Part Kit Level 4 | https://www.se.com/us/en/product/SY1200K1200H-SPL4 |  |  | SPARES 3PH | Unknown | Symmetra MW Accessories | 319.78(kilos) 705.11(lbs) | 62.00x60.00x50.00(in) 157.48x152.40x127.00(cent) |  |  | 731304569459 | 72530.00 | 76400.00 | 137420.00
| SY1400K1400G-SPL1 | APC Symmetra MW 1400KW 480V Spare Part Kit Level 1 | https://www.se.com/us/en/product/SY1400K1400G-SPL1 |  |  | SPARES 3PH | Unknown | Symmetra MW Accessories | 31.69(kilos) 69.87(lbs) | 20.00x40.00x25.00(in) 50.80x101.60x63.50(cent) |  |  | 731304569466 | 7985.00 | 8425.00 | 15125.00
| SY1400K1400G-SPL2 | APC Symmetra MW 1400KW 480V Spare Part Kit Level 2 | https://www.se.com/us/en/product/SY1400K1400G-SPL2 |  |  | SPARES 3PH | Unknown | Symmetra MW Accessories | 45.26(kilos) 99.80(lbs) | 20.00x40.00x25.00(in) 50.80x101.60x63.50(cent) |  |  | 731304569473 | 35700.00 | 37600.00 | 67635.00
| SY1400K1400G-SPL3 | APC Symmetra MW 1400KW 480V Spare Part Kit Level 3 | https://www.se.com/us/en/product/SY1400K1400G-SPL3 |  |  | SPARES 3PH | Unknown | Symmetra MW Accessories | 81.48(kilos) 179.66(lbs) | 40.00x60.00x50.00(in) 101.60x152.40x127.00(cent) |  |  | 731304569480 | 63480.00 | 66900.00 | 120275.00
| SY1400K1400G-SPL4 | APC Symmetra MW 1400KW 480V Spare Part Kit Level 4 | https://www.se.com/us/en/product/SY1400K1400G-SPL4 |  |  | SPARES 3PH | Unknown | Symmetra MW Accessories | 319.78(kilos) 705.11(lbs) | 62.00x60.00x50.00(in) 157.48x152.40x127.00(cent) |  |  | 731304569497 | 96410.00 | 101500.00 | 182670.00
| SY1400K1400H-SPL1 | APC Symmetra MW 1400KW 400V Spare Part Kit Level 1 | https://www.se.com/us/en/product/SY1400K1400H-SPL1 |  |  | SPARES 3PH | Unknown | Symmetra MW Accessories | 31.75(kilos) 70.02(lbs) | 20.00x40.00x25.00(in) 50.80x101.60x63.50(cent) |  |  | 731304569503 | 7830.00 | 8250.00 | 14830.00
| SY1400K1400H-SPL2 | APC Symmetra MW 1400KW 400V Spare Part Kit Level 2 | https://www.se.com/us/en/product/SY1400K1400H-SPL2 |  |  | SPARES 3PH | Unknown | Symmetra MW Accessories | 45.36(kilos) 100.01(lbs) | 20.00x40.00x25.00(in) 50.80x101.60x63.50(cent) |  |  | 731304569510 | 18220.00 | 19200.00 | 34515.00
| SY1400K1400H-SPL3 | APC Symmetra MW 1400KW 400V Spare Part Kit Level 3 | https://www.se.com/us/en/product/SY1400K1400H-SPL3 |  |  | SPARES 3PH | Unknown | Symmetra MW Accessories | 81.65(kilos) 180.03(lbs) | 40.00x60.00x50.00(in) 101.60x152.40x127.00(cent) |  |  | 731304569527 | 39780.00 | 41900.00 | 75370.00
| SY1400K1400H-SPL4 | APC Symmetra MW 1400KW 400V Spare Part Kit Level 4 | https://www.se.com/us/en/product/SY1400K1400H-SPL4 |  |  | SPARES 3PH | Unknown | Symmetra MW Accessories | 319.78(kilos) 705.11(lbs) | 62.00x60.00x50.00(in) 157.48x152.40x127.00(cent) |  |  | 731304569534 | 75130.00 | 79100.00 | 142355.00
| SY1600K1600G-SPL1 | APC Symmetra MW 1600KW 480V Spare Part Kit Level 1 | https://www.se.com/us/en/product/SY1600K1600G-SPL1 |  |  | SPARES 3PH | Unknown | Symmetra MW Accessories | 31.69(kilos) 69.87(lbs) | 20.00x40.00x25.00(in) 50.80x101.60x63.50(cent) |  |  | 731304569541 | 8195.00 | 8625.00 | 15525.00
| SY1600K1600G-SPL2 | APC Symmetra MW 1600KW 480V Spare Part Kit Level 2 | https://www.se.com/us/en/product/SY1600K1600G-SPL2 |  |  | SPARES 3PH | Unknown | Symmetra MW Accessories | 45.27(kilos) 99.82(lbs) | 20.00x40.00x25.00(in) 50.80x101.60x63.50(cent) |  |  | 731304569558 | 33675.00 | 35500.00 | 63805.00
| SY1600K1600G-SPL3 | APC Symmetra MW 1600KW 480V Spare Part Kit Level 3 | https://www.se.com/us/en/product/SY1600K1600G-SPL3 |  |  | SPARES 3PH | Unknown | Symmetra MW Accessories | 81.48(kilos) 179.66(lbs) | 40.00x60.00x50.00(in) 101.60x152.40x127.00(cent) |  |  | 731304569565 | 63035.00 | 66400.00 | 119435.00
| SY1600K1600G-SPL4 | APC Symmetra MW 1600KW 480V Spare Part Kit Level 4 | https://www.se.com/us/en/product/SY1600K1600G-SPL4 |  |  | SPARES 3PH | Unknown | Symmetra MW Accessories | 319.78(kilos) 705.11(lbs) | 62.00x60.00x50.00(in) 157.48x152.40x127.00(cent) |  |  | 731304569572 | 94380.00 | 99400.00 | 178820.00
| SY1600K1600H-SPL1 | APC Symmetra MW 1600KW 400V Spare Part Kit Level 1 | https://www.se.com/us/en/product/SY1600K1600H-SPL1 |  |  | SPARES 3PH | Unknown | Symmetra MW Accessories | 31.75(kilos) 70.02(lbs) | 20.00x40.00x25.00(in) 50.80x101.60x63.50(cent) |  |  | 731304569589 | 8045.00 | 8475.00 | 15240.00
| SY1600K1600H-SPL2 | APC Symmetra MW 1600KW 400V Spare Part Kit Level 2 | https://www.se.com/us/en/product/SY1600K1600H-SPL2 |  |  | SPARES 3PH | Unknown | Symmetra MW Accessories | 45.37(kilos) 100.03(lbs) | 20.00x40.00x25.00(in) 50.80x101.60x63.50(cent) |  |  | 731304569596 | 19770.00 | 20900.00 | 37455.00
| SY1600K1600H-SPL3 | APC Symmetra MW 1600KW 400V Spare Part Kit Level 3 | https://www.se.com/us/en/product/SY1600K1600H-SPL3 |  |  | SPARES 3PH | Unknown | Symmetra MW Accessories | 81.65(kilos) 180.03(lbs) | 40.00x60.00x50.00(in) 101.60x152.40x127.00(cent) |  |  | 731304569602 | 39905.00 | 42100.00 | 75610.00
| SY1600K1600H-SPL4 | APC Symmetra MW 1600KW 400V Spare Part Kit Level 4 | https://www.se.com/us/en/product/SY1600K1600H-SPL4 |  |  | SPARES 3PH | Unknown | Symmetra MW Accessories | 319.79(kilos) 705.13(lbs) | 62.00x60.00x50.00(in) 157.48x152.40x127.00(cent) |  |  | 731304569619 | 75250.00 | 79300.00 | 142575.00
| SYA4K8I | APC Symmetra LX 4kVA Scalable to 8kVA N+1, 220/230/240V or 380/400/415V | https://www.se.com/us/en/product/SYA4K8I | 220 AC 1 PH,400 AC 3 PH,230 AC 1 PH,240 AC 1 PH,380 AC 3 PH,415 AC 3 PH | 220 AC 1 PH,230 AC 1 PH,240 AC 1 PH | SYMMETRA (1PHASE) | Unknown | Symmetra LX | 179.09(kilos) 394.89(lbs) | 35.98x39.25x23.58(in) 91.40x99.70x59.90(cent) |  | 2 | 731304221548 | 9985.00 | 12900.00 | 17115.00
| SYA4K8RMI | APC Symmetra LX 4kVA Scalable to 8kVA N+1 Rack-mount, 220/230/240V or 380/400/415V | https://www.se.com/us/en/product/SYA4K8RMI | 220 AC 1 PH,400 AC 3 PH,230 AC 1 PH,240 AC 1 PH,380 AC 3 PH,415 AC 3 PH | 220 AC 1 PH,230 AC 1 PH,240 AC 1 PH | SYMMETRA (1PHASE) | Unknown | Symmetra LX | 166.36(kilos) 366.82(lbs) | 30.98x39.25x23.58(in) 78.70x99.70x59.90(cent) |  | 2 |  | 11670.00 | 15100.00 | 20010.00
| SYA8K8I | APC Symmetra LX 8kVA Scalable to 8kVA N+1 Tower, 220/230/240 or 380/400/415V | https://www.se.com/us/en/product/SYA8K8I | 220 AC 1 PH,400 AC 3 PH,230 AC 1 PH,240 AC 1 PH,380 AC 3 PH,415 AC 3 PH | 220 AC 1 PH,230 AC 1 PH,240 AC 1 PH | SYMMETRA (1PHASE) | Unknown | Symmetra LX | 229.56(kilos) 506.18(lbs) | 35.98x39.25x23.58(in) 91.40x99.70x59.90(cent) |  | 2 |  | 14360.00 | 18500.00 | 24615.00
| SYA8K8RMI | APC Symmetra LX 8kVA Scalable to 8kVA N+1 Rack-mount, 220/230/240V or 380/400/415V | https://www.se.com/us/en/product/SYA8K8RMI | 220 AC 1 PH,400 AC 3 PH,230 AC 1 PH,240 AC 1 PH,380 AC 3 PH,415 AC 3 PH | 220 AC 1 PH,230 AC 1 PH,240 AC 1 PH | SYMMETRA (1PHASE) | Unknown | Symmetra LX | 216.82(kilos) 478.09(lbs) | 30.98x39.25x23.58(in) 78.70x99.70x59.90(cent) |  | 2 |  | 15225.00 | 19600.00 | 26095.00
| SYA8K16I | APC Symmetra LX 8kVA Scalable to 16kVA N+1 Tower, 220/230/240V or 480/400/415V | https://www.se.com/us/en/product/SYA8K16I | 220 AC 1 PH,400 AC 3 PH,230 AC 1 PH,240 AC 1 PH,380 AC 3 PH,415 AC 3 PH | 220 AC 1 PH,230 AC 1 PH,240 AC 1 PH | SYMMETRA (1PHASE) | Unknown | Symmetra LX | 236.82(kilos) 522.19(lbs) | 46.50x23.58x39.25(in) 118.10x59.90x99.70(cent) |  | 2 | 731304221555 | 13615.00 | 17600.00 | 23340.00
| SYA8K16IXR | APC Symmetra LX 8kVA Scalable to 16kVA N+1 Ext. Run Tower, 220/230/240V or 380/400/415V | https://www.se.com/us/en/product/SYA8K16IXR | 220 AC 1 PH,400 AC 3 PH,230 AC 1 PH,240 AC 1 PH,380 AC 3 PH,415 AC 3 PH | 220 AC 1 PH,230 AC 1 PH,240 AC 1 PH | SYMMETRA (1PHASE) | Unknown | Symmetra LX | 502.27(kilos) 1107.51(lbs) | 74.02x23.58x39.25(in) 188.00x59.90x99.70(cent) |  | 2 | 731304221562 | 23390.00 | 30100.00 | 40095.00
| SYA8K16JXR | APC Symmetra LX 8kVA scalable to 16kVA N+1 Ext. Run Tower, 200V | https://www.se.com/us/en/product/SYA8K16JXR | 200 AC 1 PH,100 AC 1 PH | 100 AC 1 PH,200 AC 1 PH | SYMMETRA (1PHASE) | Unknown | Symmetra LX | 236.82(kilos) 522.19(lbs) | 55.24x23.62x39.25(in) 140.30x60.00x99.70(cent) |  |  | 731304233916 | 25000.00 | 32200.00 | 42855.00
| SYA8K16RMI | APC Symmetra LX 8kVA Scalable to 16kVA N+1 Rack-mount, 220/230/240V or 380/400/415V | https://www.se.com/us/en/product/SYA8K16RMI | 220 AC 1 PH,400 AC 3 PH,230 AC 1 PH,240 AC 1 PH,380 AC 3 PH,415 AC 3 PH | 220 AC 1 PH,230 AC 1 PH,240 AC 1 PH | SYMMETRA (1PHASE) | Unknown | Symmetra LX | 239.55(kilos) 528.21(lbs) | 41.50x39.25x23.58(in) 105.40x99.70x59.90(cent) |  | 2 |  | 15075.00 | 19400.00 | 25845.00
| SYA12K16I | APC Symmetra LX 12kVA scalable to 16kVA N+1 Tower, 220/230/240V or 380/400/415V | https://www.se.com/us/en/product/SYA12K16I | 220 AC 1 PH,400 AC 3 PH,230 AC 1 PH,240 AC 1 PH,380 AC 3 PH,415 AC 3 PH | 220 AC 1 PH,230 AC 1 PH,240 AC 1 PH | SYMMETRA (1PHASE) | Unknown | Symmetra LX | 287.27(kilos) 633.43(lbs) | 46.50x39.25x23.58(in) 118.10x99.70x59.90(cent) |  | 2 |  | 18020.00 | 23200.00 | 30890.00
| SYA12K16IXR | APC Symmetra LX 12kVA scalable to 16kVA N+1 Ext. Run Tower, 220/230/240V or 380/400/415V | https://www.se.com/us/en/product/SYA12K16IXR | 220 AC 1 PH,400 AC 3 PH,230 AC 1 PH,240 AC 1 PH,380 AC 3 PH,415 AC 3 PH | 220 AC 1 PH,230 AC 1 PH,240 AC 1 PH | SYMMETRA (1PHASE) | Unknown | Symmetra LX | 520.46(kilos) 1147.61(lbs) | 74.02x23.58x39.25(in) 188.00x59.90x99.70(cent) |  | 2 | 731304578314 | 24575.00 | 31600.00 | 42125.00
| SYA12K16RMI | APC Symmetra LX 12kVA Scalable to 16kVA N+1 Rack-mount, 220/230/240V or 380/400/415V | https://www.se.com/us/en/product/SYA12K16RMI | 220 AC 1 PH,400 AC 3 PH,230 AC 1 PH,240 AC 1 PH,380 AC 3 PH,415 AC 3 PH | 220 AC 1 PH,230 AC 1 PH,240 AC 1 PH | SYMMETRA (1PHASE) | Unknown | Symmetra LX | 290.00(kilos) 639.45(lbs) | 41.50x39.25x23.58(in) 105.40x99.70x59.90(cent) |  | 2 |  | 18910.00 | 24400.00 | 32410.00
| SYA16K16I | APC Symmetra LX 16kVA Scalable to 16kVA N+1 Tower, 220/230/240V or 380/400/415V | https://www.se.com/us/en/product/SYA16K16I | 220 AC 1 PH,400 AC 3 PH,230 AC 1 PH,240 AC 1 PH,380 AC 3 PH,415 AC 3 PH | 220 AC 1 PH,230 AC 1 PH,240 AC 1 PH | SYMMETRA (1PHASE) | Unknown | Symmetra LX | 337.73(kilos) 744.69(lbs) | 46.50x39.25x23.58(in) 118.10x99.70x59.90(cent) |  | 2 |  | 22900.00 | 29500.00 | 39255.00
| SYA16K16IXR | APC Symmetra LX 16kVA Scalable to 16kVA N+1 Ext. Run Tower, 220/230/240V or 380/400/415V | https://www.se.com/us/en/product/SYA16K16IXR | 220 AC 1 PH,400 AC 3 PH,230 AC 1 PH,240 AC 1 PH,380 AC 3 PH,415 AC 3 PH | 220 AC 1 PH,230 AC 1 PH,240 AC 1 PH | SYMMETRA (1PHASE) | Unknown | Symmetra LX | 535.45(kilos) 1180.67(lbs) | 74.02x23.58x39.25(in) 188.00x59.90x99.70(cent) |  | 2 |  | 30480.00 | 39200.00 | 52250.00
| SYA16K16RMI | APC Symmetra LX 16kVA Scalable to 16kVA N+1 Rack-mount, 220/230/240V or 380/400/415V | https://www.se.com/us/en/product/SYA16K16RMI | 220 AC 1 PH,400 AC 3 PH,230 AC 1 PH,240 AC 1 PH,380 AC 3 PH,415 AC 3 PH | 220 AC 1 PH,230 AC 1 PH,240 AC 1 PH | SYMMETRA (1PHASE) | Unknown | Symmetra LX | 340.45(kilos) 750.69(lbs) | 41.50x39.25x23.58(in) 105.40x99.70x59.90(cent) |  | 2 |  | 23620.00 | 30400.00 | 40490.00
| SYA16K16RMP | APC Symmetra LX 16kVA Scalable to 16kVA N+1 Rack-mount, 208/240V | https://www.se.com/us/en/product/SYA16K16RMP | 208 AC 1 PH,120 AC 1 PH,240 AC 1 PH | 120 AC 1 PH,208 AC 1 PH,240 AC 1 PH | SYMMETRA (1PHASE) | Unknown | Symmetra LX | 340.45(kilos) 750.69(lbs) | 41.50x23.58x39.25(in) 105.40x59.90x99.70(cent) |  | 2 | 731304733041 | 25695.00 | 33100.00 | 44045.00
| SYAF8KRMI | APC SYMMETRA LX 8KVA N+1 Rack-mount FRAME, 220/230/240V OR 380/400/415V | https://www.se.com/us/en/product/SYAF8KRMI | 220 AC 1 PH,400 AC 3 PH,230 AC 1 PH,240 AC 1 PH,380 AC 3 PH,415 AC 3 PH | 220 AC 1 PH,230 AC 1 PH,240 AC 1 PH | SYMMETRA (1PHASE) | Unknown | Symmetra LX | 97.73(kilos) 215.49(lbs) | 30.98x23.58x39.25(in) 78.70x59.90x99.70(cent) |  |  | 731304218890 | 6790.00 | 8725.00 | 11635.00
| SYAF8KRMT | APC SYMMETRA LX 8KVA N+1 Rack-Mount FRAME, 208/240V | https://www.se.com/us/en/product/SYAF8KRMT | 208 AC 1 PH,120 AC 1 PH,240 AC 1 PH | 120 AC 1 PH,208 AC 1 PH,240 AC 1 PH | SYMMETRA (1PHASE) | Unknown | Symmetra LX | 97.73(kilos) 215.49(lbs) | 30.98x23.58x39.25(in) 78.70x59.90x99.70(cent) |  |  | 731304218944 | 8935.00 | 11500.00 | 15315.00
| SYAF8KT | APC SYMMETRA LX 8KVA N+1 TOWER FRAME, 208/240V | https://www.se.com/us/en/product/SYAF8KT | 208 AC 1 PH,120 AC 1 PH,240 AC 1 PH | 120 AC 1 PH,208 AC 1 PH,240 AC 1 PH | SYMMETRA (1PHASE) | Unknown | Symmetra LX | 130.45(kilos) 287.64(lbs) | 46.50x23.58x39.25(in) 118.10x59.90x99.70(cent) |  |  | 731304218906 | 7130.00 | 9175.00 | 12220.00
| SYAF16KBXRMT | APC Symmetra LX 16kVA N+1 Rack-mount Frame, 208/240V, no mounting rails, no outlets | https://www.se.com/us/en/product/SYAF16KBXRMT | 208 AC 1 PH,120 AC 1 PH,240 AC 1 PH | 120 AC 1 PH,208 AC 1 PH,240 AC 1 PH | SYMMETRA (1PHASE) | Unknown | Symmetra LX | 120.45(kilos) 265.59(lbs) | 41.50x23.58x39.25(in) 105.40x59.90x99.70(cent) |  | 2 | 731304247432 | 6685.00 | 8600.00 | 11460.00
| SYAF16KI | APC Symmetra LX 16kVA N+1 Tower Frame, 220/230/240V or 380/400/415V | https://www.se.com/us/en/product/SYAF16KI | 220 AC 1 PH,400 AC 3 PH,230 AC 1 PH,240 AC 1 PH,380 AC 3 PH,415 AC 3 PH | 220 AC 1 PH,230 AC 1 PH,240 AC 1 PH | SYMMETRA (1PHASE) | Unknown | Symmetra LX | 147.73(kilos) 325.74(lbs) | 46.50x23.58x39.25(in) 118.10x59.90x99.70(cent) |  |  | 731304218920 | 6295.00 | 8100.00 | 10790.00
| SYAF16KRMI | APC SYMMETRA LX 16kVA N+1 Rack-mount Frame, 220/230/240V OR 380/400/415V | https://www.se.com/us/en/product/SYAF16KRMI | 220 AC 1 PH,400 AC 3 PH,230 AC 1 PH,240 AC 1 PH,380 AC 3 PH,415 AC 3 PH | 220 AC 1 PH,230 AC 1 PH,240 AC 1 PH | SYMMETRA (1PHASE) | Unknown | Symmetra LX | 120.45(kilos) 265.59(lbs) | 41.50x23.58x39.25(in) 105.40x59.90x99.70(cent) |  |  | 731304218913 | 6610.00 | 8500.00 | 11325.00
| SYAF16KRMT | APC Symmetra LX 16kVA N+1 Rack-mount Frame, 208/240V | https://www.se.com/us/en/product/SYAF16KRMT | 208 AC 1 PH,120 AC 1 PH,240 AC 1 PH | 120 AC 1 PH,208 AC 1 PH,240 AC 1 PH | SYMMETRA (1PHASE) | Unknown | Symmetra LX | 120.46(kilos) 265.61(lbs) | 41.50x23.58x39.25(in) 105.40x59.90x99.70(cent) |  |  | 731304221630 | 12730.00 | 16400.00 | 21825.00
| SYAF16KT | APC Symmetra LX 16kVA N+1 Tower Frame, 208/240V | https://www.se.com/us/en/product/SYAF16KT | 208 AC 1 PH,120 AC 1 PH,240 AC 1 PH | 120 AC 1 PH,208 AC 1 PH,240 AC 1 PH | SYMMETRA (1PHASE) | Unknown | Symmetra LX | 147.73(kilos) 325.74(lbs) | 46.50x23.58x39.25(in) 118.10x59.90x99.70(cent) |  |  | 731304221654 | 7550.00 | 9725.00 | 12940.00
| SYAF16KXR9I | APC Symmetra LX 16kVA N+1 Ext. Run Tower Frame, 220/230/240V or 380/400/415V | https://www.se.com/us/en/product/SYAF16KXR9I | 220 AC 1 PH,400 AC 3 PH,230 AC 1 PH,240 AC 1 PH,380 AC 3 PH,415 AC 3 PH | 220 AC 1 PH,230 AC 1 PH,240 AC 1 PH | SYMMETRA (1PHASE) | Unknown | Symmetra LX | 213.64(kilos) 471.08(lbs) | 46.50x23.58x39.25(in) 118.10x59.90x99.70(cent) |  |  | 731304218951 | 11080.00 | 14300.00 | 18995.00
| SYAF16KXR9T | APC Symmetra LX 16kVA N+1 Extended Run Tower Frame, 208V | https://www.se.com/us/en/product/SYAF16KXR9T | 208 AC 1 PH,120 AC 1 PH,240 AC 1 PH | 120 AC 1 PH,208 AC 1 PH,240 AC 1 PH | SYMMETRA (1PHASE) | Unknown | Symmetra LX | 213.64(kilos) 471.08(lbs) | 46.50x23.58x39.25(in) 118.10x59.90x99.70(cent) |  |  | 731304218968 | 10755.00 | 13900.00 | 18435.00
| SYCBTMON | Symmetra PX Battery Monitoring Card | https://www.se.com/us/en/product/SYCBTMON |  |  | SYMMETRA 3PH UPS | Unknown | InfraStruxure Type B | 0.58(kilos) 1.28(lbs) | 4.49x8.50x12.76(in) 11.40x21.60x32.42(cent) |  |  | 731304189022 | 476.00 | 699.00 | 857.00
| SYSW1000KG-SPL1 | APC Symmetra MW 1000kW 480V Static Switch Spare Part Kit Level 1 | https://www.se.com/us/en/product/SYSW1000KG-SPL1 |  |  | SPARES 3PH | Unknown | Symmetra MW Accessories | 45.27(kilos) 99.82(lbs) | 20.00x40.00x25.00(in) 50.80x101.60x63.50(cent) |  |  | 731304569862 | 12775.00 | 13500.00 | 24200.00
| SYSW1000KG-SPL2 | APC Symmetra MW 1000kW 480V Static Switch Spare Part Kit Level 2 | https://www.se.com/us/en/product/SYSW1000KG-SPL2 |  |  | SPARES 3PH | Unknown | Symmetra MW Accessories | 81.48(kilos) 179.66(lbs) | 40.00x60.00x50.00(in) 101.60x152.40x127.00(cent) |  |  | 731304569879 | 56195.00 | 59200.00 | 106475.00
| SYSW1000KH-SPL1 | APC Symmetra MW 1000kW 400V Static Switch Spare Part Kit Level 1 | https://www.se.com/us/en/product/SYSW1000KH-SPL1 |  |  | SPARES 3PH | Unknown | Symmetra MW Accessories | 45.37(kilos) 100.03(lbs) | 20.00x40.00x25.00(in) 50.80x101.60x63.50(cent) |  |  | 731304569886 | 19210.00 | 20300.00 | 36395.00
| SYSW1000KH-SPL2 | APC Symmetra MW 1000kW 400V Static Switch Spare Part Kit Level 2 | https://www.se.com/us/en/product/SYSW1000KH-SPL2 |  |  | SPARES 3PH | Unknown | Symmetra MW Accessories | 81.65(kilos) 180.03(lbs) | 40.00x60.00x50.00(in) 101.60x152.40x127.00(cent) |  |  | 731304569893 | 61645.00 | 64900.00 | 116800.00
| SYSW2000KG-SPL1 | APC Symmetra MW 2000kW 480V Static Switch Spare Part Kit Level 1 | https://www.se.com/us/en/product/SYSW2000KG-SPL1 |  |  | SPARES 3PH | Unknown | Symmetra MW Accessories | 81.48(kilos) 179.66(lbs) | 40.00x60.00x50.00(in) 101.60x152.40x127.00(cent) |  |  | 731304569909 | 14550.00 | 15400.00 | 27570.00
| SYSW2000KG-SPL2 | APC Symmetra MW 2000kW 480V Static Switch Spare Part Kit Level 2 | https://www.se.com/us/en/product/SYSW2000KG-SPL2 |  |  | SPARES 3PH | Unknown | Symmetra MW Accessories | 81.48(kilos) 179.66(lbs) | 40.00x60.00x50.00(in) 101.60x152.40x127.00(cent) |  |  | 731304569916 | 21690.00 | 22900.00 | 41095.00
| SYSW2000KH-SPL1 | APC Symmetra MW 2000kW 400V Static Switch Spare Part Kit Level 1 | https://www.se.com/us/en/product/SYSW2000KH-SPL1 |  |  | SPARES 3PH | Unknown | Symmetra MW Accessories | 45.36(kilos) 100.01(lbs) | 20.00x40.00x25.00(in) 50.80x101.60x63.50(cent) |  |  | 731304569923 | 31640.00 | 33400.00 | 59945.00
| SYSW2000KH-SPL2 | APC Symmetra MW 2000kW 400V Static Switch Spare Part Kit Level 2 | https://www.se.com/us/en/product/SYSW2000KH-SPL2 |  |  | SPARES 3PH | Unknown | Symmetra MW Accessories | 81.65(kilos) 180.03(lbs) | 40.00x60.00x50.00(in) 101.60x152.40x127.00(cent) |  |  | 731304569930 | 43745.00 | 46100.00 | 82885.00
| TM172SIG | Modicon M172 Secure Interface for a Cybersecure IoT. Gateway version | https://www.se.com/us/en/product/TM172SIG |  |  | COMMERCIAL ELIWELL - IDCOM- INDOPS | Unknown | Modicon M171/M172/M173 | 0.21(kilos) 0.47(lbs) | 2.76x5.12x3.54(in) 7.00x13.00x9.00(cent) | 15 |  |  | 300.00 | 439.00 | 540.00
| TMR | MGE Galaxy Transversal Equipment | https://www.se.com/us/en/product/TMR | 400 3 PH | 400 3 PH | FAMILY OTHER FOR SP3PH | Unknown | MGE Accessories | [5 empty] | Call for Quote | Call for Quote | Call for Quote
| TMRX | TRANSVERSAL EQUIPMENT OPTIONS | https://www.se.com/us/en/product/TMRX |  |  | FAMILY OTHER FOR SP3PH | Unknown | MGE Accessories | [5 empty] | Call for Quote | Call for Quote | Call for Quote
| VDIM33174 | PATCHING FRAME OVERHEAD 19INCH 4U | https://www.se.com/us/en/product/VDIM33174 |  |  | HD CORE FINAL DISTRIB. - HDCFD - EMHD | Unknown | Actassi for AsiaPacific | 2.80(kilos) 6.18(lbs) | 3.54x21.26x10.24(in) 9.00x54.00x26.00(cent) | 4 |  |  | 169.00 | 219.99 | 297.00
| WACFSURD100/101-SPL1 | ACRD100/101 LEVEL 1 SPARE PARTS KIT | https://www.se.com/us/en/product/WACFSURD100/101-SPL1 |  |  | SPARES COOLING | Unknown | Unknown | [5 empty] | 1950.00 | 2075.00 | 3695.00
| WACFSURD200/201-SPL2 | ACRD200/201 LEVEL 2 SPARE PARTS KIT | https://www.se.com/us/en/product/WACFSURD200/201-SPL2 |  |  | SPARES COOLING | Unknown | Unknown | [5 empty] | 8875.00 | 9350.00 | 16815.00
| WACINCAP-E6-C1 | (1) Complete AC Input Capacitor Replacement Service Labor for (1) EPS 6000 UPS 150-500 kVA | https://www.se.com/us/en/product/WACINCAP-E6-C1 |  |  | PROACTIVE SRV & INSP | Unknown | On-demand Services | [5 empty] | 3000.00 | 3000.00 | 3725.00
| WACINCAP-E6-C2 | (1) Complete AC Input Capacitor Replacement Service Labor for (1) EPS 6000 UPS 750-800 kVA | https://www.se.com/us/en/product/WACINCAP-E6-C2 |  |  | PROACTIVE SRV & INSP | Unknown | On-demand Services | [5 empty] | 3435.00 | 3450.00 | 4260.00
| WACINCAP-E7-00 | (1) Complete AC Input Capacitor Replacement Service Labor for (1) EPS 7000 UPS | https://www.se.com/us/en/product/WACINCAP-E7-00 |  |  | PROACTIVE SRV & INSP | Unknown | On-demand Services | [5 empty] | 2905.00 | 2925.00 | 3605.00
| WACINCAP-E8-00 | (1) Complete AC Input Capacitor Replacement Service Labor for (1) EPS 8000 UPS | https://www.se.com/us/en/product/WACINCAP-E8-00 |  |  | PROACTIVE SRV & INSP | Unknown | On-demand Services | [5 empty] | 3450.00 | 3450.00 | 4280.00
| WACINCAP-G4-00 | (1) Complete AC Input Capacitor Replacement Service Labor for (1) Galaxy 4000 UPS | https://www.se.com/us/en/product/WACINCAP-G4-00 |  |  | PROACTIVE SRV & INSP | Unknown | On-demand Services | [5 empty] | 1585.00 | 1600.00 | 1970.00
| WACINCAP-G5-00 | (1) Complete AC Input Capacitor Replacement Service Labor for (1) Galaxy 5000 or 5500 UPS | https://www.se.com/us/en/product/WACINCAP-G5-00 |  |  | PROACTIVE SRV & INSP | Unknown | On-demand Services | [5 empty] | 1685.00 | 1700.00 | 2095.00
| WACINCAP-GP-00 | (1) Complete AC Input Capacitor Replacement Service Labor for (1) Galaxy PW or PWI UPS | https://www.se.com/us/en/product/WACINCAP-GP-00 |  |  | PROACTIVE SRV & INSP | Unknown | On-demand Services | [5 empty] | 1870.00 | 1875.00 | 2320.00
| WACOUTCAP-E6-C1 | (1) Complete AC Output Capacitor Replacement Service Labor for (1) EPS 6000 UPS 150-500 kVA | https://www.se.com/us/en/product/WACOUTCAP-E6-C1 |  |  | PROACTIVE SRV & INSP | Unknown | On-demand Services | [5 empty] | 3000.00 | 3000.00 | 3725.00
| WACOUTCAP-E6-C2 | (1) Complete AC Output Capacitor Replacement Service Labor for (1) EPS 6000 UPS 750-800 kVA | https://www.se.com/us/en/product/WACOUTCAP-E6-C2 |  |  | PROACTIVE SRV & INSP | Unknown | On-demand Services | [5 empty] | 3435.00 | 3450.00 | 4260.00
| WACOUTCAP-E7-00 | (1) Complete AC Output Capacitor Replacement Service Labor for (1) EPS 7000 UPS | https://www.se.com/us/en/product/WACOUTCAP-E7-00 |  |  | PROACTIVE SRV & INSP | Unknown | On-demand Services | [5 empty] | 2905.00 | 2925.00 | 3605.00
| WACOUTCAP-E8-00 | (1) Complete AC Output Capacitor Replacement Service Labor for (1) EPS 8000 UPS | https://www.se.com/us/en/product/WACOUTCAP-E8-00 |  |  | PROACTIVE SRV & INSP | Unknown | On-demand Services | [5 empty] | 3450.00 | 3450.00 | 4280.00
| WACOUTCAP-G4-00 | (1) Complete AC Output Capacitor Replacement Service Labor for (1) Galaxy 4000 UPS | https://www.se.com/us/en/product/WACOUTCAP-G4-00 |  |  | PROACTIVE SRV & INSP | Unknown | On-demand Services | [5 empty] | 1425.00 | 1425.00 | 1765.00
| WACOUTCAP-G5-00 | (1) Complete AC Output Capacitor Replacement Service Labor for (1) Galaxy 5000 or 5500 UPS | https://www.se.com/us/en/product/WACOUTCAP-G5-00 |  |  | PROACTIVE SRV & INSP | Unknown | On-demand Services | [5 empty] | 1425.00 | 1425.00 | 1765.00
| WACOUTCAP-GP-00 | (1) Complete AC Output Capacitor Replacement Service Labor for (1) Galaxy PW or PWI UPS | https://www.se.com/us/en/product/WACOUTCAP-GP-00 |  |  | PROACTIVE SRV & INSP | Unknown | On-demand Services | [5 empty] | 2380.00 | 2400.00 | 2955.00
| WACOUTCAP-MP-00 | (1) Complete AC Output Capacitor Replacement Service Labor for (1) MGE product | https://www.se.com/us/en/product/WACOUTCAP-MP-00 |  |  | PROACTIVE SRV & INSP | Unknown | On-demand Services | [5 empty] | Call for Quote | Call for Quote | Call for Quote
| WADDFSETRN | Expanded Basic Operator Training | https://www.se.com/us/en/product/WADDFSETRN |  |  | Unknown | Unknown | Training Services | [5 empty] | 1390.00 | 1400.00
| WADV1PEAA | 1 Yr Advantage EAA Prevent Service Plan for (1) 1P UPS up to 10kVA | https://www.se.com/us/en/product/WADV1PEAA |  |  | ASSET ADV SP&C | Unknown | EcoStruxure Asset Advisor | [5 empty] | 140.00 | 179.99 | 261.00
| WADV1PEAAPLUS | 1 Yr Advantage EcoStruxure Asset Advisor Plus Predict Srvc for (1) 1P UPS up to 10kVA | https://www.se.com/us/en/product/WADV1PEAAPLUS |  |  | ASSET ADV SP&C | Unknown | EcoStruxure Asset Advisor | [5 empty] | 263.00 | 329.99 | 492.00
| WADV1PWPM-SU-06 | 1 Year NBD 1P Advantage Plan with (1) Preventive Maintenance Visit for Smart-UPS 8K-10K | https://www.se.com/us/en/product/WADV1PWPM-SU-06 |  |  | 1PH ADV SER PLAN | Unknown | Advantage Service Plan for 3-Phase UPS | [5 empty] | 2245.00 | 3175.00 | 3945.00
| WADVEAA-AA-01 | 1 Yr Advantage EAA Prevent Service Plan for (1) 1 or 3P UPS 10 - 40kVA, Batt Frm, PDU or Acc. | https://www.se.com/us/en/product/WADVEAA-AA-01 |  |  | ASSET ADV SP&C | Unknown | EcoStruxure Asset Advisor | [5 empty] | 160.00 | 199.99 | 299.00
| WADVEAA-AA-02 | 1 Yr Advantage EAA Prevent Service Plan for (1) 3P UPS 41 to 150kVA | https://www.se.com/us/en/product/WADVEAA-AA-02 |  |  | ASSET ADV SP&C | Unknown | EcoStruxure Asset Advisor | [5 empty] | 181.00 | 229.99 | 339.00
| WADVEAA-AA-03 | 1 Yr Advantage EAA Prevent Service Plan for (1) 3P UPS 151 to 500kVA | https://www.se.com/us/en/product/WADVEAA-AA-03 |  |  | ASSET ADV SP&C | Unknown | EcoStruxure Asset Advisor | [5 empty] | 192.00 | 239.99 | 359.00
| WADVEAA-AA-04 | 1 Yr Advantage EAA Prevent Service Plan for (1) 3P UPS 501kVA or greater | https://www.se.com/us/en/product/WADVEAA-AA-04 |  |  | ASSET ADV SP&C | Unknown | EcoStruxure Asset Advisor | [5 empty] | 192.00 | 239.99 | 359.00
| WADVEAA-AX-00 | 1 Yr Advantage EAA Prevent Service Plan for (1) In Row Cooling Unit | https://www.se.com/us/en/product/WADVEAA-AX-00 |  |  | ASSET ADV SP&C | Unknown | EcoStruxure Asset Advisor |  |  |  |  | 731304578956 | 181.00 | 229.99 | 339.00
| WADVEAA-TP-00 | 1 Yr Advantage EAA Prevent Service Plan for (1) Third Party Device | https://www.se.com/us/en/product/WADVEAA-TP-00 |  |  | ASSET ADV SP&C | Unknown | EcoStruxure Asset Advisor | [5 empty] | 140.00 | 179.99 | 261.00
| WADVEAA-UF-00 | 1 Yr Advantage EAA Prevent Service Plan for (1) In Room Cooling Unit | https://www.se.com/us/en/product/WADVEAA-UF-00 |  |  | ASSET ADV SP&C | Unknown | EcoStruxure Asset Advisor | [5 empty] | 181.00 | 229.99 | 339.00
| WADVEAAC-UF-00 | 1 Yr Advantage EAA Prevent Service Plan for (1) Chiller | https://www.se.com/us/en/product/WADVEAAC-UF-00 |  |  | ASSET ADV SP&C | Unknown | EcoStruxure Asset Advisor | [5 empty] | 192.00 | 239.99 | 359.00
| WADVEAACPLUS-UF-00 | 1 Yr Advantage EcoStruxure Asset Advisor Plus Predict Service for (1) Chiller | https://www.se.com/us/en/product/WADVEAACPLUS-UF-00 |  |  | ASSET ADV SP&C | Unknown | EcoStruxure Asset Advisor | [5 empty] | 318.00 | 399.99 | 596.00
| WADVEAAPLUS-AA-01 | 1 Yr Advantage EAA Plus Predict Srvc for (1) 1 or 3P UPS 10 - 40kVA, Batt Frm, PDU or Acc. | https://www.se.com/us/en/product/WADVEAAPLUS-AA-01 |  |  | ASSET ADV SP&C | Unknown | EcoStruxure Asset Advisor | [5 empty] | 384.00 | 479.00 | 719.00
| WADVEAAPLUS-AA-02 | 1 Yr Advantage EcoStruxure Asset Advisor Plus Predict Service for (1) 3P UPS 41 to 150kVA | https://www.se.com/us/en/product/WADVEAAPLUS-AA-02 |  |  | ASSET ADV SP&C | Unknown | EcoStruxure Asset Advisor | [5 empty] | 431.00 | 539.00 | 807.00
| WADVEAAPLUS-AA-03 | 1 Yr Advantage EcoStruxure Asset Advisor Plus Predict Service for (1) 3P UPS 151 to 500kVA | https://www.se.com/us/en/product/WADVEAAPLUS-AA-03 |  |  | ASSET ADV SP&C | Unknown | EcoStruxure Asset Advisor | [5 empty] | 460.00 | 579.00 | 861.00
| WADVEAAPLUS-AA-04 | 1 Yr Advantage EcoStruxure Asset Advisor Plus Predict Service for (1) 3P UPS 501kVA or greater | https://www.se.com/us/en/product/WADVEAAPLUS-AA-04 |  |  | ASSET ADV SP&C | Unknown | EcoStruxure Asset Advisor | [5 empty] | 460.00 | 579.00 | 861.00
| WADVEAAPLUS-AX-00 | 1 Yr Advantage EcoStruxure Asset Advisor Plus Predict Service for (1) In Row Cooling Unit | https://www.se.com/us/en/product/WADVEAAPLUS-AX-00 |  |  | ASSET ADV SP&C | Unknown | EcoStruxure Asset Advisor | [5 empty] | 299.00 | 379.99 | 560.00
| WADVEAAPLUS-UF-00 | 1 Yr Advantage EcoStruxure Asset Advisor Plus Predict Service for (1) In Room Cooling Unit | https://www.se.com/us/en/product/WADVEAAPLUS-UF-00 |  |  | ASSET ADV SP&C | Unknown | EcoStruxure Asset Advisor | [5 empty] | 299.00 | 379.99 | 560.00
| WADVPLN1P-SPL-15 | 1 Year Advantage Plan for Li-Ion Smart-UPS L15 | https://www.se.com/us/en/product/WADVPLN1P-SPL-15 |  |  | 1PH ADV SER PLAN | Unknown | Advantage Service Plan for 3-Phase UPS |  |  |  |  | 731304578123 | 1680.00 | 2400.00 | 2955.00
| WADVPLN1P-SPL-16 | 1 Year Advantage Plan for Li-Ion Smart-UPS L16 | https://www.se.com/us/en/product/WADVPLN1P-SPL-16 |  |  | 1PH ADV SER PLAN | Unknown | Advantage Service Plan for 3-Phase UPS |  |  |  |  | 731304578130 | 1895.00 | 2700.00 | 3325.00
| WADVPLN1P-SPL-17 | 1 Year Advantage Plan for Li-Ion Smart-UPS L17 | https://www.se.com/us/en/product/WADVPLN1P-SPL-17 |  |  | 1PH ADV SER PLAN | Unknown | Advantage Service Plan for 3-Phase UPS |  |  |  |  | 731304578147 | 2315.00 | 3275.00 | 4060.00
| WADVPLN1P-SPL-18 | 1 Year Advantage Plan for Li-Ion Smart-UPS L18 | https://www.se.com/us/en/product/WADVPLN1P-SPL-18 |  |  | 1PH ADV SER PLAN | Unknown | Advantage Service Plan for 3-Phase UPS |  |  |  |  | 731304578154 | 2760.00 | 3925.00 | 4845.00
| WADVPLN1P-SU-05 | 1 Year NBD 1P Advantage Plan for Smart-UPS 5K-7K | https://www.se.com/us/en/product/WADVPLN1P-SU-05 |  |  | 1PH ADV SER PLAN | Unknown | Advantage Service Plan for 3-Phase UPS | [5 empty] | 997.00 | 1425.00 | 1750.00
| WADVPLN1P-SU-06 | 1 Year NBD 1P Advantage Plan for Smart-UPS 8K-10K | https://www.se.com/us/en/product/WADVPLN1P-SU-06 |  |  | 1PH ADV SER PLAN | Unknown | Advantage Service Plan for 3-Phase UPS | [5 empty] | 1140.00 | 1625.00 | 2005.00
| WADVPLN1P-SU-07 | 1 Year NBD 1P Advantage Plan for Smart-UPS 15K | https://www.se.com/us/en/product/WADVPLN1P-SU-07 |  |  | 1PH ADV SER PLAN | Unknown | Advantage Service Plan for 3-Phase UPS | [5 empty] | 1380.00 | 1950.00 | 2420.00
| WADVPLN1P-SU-08 | 1 Year NBD 1P Advantage Plan for Smart-UPS 20K | https://www.se.com/us/en/product/WADVPLN1P-SU-08 |  |  | 1PH ADV SER PLAN | Unknown | Advantage Service Plan for 3-Phase UPS | [5 empty] | 1820.00 | 2575.00 | 3190.00
| WADVPLN1P-SY-05 | 1 Year NBD 1P Advantage Plan for Symmetra | https://www.se.com/us/en/product/WADVPLN1P-SY-05 |  |  | 1PH ADV SER PLAN | Unknown | Advantage Service Plan for 3-Phase UPS | [5 empty] | 1250.00 | 1775.00 | 2195.00
| WADVPLN1P-SY-06 | 1 Year NBD 1P Advantage Plan for Symmetra | https://www.se.com/us/en/product/WADVPLN1P-SY-06 |  |  | 1PH ADV SER PLAN | Unknown | Advantage Service Plan for 3-Phase UPS | [5 empty] | 1405.00 | 2000.00 | 2470.00
| WADVPLN1P-SY-07 | 1 Year NBD 1P Advantage Plan for Symmetra | https://www.se.com/us/en/product/WADVPLN1P-SY-07 |  |  | 1PH ADV SER PLAN | Unknown | Advantage Service Plan for 3-Phase UPS | [5 empty] | 1720.00 | 2450.00 | 3020.00
| WADVPLN1P-SY-08 | 1 Year NBD 1P Advantage Plan for Symmetra | https://www.se.com/us/en/product/WADVPLN1P-SY-08 |  |  | 1PH ADV SER PLAN | Unknown | Advantage Service Plan for 3-Phase UPS | [5 empty] | 2035.00 | 2900.00 | 3575.00
| WADVPLUS1AISP-01 | Advantage Plus Service Plan for All-In-One with Easy 3S, DX cooling, up to 20KW | https://www.se.com/us/en/product/WADVPLUS1AISP-01 |  |  | PREFAB ADV SERVICE PLN | Unknown | Advantage Service Plan for 3-Phase UPS |  |  |  |  | 731304781592 | 21415.00 | 21500.00 | 38250.00
| WADVPLUS1AISP-02 | Advantage Plus Service Plan for All-In-One with Easy 3S, DX cooling, up to 40KW | https://www.se.com/us/en/product/WADVPLUS1AISP-02 |  |  | PREFAB ADV SERVICE PLN | Unknown | Advantage Service Plan for 3-Phase UPS |  |  |  |  | 731304781608 | 26090.00 | 26100.00 | 46600.00
| WADVPLUS1BISP-01 | Advantage Plus Service Plan for All-In-One with Easy 3S, CW cooling, up to 20KW | https://www.se.com/us/en/product/WADVPLUS1BISP-01 |  |  | PREFAB ADV SERVICE PLN | Unknown | Advantage Service Plan for 3-Phase UPS |  |  |  |  | 731304781615 | 13070.00 | 13100.00 | 23345.00
| WADVPLUS1BISP-02 | Advantage Plus Service Plan for All-In-One with Easy 3S, CW cooling, up to 40KW | https://www.se.com/us/en/product/WADVPLUS1BISP-02 |  |  | PREFAB ADV SERVICE PLN | Unknown | Advantage Service Plan for 3-Phase UPS |  |  |  |  | 731304781622 | 14740.00 | 14800.00 | 26330.00
| WADVPLUS2AISP-01 | Advantage Plus Service Plan for All-In-One with Symmetra PX, DX cooling, up to 20KW | https://www.se.com/us/en/product/WADVPLUS2AISP-01 |  |  | PREFAB ADV SERVICE PLN | Unknown | Advantage Service Plan for 3-Phase UPS |  |  |  |  | 731304781639 | 21720.00 | 21800.00 | 38800.00
| WADVPLUS2AISP-02 | Advantage Plus Service Plan for All-In-One with Symmetra PX, DX cooling, up to 40KW | https://www.se.com/us/en/product/WADVPLUS2AISP-02 |  |  | PREFAB ADV SERVICE PLN | Unknown | Advantage Service Plan for 3-Phase UPS |  |  |  |  | 731304781646 | 27410.00 | 27500.00 | 48960.00
| WADVPLUS2AISP-03 | Advantage Plus Service Plan for All-In-One with Symmetra PX, DX cooling, up to 60KW | https://www.se.com/us/en/product/WADVPLUS2AISP-03 |  |  | PREFAB ADV SERVICE PLN | Unknown | Advantage Service Plan for 3-Phase UPS |  |  |  |  | 731304781714 | 24875.00 | 24900.00 | 44435.00
| WADVPLUS2AISP-04 | Advantage Plus Service Plan for All-In-One with Symmetra PX, DX cooling, up to 80KW | https://www.se.com/us/en/product/WADVPLUS2AISP-04 |  |  | PREFAB ADV SERVICE PLN | Unknown | Advantage Service Plan for 3-Phase UPS |  |  |  |  | 731304781738 | 30445.00 | 30500.00 | 54380.00
| WADVPLUS2AISP-05 | Advantage Plus Service Plan for All-In-One with Symmetra PX, DX cooling, up to 100KW | https://www.se.com/us/en/product/WADVPLUS2AISP-05 |  |  | PREFAB ADV SERVICE PLN | Unknown | Advantage Service Plan for 3-Phase UPS |  |  |  |  | 731304781745 | 34370.00 | 34400.00 | 61390.00
| WADVPLUS2AISP-06 | Advantage Plus Service Plan for All-In-One with Symmetra PX, DX cooling, up to 120KW | https://www.se.com/us/en/product/WADVPLUS2AISP-06 |  |  | PREFAB ADV SERVICE PLN | Unknown | Advantage Service Plan for 3-Phase UPS |  |  |  |  | 731304781752 | 36685.00 | 36700.00 | 65525.00
| WADVPLUS2AISP-07 | Advantage Plus Service Plan for All-In-One with Symmetra PX, DX cooling, up to 140KW | https://www.se.com/us/en/product/WADVPLUS2AISP-07 |  |  | PREFAB ADV SERVICE PLN | Unknown | Advantage Service Plan for 3-Phase UPS |  |  |  |  | 731304781769 | 36685.00 | 36700.00 | 65525.00
| WADVPLUS2AISP-08 | Advantage Plus Service Plan for All-In-One with Symmetra PX, DX cooling, up to 160KW | https://www.se.com/us/en/product/WADVPLUS2AISP-08 |  |  | PREFAB ADV SERVICE PLN | Unknown | Advantage Service Plan for 3-Phase UPS |  |  |  |  | 731304782018 | 41325.00 | 41400.00 | 73810.00
| WADVPLUS2BISP-01 | Advantage Plus Service Plan for All-In-One with Symmetra PX, CW cooling, up to 20KW | https://www.se.com/us/en/product/WADVPLUS2BISP-01 |  |  | PREFAB ADV SERVICE PLN | Unknown | Advantage Service Plan for 3-Phase UPS |  |  |  |  | 731304781653 | 16365.00 | 16400.00 | 29225.00
| WADVPLUS2BISP-02 | Advantage Plus Service Plan for All-In-One with Symmetra PX, CW cooling, up to 40KW | https://www.se.com/us/en/product/WADVPLUS2BISP-02 |  |  | PREFAB ADV SERVICE PLN | Unknown | Advantage Service Plan for 3-Phase UPS |  |  |  |  | 731304781660 | 17130.00 | 17200.00 | 30600.00
| WADVPLUS2BISP-03 | Advantage Plus Service Plan for All-In-One with Symmetra PX, CW cooling, up to 60KW | https://www.se.com/us/en/product/WADVPLUS2BISP-03 |  |  | PREFAB ADV SERVICE PLN | Unknown | Advantage Service Plan for 3-Phase UPS |  |  |  |  | 731304781721 | 21785.00 | 21800.00 | 38905.00
| WADVPLUS2BISP-04 | Advantage Plus Service Plan for All-In-One with Symmetra PX, CW cooling, up to 80KW | https://www.se.com/us/en/product/WADVPLUS2BISP-04 |  |  | PREFAB ADV SERVICE PLN | Unknown | Advantage Service Plan for 3-Phase UPS |  |  |  |  | 731304781776 | 21430.00 | 21500.00 | 38270.00
| WADVPLUS2BISP-05 | Advantage Plus Service Plan for All-In-One with Symmetra PX, CW cooling, up to 100KW | https://www.se.com/us/en/product/WADVPLUS2BISP-05 |  |  | PREFAB ADV SERVICE PLN | Unknown | Advantage Service Plan for 3-Phase UPS |  |  |  |  | 731304781783 | 21430.00 | 21500.00 | 38270.00
| WADVPLUS2BISP-06 | Advantage Plus Service Plan for All-In-One with Symmetra PX, CW cooling, up to 120KW | https://www.se.com/us/en/product/WADVPLUS2BISP-06 |  |  | PREFAB ADV SERVICE PLN | Unknown | Advantage Service Plan for 3-Phase UPS |  |  |  |  | 731304781790 | 22650.00 | 22700.00 | 40455.00
| WADVPLUS2BISP-07 | Advantage Plus Service Plan for All-In-One with Symmetra PX, CW cooling, up to 140KW | https://www.se.com/us/en/product/WADVPLUS2BISP-07 |  |  | PREFAB ADV SERVICE PLN | Unknown | Advantage Service Plan for 3-Phase UPS |  |  |  |  | 731304781806 | 23865.00 | 23900.00 | 42625.00
| WADVPLUS2BISP-08 | Advantage Plus Service Plan for All-In-One with Symmetra PX, CW cooling, up to 160KW | https://www.se.com/us/en/product/WADVPLUS2BISP-08 |  |  | PREFAB ADV SERVICE PLN | Unknown | Advantage Service Plan for 3-Phase UPS |  |  |  |  | 731304782025 | 29350.00 | 29400.00 | 52420.00
| WADVPLUS3AISP-01 | Advantage Plus Service Plan for All-In-One with Galaxy VS, DX cooling, up to 20KW | https://www.se.com/us/en/product/WADVPLUS3AISP-01 |  |  | PREFAB ADV SERVICE PLN | Unknown | Advantage Service Plan for 3-Phase UPS |  |  |  |  | 731304781677 | 20360.00 | 20400.00 | 36365.00
| WADVPLUS3AISP-02 | Advantage Plus Service Plan for All-In-One with Galaxy VS, DX cooling, up to 40KW | https://www.se.com/us/en/product/WADVPLUS3AISP-02 |  |  | PREFAB ADV SERVICE PLN | Unknown | Advantage Service Plan for 3-Phase UPS |  |  |  |  | 731304781684 | 24885.00 | 24900.00 | 44445.00
| WADVPLUS3AISP-03 | Advantage Plus Service Plan for All-In-One with Galaxy VS, DX cooling, up to 60KW | https://www.se.com/us/en/product/WADVPLUS3AISP-03 |  |  | PREFAB ADV SERVICE PLN | Unknown | Advantage Service Plan for 3-Phase UPS |  |  |  |  | 731304781813 | 22620.00 | 22700.00 | 40405.00
| WADVPLUS3AISP-04 | Advantage Plus Service Plan for All-In-One with Galaxy VS, DX cooling, up to 80KW | https://www.se.com/us/en/product/WADVPLUS3AISP-04 |  |  | PREFAB ADV SERVICE PLN | Unknown | Advantage Service Plan for 3-Phase UPS |  |  |  |  | 731304781837 | 26545.00 | 26600.00 | 47410.00
| WADVPLUS3AISP-05 | Advantage Plus Service Plan for All-In-One with Galaxy VS, DX cooling, up to 100KW | https://www.se.com/us/en/product/WADVPLUS3AISP-05 |  |  | PREFAB ADV SERVICE PLN | Unknown | Advantage Service Plan for 3-Phase UPS |  |  |  |  | 731304781844 | 27295.00 | 27300.00 | 48755.00
| WADVPLUS3AISP-06 | Advantage Plus Service Plan for All-In-One with Galaxy VS, DX cooling, up to 120KW | https://www.se.com/us/en/product/WADVPLUS3AISP-06 |  |  | PREFAB ADV SERVICE PLN | Unknown | Advantage Service Plan for 3-Phase UPS |  |  |  |  | 731304781851 | 31065.00 | 31100.00 | 55490.00
| WADVPLUS3AISP-07 | Advantage Plus Service Plan for All-In-One with Galaxy VS, DX cooling, up to 140KW | https://www.se.com/us/en/product/WADVPLUS3AISP-07 |  |  | PREFAB ADV SERVICE PLN | Unknown | Advantage Service Plan for 3-Phase UPS |  |  |  |  | 731304781868 | 31065.00 | 31100.00 | 55490.00
| WADVPLUS3BISP-01 | Advantage Plus Service Plan for All-In-One with Galaxy VS, CW cooling, up to 20KW | https://www.se.com/us/en/product/WADVPLUS3BISP-01 |  |  | PREFAB ADV SERVICE PLN | Unknown | Advantage Service Plan for 3-Phase UPS |  |  |  |  | 731304781691 | 13295.00 | 13300.00 | 23750.00
| WADVPLUS3BISP-02 | Advantage Plus Service Plan for All-In-One with Galaxy VS, CW cooling, up to 40KW | https://www.se.com/us/en/product/WADVPLUS3BISP-02 |  |  | PREFAB ADV SERVICE PLN | Unknown | Advantage Service Plan for 3-Phase UPS |  |  |  |  | 731304781707 | 15560.00 | 15600.00 | 27790.00
| WADVPLUS3BISP-03 | Advantage Plus Service Plan for All-In-One with Galaxy VS, CW cooling, up to 60KW | https://www.se.com/us/en/product/WADVPLUS3BISP-03 |  |  | PREFAB ADV SERVICE PLN | Unknown | Advantage Service Plan for 3-Phase UPS |  |  |  |  | 731304781820 | 18270.00 | 18300.00 | 32635.00
| WADVPLUS3BISP-04 | Advantage Plus Service Plan for All-In-One with Galaxy VS, CW cooling, up to 80KW | https://www.se.com/us/en/product/WADVPLUS3BISP-04 |  |  | PREFAB ADV SERVICE PLN | Unknown | Advantage Service Plan for 3-Phase UPS |  |  |  |  | 731304781875 | 17860.00 | 17900.00 | 31900.00
| WADVPLUS3BISP-05 | Advantage Plus Service Plan for All-In-One with Galaxy VS, CW cooling, up to 100KW | https://www.se.com/us/en/product/WADVPLUS3BISP-05 |  |  | PREFAB ADV SERVICE PLN | Unknown | Advantage Service Plan for 3-Phase UPS |  |  |  |  | 731304781882 | 18575.00 | 18600.00 | 33175.00
| WADVPLUS3BISP-06 | Advantage Plus Service Plan for All-In-One with Galaxy VS, CW cooling, up to 120KW | https://www.se.com/us/en/product/WADVPLUS3BISP-06 |  |  | PREFAB ADV SERVICE PLN | Unknown | Advantage Service Plan for 3-Phase UPS |  |  |  |  | 731304781899 | 27175.00 | 27200.00 | 48535.00
| WADVPLUS3BISP-07 | Advantage Plus Service Plan for All-In-One with Galaxy VS, CW cooling, up to 140KW | https://www.se.com/us/en/product/WADVPLUS3BISP-07 |  |  | PREFAB ADV SERVICE PLN | Unknown | Advantage Service Plan for 3-Phase UPS |  |  |  |  | 731304781905 | 31815.00 | 31900.00 | 56830.00
| WADVPLUS4AISP-03 | Advantage Plus Service Plan for All-In-One with Easy 3M, DX cooling, up to 60KW | https://www.se.com/us/en/product/WADVPLUS4AISP-03 |  |  | PREFAB ADV SERVICE PLN | Unknown | Advantage Service Plan for 3-Phase UPS |  |  |  |  | 731304781912 | 23680.00 | 23700.00 | 42290.00
| WADVPLUS4AISP-04 | Advantage Plus Service Plan for All-In-One with Easy3M, DX cooling, up to 80KW | https://www.se.com/us/en/product/WADVPLUS4AISP-04 |  |  | PREFAB ADV SERVICE PLN | Unknown | Advantage Service Plan for 3-Phase UPS |  |  |  |  | 731304781936 | 27600.00 | 27600.00 | 49295.00
| WADVPLUS4AISP-05 | Advantage Plus Service Plan for All-In-One with Easy 3M, DX cooling, up to 100KW | https://www.se.com/us/en/product/WADVPLUS4AISP-05 |  |  | PREFAB ADV SERVICE PLN | Unknown | Advantage Service Plan for 3-Phase UPS |  |  |  |  | 731304781943 | 28355.00 | 28400.00 | 50640.00
| WADVPLUS4AISP-06 | Advantage Plus Service Plan for All-In-One with Easy 3M, DX cooling, up to 120KW | https://www.se.com/us/en/product/WADVPLUS4AISP-06 |  |  | PREFAB ADV SERVICE PLN | Unknown | Advantage Service Plan for 3-Phase UPS |  |  |  |  | 731304781950 | 31670.00 | 31700.00 | 56570.00
| WADVPLUS4AISP-07 | Advantage Plus Service Plan for All-In-One with Easy 3M, DX cooling, up to 140KW | https://www.se.com/us/en/product/WADVPLUS4AISP-07 |  |  | PREFAB ADV SERVICE PLN | Unknown | Advantage Service Plan for 3-Phase UPS |  |  |  |  | 731304781967 | 31670.00 | 31700.00 | 56570.00
| WADVPLUS4AISP-08 | Advantage Plus Service Plan for All-In-One with Easy 3M, DX cooling, up to 160KW | https://www.se.com/us/en/product/WADVPLUS4AISP-08 |  |  | PREFAB ADV SERVICE PLN | Unknown | Advantage Service Plan for 3-Phase UPS |  |  |  |  | 731304782032 | 42980.00 | 43000.00 | 76770.00
| WADVPLUS4AISP-09 | Advantage Plus Service Plan for All-In-One with Easy 3M, DX cooling, up to 180KW | https://www.se.com/us/en/product/WADVPLUS4AISP-09 |  |  | PREFAB ADV SERVICE PLN | Unknown | Advantage Service Plan for 3-Phase UPS |  |  |  |  | 731304782056 | 46750.00 | 46800.00 | 83505.00
| WADVPLUS4AISP-10 | Advantage Plus Service Plan for All-In-One with Easy 3M, DX cooling, up to 200KW | https://www.se.com/us/en/product/WADVPLUS4AISP-10 |  |  | PREFAB ADV SERVICE PLN | Unknown | Advantage Service Plan for 3-Phase UPS |  |  |  |  | 731304782070 | 54440.00 | 54500.00 | 97240.00
| WADVPLUS4BISP-03 | Advantage Plus Service Plan for All-In-One with Easy 3M, CW cooling, up to 60KW | https://www.se.com/us/en/product/WADVPLUS4BISP-03 |  |  | PREFAB ADV SERVICE PLN | Unknown | Advantage Service Plan for 3-Phase UPS |  |  |  |  | 731304781929 | 17640.00 | 17700.00 | 31510.00
| WADVPLUS4BISP-04 | Advantage Plus Service Plan for All-In-One with Easy 3M, CW cooling, up to 80KW | https://www.se.com/us/en/product/WADVPLUS4BISP-04 |  |  | PREFAB ADV SERVICE PLN | Unknown | Advantage Service Plan for 3-Phase UPS |  |  |  |  | 731304781974 | 19525.00 | 19600.00 | 34875.00
| WADVPLUS4BISP-05 | Advantage Plus Service Plan for All-In-One with Easy 3M, CW cooling, up to 100KW | https://www.se.com/us/en/product/WADVPLUS4BISP-05 |  |  | PREFAB ADV SERVICE PLN | Unknown | Advantage Service Plan for 3-Phase UPS |  |  |  |  | 731304781981 | 25680.00 | 25700.00 | 45870.00
| WADVPLUS4BISP-06 | Advantage Plus Service Plan for All-In-One with Easy 3M, CW cooling, up to 120KW | https://www.se.com/us/en/product/WADVPLUS4BISP-06 |  |  | PREFAB ADV SERVICE PLN | Unknown | Advantage Service Plan for 3-Phase UPS |  |  |  |  | 731304781998 | 26860.00 | 26900.00 | 47975.00
| WADVPLUS4BISP-07 | Advantage Plus Service Plan for All-In-One with Easy 3M, CW cooling, up to 140KW | https://www.se.com/us/en/product/WADVPLUS4BISP-07 |  |  | PREFAB ADV SERVICE PLN | Unknown | Advantage Service Plan for 3-Phase UPS |  |  |  |  | 731304782001 | 29895.00 | 29900.00 | 53400.00
| WADVPLUS4BISP-08 | Advantage Plus Service Plan for All-In-One with Easy 3M, CW cooling, up to 160KW | https://www.se.com/us/en/product/WADVPLUS4BISP-08 |  |  | PREFAB ADV SERVICE PLN | Unknown | Advantage Service Plan for 3-Phase UPS |  |  |  |  | 731304782049 | 27255.00 | 27300.00 | 48680.00
| WADVPLUS4BISP-09 | Advantage Plus Service Plan for All-In-One with Easy 3M, CW cooling, up to 180KW | https://www.se.com/us/en/product/WADVPLUS4BISP-09 |  |  | PREFAB ADV SERVICE PLN | Unknown | Advantage Service Plan for 3-Phase UPS |  |  |  |  | 731304782063 | 26595.00 | 26600.00 | 47505.00
| WADVPLUS4BISP-10 | Advantage Plus Service Plan for All-In-One with Easy 3M, CW cooling, up to 200KW | https://www.se.com/us/en/product/WADVPLUS4BISP-10 |  |  | PREFAB ADV SERVICE PLN | Unknown | Advantage Service Plan for 3-Phase UPS |  |  |  |  | 731304782087 | 30380.00 | 30400.00 | 54265.00
| WADVPLUS6APSP-13 | Advantage Plus Service Plan for Power Module with Galaxy VL, DX cooling, up to 250KW | https://www.se.com/us/en/product/WADVPLUS6APSP-13 |  |  | PREFAB ADV SERVICE PLN | Unknown | Advantage Service Plan for 3-Phase UPS |  |  |  |  | 731304782094 | 23555.00 | 23600.00 | 42070.00
| WADVPLUS6APSP-14 | Advantage Plus Service Plan for Power Module with Galaxy VL, DX cooling, up to 500KW | https://www.se.com/us/en/product/WADVPLUS6APSP-14 |  |  | PREFAB ADV SERVICE PLN | Unknown | Advantage Service Plan for 3-Phase UPS |  |  |  |  | 731304782131 | 27965.00 | 28000.00 | 49950.00
| WADVPLUS6APSP-15 | Advantage Plus Service Plan for Power Module with Galaxy VL, DX cooling, up to 750KW | https://www.se.com/us/en/product/WADVPLUS6APSP-15 |  |  | PREFAB ADV SERVICE PLN | Unknown | Advantage Service Plan for 3-Phase UPS |  |  |  |  | 731304782148 | 41630.00 | 41700.00 | 74355.00
| WADVPLUS6APSP-16 | Advantage Plus Service Plan for Power Module with Galaxy VL, DX cooling, up to 1000KW | https://www.se.com/us/en/product/WADVPLUS6APSP-16 |  |  | PREFAB ADV SERVICE PLN | Unknown | Advantage Service Plan for 3-Phase UPS |  |  |  |  | 731304782155 | 46365.00 | 46400.00 | 82815.00
| WADVPLUS6APSP-17 | Advantage Plus Service Plan for Power Module with Galaxy VL, DX cooling, up to 1250KW | https://www.se.com/us/en/product/WADVPLUS6APSP-17 |  |  | PREFAB ADV SERVICE PLN | Unknown | Advantage Service Plan for 3-Phase UPS |  |  |  |  | 731304782162 | 55845.00 | 55900.00 | 99750.00
| WADVPLUS6APSP-18 | Advantage Plus Service Plan for Power Module with Galaxy VL, DX cooling, up to 1500KW | https://www.se.com/us/en/product/WADVPLUS6APSP-18 |  |  | PREFAB ADV SERVICE PLN | Unknown | Advantage Service Plan for 3-Phase UPS |  |  |  |  | 731304782179 | 59710.00 | 59800.00 | 106655.00
| WADVPLUS6APSP-19 | Advantage Plus Service Plan for Power Module with Galaxy VL, DX cooling, up to 1750KW | https://www.se.com/us/en/product/WADVPLUS6APSP-19 |  |  | PREFAB ADV SERVICE PLN | Unknown | Advantage Service Plan for 3-Phase UPS |  |  |  |  | 731304782339 | 58600.00 | 58600.00 | 104665.00
| WADVPLUS6APSP-20 | Advantage Plus Service Plan for Power Module with Galaxy VL, DX cooling, up to 2000KW | https://www.se.com/us/en/product/WADVPLUS6APSP-20 |  |  | PREFAB ADV SERVICE PLN | Unknown | Advantage Service Plan for 3-Phase UPS |  |  |  |  | 731304782377 | 62775.00 | 62800.00 | 112125.00
| WADVPLUS6CPSP-13 | Advantage Plus Service Plan for Power Module with Galaxy VL, CRAC cooling, up to 250KW | https://www.se.com/us/en/product/WADVPLUS6CPSP-13 |  |  | PREFAB ADV SERVICE PLN | Unknown | Advantage Service Plan for 3-Phase UPS |  |  |  |  | 731304782100 | 22925.00 | 23000.00 | 40950.00
| WADVPLUS6CPSP-14 | Advantage Plus Service Plan for Power Module with Galaxy VL, DX cooling, up to 500KW | https://www.se.com/us/en/product/WADVPLUS6CPSP-14 |  |  | PREFAB ADV SERVICE PLN | Unknown | Advantage Service Plan for 3-Phase UPS |  |  |  |  | 731304782186 | 23935.00 | 24000.00 | 42755.00
| WADVPLUS6CPSP-15 | Advantage Plus Service Plan for Power Module with Galaxy VL, CRAC cooling, up to 750KW | https://www.se.com/us/en/product/WADVPLUS6CPSP-15 |  |  | PREFAB ADV SERVICE PLN | Unknown | Advantage Service Plan for 3-Phase UPS |  |  |  |  | 731304782193 | 26750.00 | 26800.00 | 47780.00
| WADVPLUS6CPSP-16 | Advantage Plus Service Plan for Power Module with Galaxy VL, CRAC cooling, up to 1000KW | https://www.se.com/us/en/product/WADVPLUS6CPSP-16 |  |  | PREFAB ADV SERVICE PLN | Unknown | Advantage Service Plan for 3-Phase UPS |  |  |  |  | 731304782209 | 27760.00 | 27800.00 | 49580.00
| WADVPLUS6CPSP-17 | Advantage Plus Service Plan for Power Module with Galaxy VL, CRAC cooling, up to 1250KW | https://www.se.com/us/en/product/WADVPLUS6CPSP-17 |  |  | PREFAB ADV SERVICE PLN | Unknown | Advantage Service Plan for 3-Phase UPS |  |  |  |  | 731304782216 | 29670.00 | 29700.00 | 52995.00
| WADVPLUS6CPSP-18 | Advantage Plus Service Plan for Power Module with Galaxy VL, CRAC cooling, up to 1500KW | https://www.se.com/us/en/product/WADVPLUS6CPSP-18 |  |  | PREFAB ADV SERVICE PLN | Unknown | Advantage Service Plan for 3-Phase UPS |  |  |  |  | 731304782223 | 30980.00 | 31000.00 | 55335.00
| WADVPLUS6CPSP-19 | Advantage Plus Service Plan for Power Module with Galaxy VL, CRAC cooling, up to 1750KW | https://www.se.com/us/en/product/WADVPLUS6CPSP-19 |  |  | PREFAB ADV SERVICE PLN | Unknown | Advantage Service Plan for 3-Phase UPS |  |  |  |  | 731304782346 | 39830.00 | 39900.00 | 71140.00
| WADVPLUS6CPSP-20 | Advantage Plus Service Plan for Power Module with Galaxy VL, CRAC cooling, up to 2000KW | https://www.se.com/us/en/product/WADVPLUS6CPSP-20 |  |  | PREFAB ADV SERVICE PLN | Unknown | Advantage Service Plan for 3-Phase UPS |  |  |  |  | 731304782384 | 42055.00 | 42100.00 | 75120.00
| WADVPLUS7APSP-13 | Advantage Plus Service Plan for Power Module with Galaxy VX, DX cooling, up to 250KW | https://www.se.com/us/en/product/WADVPLUS7APSP-13 |  |  | PREFAB ADV SERVICE PLN | Unknown | Advantage Service Plan for 3-Phase UPS |  |  |  |  | 731304782117 | 23080.00 | 23100.00 | 41220.00
| WADVPLUS7APSP-14 | Advantage Plus Service Plan for Power Module with Galaxy VX, DX cooling, up to 500KW | https://www.se.com/us/en/product/WADVPLUS7APSP-14 |  |  | PREFAB ADV SERVICE PLN | Unknown | Advantage Service Plan for 3-Phase UPS |  |  |  |  | 731304782230 | 29220.00 | 29300.00 | 52190.00
| WADVPLUS7APSP-15 | Advantage Plus Service Plan for Power Module with Galaxy VX, DX cooling, up to 750KW | https://www.se.com/us/en/product/WADVPLUS7APSP-15 |  |  | PREFAB ADV SERVICE PLN | Unknown | Advantage Service Plan for 3-Phase UPS |  |  |  |  | 731304782247 | 37190.00 | 37200.00 | 66430.00
| WADVPLUS7APSP-16 | Advantage Plus Service Plan for Power Module with Galaxy VX/VXL, DX cooling, up to 1000KW | https://www.se.com/us/en/product/WADVPLUS7APSP-16 |  |  | PREFAB ADV SERVICE PLN | Unknown | Advantage Service Plan for 3-Phase UPS |  |  |  |  | 731304782254 | 40285.00 | 40300.00 | 71955.00
| WADVPLUS7APSP-17 | Advantage Plus Service Plan for Power Module with Galaxy VX, DX cooling, up to 1250KW | https://www.se.com/us/en/product/WADVPLUS7APSP-17 |  |  | PREFAB ADV SERVICE PLN | Unknown | Advantage Service Plan for 3-Phase UPS |  |  |  |  | 731304782261 | 49220.00 | 49300.00 | 87910.00
| WADVPLUS7APSP-18 | Advantage Plus Service Plan for Power Module with Galaxy VX, DX cooling, up to 1500KW | https://www.se.com/us/en/product/WADVPLUS7APSP-18 |  |  | PREFAB ADV SERVICE PLN | Unknown | Advantage Service Plan for 3-Phase UPS |  |  |  |  | 731304782278 | 54165.00 | 54200.00 | 96745.00
| WADVPLUS7APSP-19 | Advantage Plus Service Plan for Power Module with Galaxy VX, DX cooling, up to 1750KW | https://www.se.com/us/en/product/WADVPLUS7APSP-19 |  |  | PREFAB ADV SERVICE PLN | Unknown | Advantage Service Plan for 3-Phase UPS |  |  |  |  | 731304782353 | 59060.00 | 59100.00 | 105495.00
| WADVPLUS7APSP-20 | Advantage Plus Service Plan for Power Module with Galaxy VX, DX cooling, up to 2000KW | https://www.se.com/us/en/product/WADVPLUS7APSP-20 |  |  | PREFAB ADV SERVICE PLN | Unknown | Advantage Service Plan for 3-Phase UPS |  |  |  |  | 731304782391 | 63235.00 | 63300.00 | 112950.00
| WADVPLUS7CPSP-13 | Advantage Plus Service Plan for Power Module with Galaxy VX, CRAC cooling, up to 250KW | https://www.se.com/us/en/product/WADVPLUS7CPSP-13 |  |  | PREFAB ADV SERVICE PLN | Unknown | Advantage Service Plan for 3-Phase UPS |  |  |  |  | 731304782124 | 23930.00 | 24000.00 | 42745.00
| WADVPLUS7CPSP-14 | Advantage Plus Service Plan for Power Module with Galaxy VX, DX cooling, up to 500KW | https://www.se.com/us/en/product/WADVPLUS7CPSP-14 |  |  | PREFAB ADV SERVICE PLN | Unknown | Advantage Service Plan for 3-Phase UPS |  |  |  |  | 731304782285 | 25895.00 | 25900.00 | 46250.00
| WADVPLUS7CPSP-15 | Advantage Plus Service Plan for Power Module with Galaxy VX, CRAC cooling, up to 750KW | https://www.se.com/us/en/product/WADVPLUS7CPSP-15 |  |  | PREFAB ADV SERVICE PLN | Unknown | Advantage Service Plan for 3-Phase UPS |  |  |  |  | 731304782292 | 27200.00 | 27200.00 | 48585.00
| WADVPLUS7CPSP-16 | Advantage Plus Service Plan for Power Module with Galaxy VX, CRAC cooling, up to 1000KW | https://www.se.com/us/en/product/WADVPLUS7CPSP-16 |  |  | PREFAB ADV SERVICE PLN | Unknown | Advantage Service Plan for 3-Phase UPS |  |  |  |  | 731304782308 | 27125.00 | 27200.00 | 48450.00
| WADVPLUS7CPSP-17 | Advantage Plus Service Plan for Power Module with Galaxy VX, CRAC cooling, up to 1250KW | https://www.se.com/us/en/product/WADVPLUS7CPSP-17 |  |  | PREFAB ADV SERVICE PLN | Unknown | Advantage Service Plan for 3-Phase UPS |  |  |  |  | 731304782315 | 29215.00 | 29300.00 | 52185.00
| WADVPLUS7CPSP-18 | Advantage Plus Service Plan for Power Module with Galaxy VX, CRAC cooling, up to 1500KW | https://www.se.com/us/en/product/WADVPLUS7CPSP-18 |  |  | PREFAB ADV SERVICE PLN | Unknown | Advantage Service Plan for 3-Phase UPS |  |  |  |  | 731304782322 | 29060.00 | 29100.00 | 51910.00
| WADVPLUS7CPSP-19 | Advantage Plus Service Plan for Power Module with Galaxy VX, CRAC cooling, up to 1750KW | https://www.se.com/us/en/product/WADVPLUS7CPSP-19 |  |  | PREFAB ADV SERVICE PLN | Unknown | Advantage Service Plan for 3-Phase UPS |  |  |  |  | 731304782360 | 32665.00 | 32700.00 | 58340.00
| WADVPLUS7CPSP-20 | Advantage Plus Service Plan for Power Module with Galaxy VX, CRAC cooling, up to 2000KW | https://www.se.com/us/en/product/WADVPLUS7CPSP-20 |  |  | PREFAB ADV SERVICE PLN | Unknown | Advantage Service Plan for 3-Phase UPS |  |  |  |  | 731304782407 | 37125.00 | 37200.00 | 66310.00
| WADVPLUS-AE-25 | (1) Year Advantage Plus Service Plan for (1) IAEC25 250Kw Cooling Unit | https://www.se.com/us/en/product/WADVPLUS-AE-25 |  |  | SP COOL ADV SER PLAN | Unknown | Advantage Service Plan for 3-Phase UPS | [5 empty] | 4915.00 | 4925.00 | 7930.00
| WADVPLUS-AE-50 | (1) Year Advantage Plus Service Plan for (1) IAEC50 500Kw Cooling Unit | https://www.se.com/us/en/product/WADVPLUS-AE-50 |  |  | SP COOL ADV SER PLAN | Unknown | Advantage Service Plan for 3-Phase UPS | [5 empty] | 7550.00 | 7550.00 | 12185.00
| WADVPLUS-E6-22 | (1) Year Advantage Plus Service Plan for (1) EPS 6000 150 to 225 kVA UPS | https://www.se.com/us/en/product/WADVPLUS-E6-22 |  |  | 3PH&BATT ADV SER PLAN | Unknown | Advantage Service Plan for 3-Phase UPS | [5 empty] | 5625.00 | 5625.00 | 10050.00
| WADVPLUS-E6-37 | (1) Year Advantage Plus Service Plan for (1) EPS 6000 300 to 375 kVA UPS | https://www.se.com/us/en/product/WADVPLUS-E6-37 |  |  | 3PH&BATT ADV SER PLAN | Unknown | Advantage Service Plan for 3-Phase UPS | [5 empty] | 5435.00 | 5450.00 | 9700.00
| WADVPLUS-E6-62 | (1) Year Advantage Plus Service Plan for (1) EPS 6000 500 to 625 kVA UPS | https://www.se.com/us/en/product/WADVPLUS-E6-62 |  |  | 3PH&BATT ADV SER PLAN | Unknown | Advantage Service Plan for 3-Phase UPS | [5 empty] | 8430.00 | 8450.00 | 15060.00
| WADVPLUS-E6-80 | (1) Year Advantage Plus Service Plan for (1) EPS 6000 750 to 800 kVA UPS | https://www.se.com/us/en/product/WADVPLUS-E6-80 |  |  | 3PH&BATT ADV SER PLAN | Unknown | Advantage Service Plan for 3-Phase UPS | [5 empty] | 8725.00 | 8725.00 | 15580.00
| WADVPLUS-E7-50 | (1) Year Advantage Plus Service Plan for (1) EPS 7000 300 to 500 kVA UPS | https://www.se.com/us/en/product/WADVPLUS-E7-50 |  |  | 3PH&BATT ADV SER PLAN | Unknown | Advantage Service Plan for 3-Phase UPS | [5 empty] | 6690.00 | 6700.00 | 11950.00
| WADVPLUS-E8-10 | (1) Year Advantage Plus Service Plan for (1) EPS 8000 1000 kVA UPS | https://www.se.com/us/en/product/WADVPLUS-E8-10 |  |  | 3PH&BATT ADV SER PLAN | Unknown | Advantage Service Plan for 3-Phase UPS | [5 empty] | 7265.00 | 7275.00 | 12975.00
| WADVPLUS-E8-11 | (1) Year Advantage Plus Service Plan for (1) EPS 8000 1100 to 1125 kVA UPS | https://www.se.com/us/en/product/WADVPLUS-E8-11 |  |  | 3PH&BATT ADV SER PLAN | Unknown | Advantage Service Plan for 3-Phase UPS | [5 empty] | 7310.00 | 7325.00 | 13050.00
| WADVPLUS-E8-62 | (1) Year Advantage Plus Service Plan for (1) EPS 8000 555 kVA UPS | https://www.se.com/us/en/product/WADVPLUS-E8-62 |  |  | 3PH&BATT ADV SER PLAN | Unknown | Advantage Service Plan for 3-Phase UPS | [5 empty] | 5550.00 | 5550.00 | 9910.00
| WADVPLUS-E8-80 | (1) Year Advantage Plus Service Plan for (1) EPS 8000 625 to 800 kVA UPS | https://www.se.com/us/en/product/WADVPLUS-E8-80 |  |  | 3PH&BATT ADV SER PLAN | Unknown | Advantage Service Plan for 3-Phase UPS | [5 empty] | 6215.00 | 6225.00 | 11095.00
| WADVPLUS-ES-60 | (1) Year Advantage Plus Service Plan for (1) Epsilon 200 to 600A | https://www.se.com/us/en/product/WADVPLUS-ES-60 |  |  | 3PH&BATT ADV SER PLAN | Unknown | Advantage Service Plan for 3-Phase UPS | [5 empty] | 2945.00 | 2950.00 | 5260.00
| WADVPLUS-EZU-15 | (1) Yr Advantage Plus Service Plan for (1) Easy UPS 3S UL 10-15kVA UPS | https://www.se.com/us/en/product/WADVPLUS-EZU-15 |  |  | Unknown | Unknown | Advantage Service Plan for 3-Phase UPS |  |  |  |  | 731304781349 | 3510.00 | 3525.00 | 6270.00
| WADVPLUS-EZU-20 | (1) Yr Advantage Plus Service Plan for (1) Easy UPS 3S UL 20kVA UPS | https://www.se.com/us/en/product/WADVPLUS-EZU-20 |  |  | Unknown | Unknown | Advantage Service Plan for 3-Phase UPS |  |  |  |  | 731304781394 | 3590.00 | 3600.00 | 6415.00
| WADVPLUS-EZU-30 | (1) Yr Advantage Plus Service Plan for (1) Easy UPS 3S UL 30kVA UPS | https://www.se.com/us/en/product/WADVPLUS-EZU-30 |  |  | Unknown | Unknown | Advantage Service Plan for 3-Phase UPS |  |  |  |  | 731304781448 | 3670.00 | 3675.00 | 6555.00
| WADVPLUS-EZU-40 | (1) Yr Advantage Plus Service Plan for (1) Easy UPS 3S UL 40kVA UPS | https://www.se.com/us/en/product/WADVPLUS-EZU-40 |  |  | Unknown | Unknown | Advantage Service Plan for 3-Phase UPS |  |  |  |  | 731304781493 | 3750.00 | 3750.00 | 6700.00
| WADVPLUS-G3-21 | (1) Year Advantage Plus Service Plan for (1) Galaxy 3500 or SUVT 10-15 kVA UPS | https://www.se.com/us/en/product/WADVPLUS-G3-21 |  |  | Unknown | Unknown | Advantage Service Plan for 3-Phase UPS | [5 empty] | 1845.00 | 1850.00 | 2980.00
| WADVPLUS-G3-22 | (1) Year Advantage Plus Service Plan for (1) Galaxy 3500 or SUVT 20 kVA UPS | https://www.se.com/us/en/product/WADVPLUS-G3-22 |  |  | Unknown | Unknown | Advantage Service Plan for 3-Phase UPS | [5 empty] | 2325.00 | 2325.00 | 3755.00
| WADVPLUS-G3-23 | (1) Year Advantage Plus Service Plan for (1) Galaxy 3500 or SUVT 30 kVA UPS | https://www.se.com/us/en/product/WADVPLUS-G3-23 |  |  | Unknown | Unknown | Advantage Service Plan for 3-Phase UPS | [5 empty] | 2655.00 | 2675.00 | 4280.00
| WADVPLUS-G3-24 | (1) Year Advantage Plus Service Plan for (1) Galaxy 3500 or SUVT 40 kVA UPS | https://www.se.com/us/en/product/WADVPLUS-G3-24 |  |  | Unknown | Unknown | Advantage Service Plan for 3-Phase UPS | [5 empty] | 2815.00 | 2825.00 | 4535.00
| WADVPLUS-G4-50 | (1) Year Advantage Plus Service Plan for (1) Galaxy 4000 40 to 50 kVA UPS | https://www.se.com/us/en/product/WADVPLUS-G4-50 |  |  | 3PH&BATT ADV SER PLAN | Unknown | Advantage Service Plan for 3-Phase UPS | [5 empty] | 2950.00 | 2950.00 | 5270.00
| WADVPLUS-G4-75 | (1) Year Advantage Plus Service Plan for (1) Galaxy 4000 65 to 75 kVA UPS | https://www.se.com/us/en/product/WADVPLUS-G4-75 |  |  | 3PH&BATT ADV SER PLAN | Unknown | Advantage Service Plan for 3-Phase UPS | [5 empty] | 3200.00 | 3200.00 | 5710.00
| WADVPLUS-G5-13 | (1) Year Advantage Plus Service Plan for (1) Galaxy 5000/5500 81 to 130 kVA UPS | https://www.se.com/us/en/product/WADVPLUS-G5-13 |  |  | 3PH&BATT ADV SER PLAN | Unknown | Advantage Service Plan for 3-Phase UPS | [5 empty] | 3785.00 | 3800.00 | 6760.00
| WADVPLUS-G5-81 | (1) Year Advantage Plus Service Plan for (1) Galaxy 5000/5500 41 to 80 kVA UPS | https://www.se.com/us/en/product/WADVPLUS-G5-81 |  |  | 3PH&BATT ADV SER PLAN | Unknown | Advantage Service Plan for 3-Phase UPS | [5 empty] | 3175.00 | 3175.00 | 5670.00
| WADVPLUS-GP-12 | (1) Year Advantage Plus Service Plan for (1) Galaxy PW or PWI 80 to 130 kVA UPS | https://www.se.com/us/en/product/WADVPLUS-GP-12 |  |  | 3PH&BATT ADV SER PLAN | Unknown | Advantage Service Plan for 3-Phase UPS | [5 empty] | 3895.00 | 3900.00 | 6950.00
| WADVPLUS-GP-15 | (1) Year Advantage Plus Service Plan for (1) Galaxy PW 150 or 180 or PWI 160kVA UPS | https://www.se.com/us/en/product/WADVPLUS-GP-15 |  |  | 3PH&BATT ADV SER PLAN | Unknown | Advantage Service Plan for 3-Phase UPS | [5 empty] | 4050.00 | 4050.00 | 7230.00
| WADVPLUS-GP-20 | (1) Year Advantage Plus Service Plan for (1) Galaxy PW 160 or 200 or PWI 200 kVA UPS | https://www.se.com/us/en/product/WADVPLUS-GP-20 |  |  | 3PH&BATT ADV SER PLAN | Unknown | Advantage Service Plan for 3-Phase UPS | [5 empty] | 4650.00 | 4650.00 | 8300.00
| WADVPLUS-GP-22 | (1) Year Advantage Plus Service Plan for (1) Galaxy PW 225 kVA UPS | https://www.se.com/us/en/product/WADVPLUS-GP-22 |  |  | 3PH&BATT ADV SER PLAN | Unknown | Advantage Service Plan for 3-Phase UPS | [5 empty] | 4650.00 | 4650.00 | 8300.00
| WADVPLUS-GT-40 | (1) Year Advantage PLUS Service Plan for (1) PXC 30 - 40 kVA UPS | https://www.se.com/us/en/product/WADVPLUS-GT-40 |  |  | 3PH&BATT ADV SER PLAN | Unknown | Advantage Service Plan for 3-Phase UPS | [5 empty] | Call for Quote | Call for Quote | Call for Quote
| WADVPLUS-MP-00 | (1) Year Advantage Plus Service Plan for (1) MGE product | https://www.se.com/us/en/product/WADVPLUS-MP-00 |  |  | 3PH&BATT ADV SER PLAN | Unknown | Advantage Service Plan for 3-Phase UPS | [5 empty] | Call for Quote | Call for Quote | Call for Quote
| WADVPLUS-MW-09 | (1) Year Advantage Plus Service Plan for (1) Symmetra MW 400kVA | https://www.se.com/us/en/product/WADVPLUS-MW-09 |  |  | Unknown | Unknown | Advantage Service Plan for 3-Phase UPS | [5 empty] | 5540.00 | 5550.00 | 8940.00
| WADVPLUS-MW-10 | (1) Year Advantage Plus Service Plan for (1) Symmetra MW 600kVA | https://www.se.com/us/en/product/WADVPLUS-MW-10 |  |  | Unknown | Unknown | Advantage Service Plan for 3-Phase UPS | [5 empty] | 6775.00 | 6775.00 | 10935.00
| WADVPLUS-MW-11 | (1) Year Advantage Plus Service Plan for (1) Symmetra MW 800kVA | https://www.se.com/us/en/product/WADVPLUS-MW-11 |  |  | Unknown | Unknown | Advantage Service Plan for 3-Phase UPS | [5 empty] | 7845.00 | 7850.00 | 12660.00
| WADVPLUS-MW-12 | (1) Year Advantage Plus Service Plan for (1) Symmetra MW 1000kVA | https://www.se.com/us/en/product/WADVPLUS-MW-12 |  |  | Unknown | Unknown | Advantage Service Plan for 3-Phase UPS | [5 empty] | 9085.00 | 9100.00 | 14665.00
| WADVPLUS-MW-13 | (1) Year Advantage Plus Service Plan for (1) Symmetra MW 1200kVA | https://www.se.com/us/en/product/WADVPLUS-MW-13 |  |  | Unknown | Unknown | Advantage Service Plan for 3-Phase UPS | [5 empty] | 10285.00 | 10300.00 | 16600.00
| WADVPLUS-MW-14 | (1) Year Advantage Plus Service Plan for (1) Symmetra MW 1400kVA | https://www.se.com/us/en/product/WADVPLUS-MW-14 |  |  | Unknown | Unknown | Advantage Service Plan for 3-Phase UPS | [5 empty] | 10815.00 | 10900.00 | 17450.00
| WADVPLUS-MW-15 | (1) Year Advantage Plus Service Plan for (1) Symmetra MW 1600kVA | https://www.se.com/us/en/product/WADVPLUS-MW-15 |  |  | Unknown | Unknown | Advantage Service Plan for 3-Phase UPS | [5 empty] | 11245.00 | 11300.00 | 18145.00
| WADVPLUS-NX-81 | (1) Year Advantage Plus Service Plan for (1) SY 100 to 250 kVA UPS, (2) XR Frames and PDU | https://www.se.com/us/en/product/WADVPLUS-NX-81 |  |  | Unknown | Unknown | Advantage Service Plan for 3-Phase UPS | [5 empty] | 7880.00 | 7900.00 | 12715.00
| WADVPLUS-NX-82 | (1) Year Advantage Plus Service Plan for (1) SY 200 kVA UPS, (2) XR Frames and PDU | https://www.se.com/us/en/product/WADVPLUS-NX-82 |  |  | Unknown | Unknown | Advantage Service Plan for 3-Phase UPS | [5 empty] | 9160.00 | 9175.00 | 14780.00
| WADVPLUS-NX-83 | 1 Year Advantage Plus Service Plan for (1) External Battery Frame for Symmetra 250/500 kW | https://www.se.com/us/en/product/WADVPLUS-NX-83 |  |  | Unknown | Unknown | Advantage Service Plan for 3-Phase UPS | [5 empty] | 1155.00 | 1175.00 | 1860.00
| WADVPLUS-NX-84 | (1) Year Advantage Plus Service Plan for (1) SY 250 kVA UPS, (2) XR Frames and PDU | https://www.se.com/us/en/product/WADVPLUS-NX-84 |  |  | Unknown | Unknown | Advantage Service Plan for 3-Phase UPS | [5 empty] | 9875.00 | 9875.00 | 15935.00
| WADVPLUS-NX-85 | (1) Year Advantage Plus Service Plan for (1) SY 300 kVA UPS, (4) XR Frames and PDU | https://www.se.com/us/en/product/WADVPLUS-NX-85 |  |  | Unknown | Unknown | Advantage Service Plan for 3-Phase UPS | [5 empty] | 10645.00 | 10700.00 | 17180.00
| WADVPLUS-NX-86 | (1) Year Advantage Plus Service Plan for (1) SY 400 kVA UPS, (4) XR Frames and PDU | https://www.se.com/us/en/product/WADVPLUS-NX-86 |  |  | Unknown | Unknown | Advantage Service Plan for 3-Phase UPS | [5 empty] | 11880.00 | 11900.00 | 19165.00
| WADVPLUS-NX-87 | (1) Year Advantage Plus Service Plan for (1) SY 500 kVA UPS, (4) XR Frames and PDU | https://www.se.com/us/en/product/WADVPLUS-NX-87 |  |  | Unknown | Unknown | Advantage Service Plan for 3-Phase UPS | [5 empty] | 13740.00 | 13800.00 | 22175.00
| WADVPLUS-PD-20 | (1) Year Advantage Plus Service Plan for (1) 5U Rack Distribution Panel | https://www.se.com/us/en/product/WADVPLUS-PD-20 |  |  | Unknown | Unknown | Advantage Service Plan for 3-Phase UPS | [5 empty] | 627.00 | 629.00 | 1015.00
| WADVPLUS-PD-30 | (1) Yr Advantage Plus Service Plan for (1) 1/2 Rack Remote or (1) Modular Power Panel | https://www.se.com/us/en/product/WADVPLUS-PD-30 |  |  | Unknown | Unknown | Advantage Service Plan for 3-Phase UPS | [5 empty] | 1200.00 | 1200.00 | 1935.00
| WADVPLUS-PD-50 | (1) Year Advantage Plus Service Plan for (1) InfraStruxure 60kVA / 150kVA PDU | https://www.se.com/us/en/product/WADVPLUS-PD-50 |  |  | Unknown | Unknown | Advantage Service Plan for 3-Phase UPS | [5 empty] | 1665.00 | 1675.00 | 2680.00
| WADVPLUS-PM-30 | (1) Year Advantage Plus Service Plan for (1) PMM 30 to 300 Amp | https://www.se.com/us/en/product/WADVPLUS-PM-30 |  |  | 3PH&BATT ADV SER PLAN | Unknown | Advantage Service Plan for 3-Phase UPS | [5 empty] | 1405.00 | 1425.00 | 2505.00
| WADVPLUS-PM-60 | (1) Year Advantage Plus Service Plan for (1) ANRD PMM 75 to 300 kVA | https://www.se.com/us/en/product/WADVPLUS-PM-60 |  |  | 3PH&BATT ADV SER PLAN | Unknown | Advantage Service Plan for 3-Phase UPS | [5 empty] | 1615.00 | 1625.00 | 2885.00
| WADVPLUS-PX-21 | (1) Year Advantage Plus Service Plan for (1) Symmetra PX UPS 10kVA 40 and/or PDU | https://www.se.com/us/en/product/WADVPLUS-PX-21 |  |  | Unknown | Unknown | Advantage Service Plan for 3-Phase UPS | [5 empty] | 2690.00 | 2700.00 | 4335.00
| WADVPLUS-PX-22 | (1) Year Advantage Plus Service Plan for (1) Symmetra PX UPS 20kVA 40 and/or PDU | https://www.se.com/us/en/product/WADVPLUS-PX-22 |  |  | Unknown | Unknown | Advantage Service Plan for 3-Phase UPS | [5 empty] | 2870.00 | 2875.00 | 4625.00
| WADVPLUS-PX-23 | (1) Year Advantage Plus Service Plan for (1) Symmetra PX UPS 30kVA 40 and/or PDU | https://www.se.com/us/en/product/WADVPLUS-PX-23 |  |  | Unknown | Unknown | Advantage Service Plan for 3-Phase UPS | [5 empty] | 3045.00 | 3050.00 | 4915.00
| WADVPLUS-PX-24 | (1) Year Advantage Plus Service Plan for (1) Symmetra PX UPS 40kVA 40 and/or PDU | https://www.se.com/us/en/product/WADVPLUS-PX-24 |  |  | Unknown | Unknown | Advantage Service Plan for 3-Phase UPS | [5 empty] | 3135.00 | 3150.00 | 5055.00
| WADVPLUS-PX-31 | (1) Year Advantage Plus Service Plan for (1) Symmetra PX UPS 10kVA 80 or 100 frame UPS and/or PDU | https://www.se.com/us/en/product/WADVPLUS-PX-31 |  |  | Unknown | Unknown | Advantage Service Plan for 3-Phase UPS | [5 empty] | 3315.00 | 3325.00 | 5345.00
| WADVPLUS-PX-32 | (1) Year Advantage Plus Service Plan for (1) Symmetra PX UPS 20kVA 80 or 100 frame UPS and/or PDU | https://www.se.com/us/en/product/WADVPLUS-PX-32 |  |  | Unknown | Unknown | Advantage Service Plan for 3-Phase UPS | [5 empty] | 3455.00 | 3475.00 | 5575.00
| WADVPLUS-PX-33 | (1) Year Advantage Plus Service Plan for (1) Symmetra PX UPS 30kVA 80 or 100 frame UPS and/or PDU | https://www.se.com/us/en/product/WADVPLUS-PX-33 |  |  | Unknown | Unknown | Advantage Service Plan for 3-Phase UPS | [5 empty] | 3705.00 | 3725.00 | 5980.00
| WADVPLUS-PX-34 | (1) Year Advantage Plus Service Plan for (1) Symmetra PX UPS 40kVA 80 or 100 frame UPS and/or PDU | https://www.se.com/us/en/product/WADVPLUS-PX-34 |  |  | Unknown | Unknown | Advantage Service Plan for 3-Phase UPS | [5 empty] | 3940.00 | 3950.00 | 6355.00
| WADVPLUS-PX-35 | (1) Year Advantage Plus Service Plan for (1) Symmetra PX UPS 50kVA 80 or 100 frame UPS and/or PDU | https://www.se.com/us/en/product/WADVPLUS-PX-35 |  |  | Unknown | Unknown | Advantage Service Plan for 3-Phase UPS | [5 empty] | 4195.00 | 4200.00 | 6765.00
| WADVPLUS-PX-36 | (1) Year Advantage Plus Service Plan for (1) Symmetra PX UPS 60kVA 80 or 100 frame UPS and/or PDU | https://www.se.com/us/en/product/WADVPLUS-PX-36 |  |  | Unknown | Unknown | Advantage Service Plan for 3-Phase UPS | [5 empty] | 4430.00 | 4450.00 | 7145.00
| WADVPLUS-PX-37 | (1) Year Advantage Plus Service Plan for (1) Symmetra PX UPS 70kVA 80 or 100 frame UPS and/or PDU | https://www.se.com/us/en/product/WADVPLUS-PX-37 |  |  | Unknown | Unknown | Advantage Service Plan for 3-Phase UPS | [5 empty] | 4670.00 | 4675.00 | 7535.00
| WADVPLUS-PX-38 | (1) Year Advantage Plus Service Plan for (1) Symmetra PX UPS 80kVA 80 or 100 frame UPS and/or PDU | https://www.se.com/us/en/product/WADVPLUS-PX-38 |  |  | Unknown | Unknown | Advantage Service Plan for 3-Phase UPS | [5 empty] | 4925.00 | 4925.00 | 7945.00
| WADVPLUS-PX-39 | (1) Year Advantage Plus Service Plan for (1) Symmetra PX UPS 90kVA 100 and/or PDU | https://www.se.com/us/en/product/WADVPLUS-PX-39 |  |  | Unknown | Unknown | On Site Service | [5 empty] | 5290.00 | 5300.00 | 8535.00
| WADVPLUS-PX-40 | (1) Year Advantage Plus Service Plan for (1) PX RDP | https://www.se.com/us/en/product/WADVPLUS-PX-40 |  |  | Unknown | Unknown | Advantage Service Plan for 3-Phase UPS | [5 empty] | 884.00 | 889.00 | 1430.00
| WADVPLUS-PX-41 | (1) Year Advantage Plus Service Plan for (1) Symmetra PX UPS 100kVA 100 and/or PDU | https://www.se.com/us/en/product/WADVPLUS-PX-41 |  |  | Unknown | Unknown | Advantage Service Plan for 3-Phase UPS | [5 empty] | 5860.00 | 5875.00 | 9455.00
| WADVPLUS-VL-200 | (1) Yr Advantage Plus Service Plan for (1) Galaxy VL 200kW UPS | https://www.se.com/us/en/product/WADVPLUS-VL-200 |  |  | 3PH&BATT ADV SER PLAN | Unknown | Advantage Service Plan for 3-Phase UPS | [5 empty] | 4275.00 | 4275.00 | 7630.00
| WADVPLUS-VL-300 | (1) Yr Advantage Plus Service Plan for (1) Galaxy VL 300kW UPS | https://www.se.com/us/en/product/WADVPLUS-VL-300 |  |  | 3PH&BATT ADV SER PLAN | Unknown | Advantage Service Plan for 3-Phase UPS | [5 empty] | 4465.00 | 4475.00 | 7970.00
| WADVPLUS-VL-400 | (1) Yr Advantage Plus Service Plan for (1) Galaxy VL 400kW UPS | https://www.se.com/us/en/product/WADVPLUS-VL-400 |  |  | 3PH&BATT ADV SER PLAN | Unknown | Advantage Service Plan for 3-Phase UPS | [5 empty] | 4655.00 | 4675.00 | 8310.00
| WADVPLUS-VL-500 | (1) Yr Advantage Plus Service Plan for (1) Galaxy VL 500kW UPS | https://www.se.com/us/en/product/WADVPLUS-VL-500 |  |  | 3PH&BATT ADV SER PLAN | Unknown | Advantage Service Plan for 3-Phase UPS | [5 empty] | 4845.00 | 4850.00 | 8655.00
| WADVPLUS-VM-18 | (1) Yr Advantage Plus Service Plan for Galaxy VM 160 to 181kVA UPS, Single or Parrallel Config | https://www.se.com/us/en/product/WADVPLUS-VM-18 |  |  | 3PH&BATT ADV SER PLAN | Unknown | Advantage Service Plan for 3-Phase UPS | [5 empty] | 3945.00 | 3950.00 | 7045.00
| WADVPLUS-VM-25 | (1) Yr Advantage Plus Service Plan for Galaxy VM 200 to 226kVA UPS, Single or Parallel Config | https://www.se.com/us/en/product/WADVPLUS-VM-25 |  |  | 3PH&BATT ADV SER PLAN | Unknown | Advantage Service Plan for 3-Phase UPS | [5 empty] | 4065.00 | 4075.00 | 7260.00
| WADVPLUS-VS1-A15 | (1) Yr Advantage Plus Service Plan for (1) Galaxy VS 10 to 15kW 208V UPS | https://www.se.com/us/en/product/WADVPLUS-VS1-A15 |  |  | 3PH&BATT ADV SER PLAN | Unknown | Advantage Service Plan for 3-Phase UPS |  |  |  |  | 731304399629 | 2360.00 | 2375.00 | 4215.00
| WADVPLUS-VS1-A25 | (1) Yr Advantage Plus Service Plan for (1) Galaxy VS 20 to 25kW UPS | https://www.se.com/us/en/product/WADVPLUS-VS1-A25 |  |  | 3PH&BATT ADV SER PLAN | Unknown | Advantage Service Plan for 3-Phase UPS |  |  |  |  | 731304399636 | 2360.00 | 2375.00 | 4215.00
| WADVPLUS-VS1-A30 | (1) Yr Advantage Plus Service Plan for (1) Galaxy VS 30kW UPS | https://www.se.com/us/en/product/WADVPLUS-VS1-A30 |  |  | 3PH&BATT ADV SER PLAN | Unknown | Advantage Service Plan for 3-Phase UPS |  |  |  |  | 731304399643 | 2360.00 | 2375.00 | 4215.00
| WADVPLUS-VS1-A40 | (1) Yr Advantage Plus Service Plan for (1) Galaxy VS 40kW UPS | https://www.se.com/us/en/product/WADVPLUS-VS1-A40 |  |  | 3PH&BATT ADV SER PLAN | Unknown | Advantage Service Plan for 3-Phase UPS |  |  |  |  | 731304399650 | 2360.00 | 2375.00 | 4215.00
| WADVPLUS-VS1-A50 | (1) Yr Advantage Plus Service Plan for (1) Galaxy VS 50kW 400 or 480V UPS | https://www.se.com/us/en/product/WADVPLUS-VS1-A50 |  |  | 3PH&BATT ADV SER PLAN | Unknown | Advantage Service Plan for 3-Phase UPS |  |  |  |  | 731304399667 | 2360.00 | 2375.00 | 4215.00
| WADVPLUS-VS2-A40 | (1) Yr Advantage Plus Service Plan for (1) Galaxy VS 10 to 15kW UPS | https://www.se.com/us/en/product/WADVPLUS-VS2-A40 |  |  | 3PH&BATT ADV SER PLAN | Unknown | Advantage Service Plan for 3-Phase UPS | [5 empty] | 2580.00 | 2600.00 | 4610.00
| WADVPLUS-VS2-A41 | (1) Yr Advantage Plus Service Plan for (1) Galaxy VS 20 to 25kW UPS | https://www.se.com/us/en/product/WADVPLUS-VS2-A41 |  |  | 3PH&BATT ADV SER PLAN | Unknown | Advantage Service Plan for 3-Phase UPS | [5 empty] | 2580.00 | 2600.00 | 4610.00
| WADVPLUS-VS2-A50 | (1) Yr Advantage Plus Service Plan for (1) Galaxy VS 30 to 50kW 208V UPS | https://www.se.com/us/en/product/WADVPLUS-VS2-A50 |  |  | 3PH&BATT ADV SER PLAN | Unknown | Advantage Service Plan for 3-Phase UPS |  |  |  |  | 731304399681 | 2510.00 | 2525.00 | 4480.00
| WADVPLUS-VS2-A60 | (1) Yr Advantage Plus Service Plan for (1) Galaxy VS 60kW UPS | https://www.se.com/us/en/product/WADVPLUS-VS2-A60 |  |  | 3PH&BATT ADV SER PLAN | Unknown | Advantage Service Plan for 3-Phase UPS |  |  |  |  | 731304399698 | 2510.00 | 2525.00 | 4480.00
| WADVPLUS-VS2-A100 | (1) Yr Advantage Plus Service Plan for (1) Galaxy VS 80 to 100kW UPS | https://www.se.com/us/en/product/WADVPLUS-VS2-A100 |  |  | 3PH&BATT ADV SER PLAN | Unknown | Advantage Service Plan for 3-Phase UPS |  |  |  |  | 731304399674 | 2510.00 | 2525.00 | 4480.00
| WADVPLUS-VS3-A75 | (1) Yr Advantage Plus Service Plan for (1) Galaxy VS 60 to 80kVA UPS | https://www.se.com/us/en/product/WADVPLUS-VS3-A75 |  |  | 3PH&BATT ADV SER PLAN | Unknown | Advantage Service Plan for 3-Phase UPS | [5 empty] | 2880.00 | 2900.00 | 5145.00
| WADVPLUS-VS3-A150 | (1) Yr Advantage Plus Service Plan for (1) Galaxy VS 100 to 150kVA UPS | https://www.se.com/us/en/product/WADVPLUS-VS3-A150 |  |  | 3PH&BATT ADV SER PLAN | Unknown | Advantage Service Plan for 3-Phase UPS | [5 empty] | 3035.00 | 3050.00 | 5420.00
| WADVPLUS-VX-50 | (1) Yr Advantage Plus Service Plan for (1) Galaxy VX 500 Scalable to 750kVA UPS | https://www.se.com/us/en/product/WADVPLUS-VX-50 |  |  | 3PH&BATT ADV SER PLAN | Unknown | Advantage Service Plan for 3-Phase UPS | [5 empty] | 4115.00 | 4125.00 | 7350.00
| WADVPLUS-VX-51 | (1) Yr Advantage Plus Service Plan for (1) Galaxy VX 500kVA UPS | https://www.se.com/us/en/product/WADVPLUS-VX-51 |  |  | 3PH&BATT ADV SER PLAN | Unknown | Advantage Service Plan for 3-Phase UPS | [5 empty] | 3845.00 | 3850.00 | 6865.00
| WADVPLUS-VX-52 | (1) Yr Advantage Plus Service Plan for (1) Galaxy VX 500kVA N+1 Redundant UPS | https://www.se.com/us/en/product/WADVPLUS-VX-52 |  |  | 3PH&BATT ADV SER PLAN | Unknown | Advantage Service Plan for 3-Phase UPS | [5 empty] | 5525.00 | 5525.00 | 9865.00
| WADVPLUS-VX-53 | (1) Yr Advantage Plus Service Plan for (1) Galaxy VX 500 Scalable to 1000kVA UPS | https://www.se.com/us/en/product/WADVPLUS-VX-53 |  |  | 3PH&BATT ADV SER PLAN | Unknown | Advantage Service Plan for 3-Phase UPS | [5 empty] | 3845.00 | 3850.00 | 6865.00
| WADVPLUS-VX-54 | (1) Yr Advantage Plus Service Plan for (1) Galaxy VX 500 Scalable to 1250kVA UPS | https://www.se.com/us/en/product/WADVPLUS-VX-54 |  |  | 3PH&BATT ADV SER PLAN | Unknown | Advantage Service Plan for 3-Phase UPS | [5 empty] | 3845.00 | 3850.00 | 6865.00
| WADVPLUS-VX-55 | (1) Yr Advantage Plus Service Plan for (1) Galaxy VX 500 Scalable to 1500kVA UPS | https://www.se.com/us/en/product/WADVPLUS-VX-55 |  |  | 3PH&BATT ADV SER PLAN | Unknown | Advantage Service Plan for 3-Phase UPS | [5 empty] | 3845.00 | 3850.00 | 6865.00
| WADVPLUS-VX-62 | (1) Yr Advantage Plus Service Plan for (1) Galaxy VX 625kVA UPS | https://www.se.com/us/en/product/WADVPLUS-VX-62 |  |  | 3PH&BATT ADV SER PLAN | Unknown | Advantage Service Plan for 3-Phase UPS | [5 empty] | 4505.00 | 4525.00 | 8045.00
| WADVPLUS-VX-63 | (1) Yr Advantage Plus Service Plan for (1) Galaxy VX 625kVA N+1 Redundant UPS | https://www.se.com/us/en/product/WADVPLUS-VX-63 |  |  | 3PH&BATT ADV SER PLAN | Unknown | Advantage Service Plan for 3-Phase UPS | [5 empty] | 5660.00 | 5675.00 | 10110.00
| WADVPLUS-VX-64 | (1) Yr Advantage Plus Service Plan for (1) Galaxy VX 625 Scalable to 1000kVA UPS | https://www.se.com/us/en/product/WADVPLUS-VX-64 |  |  | 3PH&BATT ADV SER PLAN | Unknown | Advantage Service Plan for 3-Phase UPS | [5 empty] | 4320.00 | 4325.00 | 7720.00
| WADVPLUS-VX-75 | (1) Yr Advantage Plus Service Plan for (1) Galaxy VX 750kVA UPS | https://www.se.com/us/en/product/WADVPLUS-VX-75 |  |  | 3PH&BATT ADV SER PLAN | Unknown | Advantage Service Plan for 3-Phase UPS | [5 empty] | 5790.00 | 5800.00 | 10340.00
| WADVPLUS-VX-76 | (1) Yr Advantage Plus Service Plan for (1) Galaxy VX 750kVA N+1 Redundant UPS | https://www.se.com/us/en/product/WADVPLUS-VX-76 |  |  | 3PH&BATT ADV SER PLAN | Unknown | Advantage Service Plan for 3-Phase UPS | [5 empty] | 5920.00 | 5925.00 | 10570.00
| WADVPLUS-VX-77 | (1) Yr Advantage Plus Service Plan for (1) Galaxy VX 750 Scalable to 1000kVA UPS | https://www.se.com/us/en/product/WADVPLUS-VX-77 |  |  | 3PH&BATT ADV SER PLAN | Unknown | Advantage Service Plan for 3-Phase UPS | [5 empty] | 5525.00 | 5525.00 | 9865.00
| WADVPLUS-VX-78 | (1) Yr Advantage Plus Service Plan for (1) Galaxy VX 750 Scalable to 1250kVA UPS | https://www.se.com/us/en/product/WADVPLUS-VX-78 |  |  | 3PH&BATT ADV SER PLAN | Unknown | Advantage Service Plan for 3-Phase UPS | [5 empty] | 5525.00 | 5525.00 | 9865.00
| WADVPLUS-VX-79 | (1) Yr Advantage Plus Service Plan for (1) Galaxy VX 750 Scalable to 1500kVA UPS | https://www.se.com/us/en/product/WADVPLUS-VX-79 |  |  | 3PH&BATT ADV SER PLAN | Unknown | Advantage Service Plan for 3-Phase UPS | [5 empty] | 5525.00 | 5525.00 | 9865.00
| WADVPLUS-VX-100 | (1) Yr Advantage Plus Service Plan for (1) Galaxy VX 1000kVA UPS | https://www.se.com/us/en/product/WADVPLUS-VX-100 |  |  | 3PH&BATT ADV SER PLAN | Unknown | Advantage Service Plan for 3-Phase UPS | [5 empty] | 6245.00 | 6250.00 | 11150.00
| WADVPLUS-VX-101 | (1) Yr Advantage Plus Service Plan for (1) Galaxy VX 1000kVA N+1 Redundant UPS | https://www.se.com/us/en/product/WADVPLUS-VX-101 |  |  | 3PH&BATT ADV SER PLAN | Unknown | Advantage Service Plan for 3-Phase UPS | [5 empty] | 6725.00 | 6725.00 | 12005.00
| WADVPLUS-VX-102 | (1) Yr Advantage Plus Service Plan for (1) Galaxy VX 1000 Scalable to 1250kVA UPS | https://www.se.com/us/en/product/WADVPLUS-VX-102 |  |  | 3PH&BATT ADV SER PLAN | Unknown | Advantage Service Plan for 3-Phase UPS | [5 empty] | 6965.00 | 6975.00 | 12435.00
| WADVPLUS-VX-103 | (1) Yr Advantage Plus Service Plan for (1) Galaxy VX 1000 Scalable to 1500kVA UPS | https://www.se.com/us/en/product/WADVPLUS-VX-103 |  |  | 3PH&BATT ADV SER PLAN | Unknown | Advantage Service Plan for 3-Phase UPS | [5 empty] | 7205.00 | 7225.00 | 12865.00
| WADVPLUS-VX-120 | (1) Yr Advantage Plus Service Plan for (1) Galaxy VX 1250kVA UPS | https://www.se.com/us/en/product/WADVPLUS-VX-120 |  |  | 3PH&BATT ADV SER PLAN | Unknown | Advantage Service Plan for 3-Phase UPS | [5 empty] | 6965.00 | 6975.00 | 12435.00
| WADVPLUS-VX-121 | (1) Yr Advantage Plus Service Plan for (1) Galaxy VX 1250kVA N+1 Redundant UPS | https://www.se.com/us/en/product/WADVPLUS-VX-121 |  |  | 3PH&BATT ADV SER PLAN | Unknown | Advantage Service Plan for 3-Phase UPS | [5 empty] | 7205.00 | 7225.00 | 12865.00
| WADVPLUS-VX-122 | (1) Yr Advantage Plus Service Plan for (1) Galaxy VX 1250 Scalable to 1500kVA UPS | https://www.se.com/us/en/product/WADVPLUS-VX-122 |  |  | 3PH&BATT ADV SER PLAN | Unknown | Advantage Service Plan for 3-Phase UPS | [5 empty] | 7440.00 | 7450.00 | 13290.00
| WADVPLUS-VX-150 | (1) Yr Advantage Plus Service Plan for (1) Galaxy VX 1500kVA UPS | https://www.se.com/us/en/product/WADVPLUS-VX-150 |  |  | 3PH&BATT ADV SER PLAN | Unknown | Advantage Service Plan for 3-Phase UPS | [5 empty] | 7685.00 | 7700.00 | 13725.00
| WADVPLUS-VX-151 | (1) Yr Advantage Plus Service Plan for (1) Galaxy VX 1500kVA N+1 Redundant UPS | https://www.se.com/us/en/product/WADVPLUS-VX-151 |  |  | 3PH&BATT ADV SER PLAN | Unknown | Advantage Service Plan for 3-Phase UPS | [5 empty] | 7925.00 | 7925.00 | 14155.00
| WADVPRIME1AISP-01 | Advantage Prime Service Plan for All-In-One with Easy 3S, DX cooling, up to 20KW | https://www.se.com/us/en/product/WADVPRIME1AISP-01 |  |  | PREFAB ADV SERVICE PLN | Unknown | Advantage Service Plan for 3-Phase UPS |  |  |  |  | 731304782414 | 30250.00 | 30300.00 | 54025.00
| WADVPRIME1AISP-02 | Advantage Prime Service Plan for All-In-One with Easy 3S, DX cooling, up to 40KW | https://www.se.com/us/en/product/WADVPRIME1AISP-02 |  |  | PREFAB ADV SERVICE PLN | Unknown | Advantage Service Plan for 3-Phase UPS |  |  |  |  | 731304782421 | 32475.00 | 32500.00 | 58005.00
| WADVPRIME1BISP-01 | Advantage Prime Service Plan for All-In-One with Easy 3S, CW cooling, up to 20KW | https://www.se.com/us/en/product/WADVPRIME1BISP-01 |  |  | PREFAB ADV SERVICE PLN | Unknown | Advantage Service Plan for 3-Phase UPS |  |  |  |  | 731304782438 | 15685.00 | 15700.00 | 28015.00
| WADVPRIME1BISP-02 | Advantage Prime Service Plan for All-In-One with Easy 3S, CW cooling, up to 40KW | https://www.se.com/us/en/product/WADVPRIME1BISP-02 |  |  | PREFAB ADV SERVICE PLN | Unknown | Advantage Service Plan for 3-Phase UPS |  |  |  |  | 731304782445 | 18425.00 | 18500.00 | 32910.00
| WADVPRIME2AISP-01 | Advantage Prime Service Plan for All-In-One with Symmetra PX, DX cooling, up to 20KW | https://www.se.com/us/en/product/WADVPRIME2AISP-01 |  |  | PREFAB ADV SERVICE PLN | Unknown | Advantage Service Plan for 3-Phase UPS |  |  |  |  | 731304782452 | 27155.00 | 27200.00 | 48500.00
| WADVPRIME2AISP-02 | Advantage Prime Service Plan for All-In-One with Symmetra PX, DX cooling, up to 40KW | https://www.se.com/us/en/product/WADVPRIME2AISP-02 |  |  | PREFAB ADV SERVICE PLN | Unknown | Advantage Service Plan for 3-Phase UPS |  |  |  |  | 731304782469 | 32890.00 | 32900.00 | 58750.00
| WADVPRIME2AISP-03 | Advantage Prime Service Plan for All-In-One with Symmetra PX, DX cooling, up to 60KW | https://www.se.com/us/en/product/WADVPRIME2AISP-03 |  |  | PREFAB ADV SERVICE PLN | Unknown | Advantage Service Plan for 3-Phase UPS |  |  |  |  | 731304782537 | 29850.00 | 29900.00 | 53320.00
| WADVPRIME2AISP-04 | Advantage Prime Service Plan for All-In-One with Symmetra PX, DX cooling, up to 80KW | https://www.se.com/us/en/product/WADVPRIME2AISP-04 |  |  | PREFAB ADV SERVICE PLN | Unknown | Advantage Service Plan for 3-Phase UPS |  |  |  |  | 731304782551 | 36535.00 | 36600.00 | 65255.00
| WADVPRIME2AISP-05 | Advantage Prime Service Plan for All-In-One with Symmetra PX, DX cooling, up to 100KW | https://www.se.com/us/en/product/WADVPRIME2AISP-05 |  |  | PREFAB ADV SERVICE PLN | Unknown | Advantage Service Plan for 3-Phase UPS |  |  |  |  | 731304782568 | 41240.00 | 41300.00 | 73660.00
| WADVPRIME2AISP-06 | Advantage Prime Service Plan for All-In-One with Symmetra PX, DX cooling, up to 120KW | https://www.se.com/us/en/product/WADVPRIME2AISP-06 |  |  | PREFAB ADV SERVICE PLN | Unknown | Advantage Service Plan for 3-Phase UPS |  |  |  |  | 731304782575 | 47690.00 | 47700.00 | 85180.00
| WADVPRIME2AISP-07 | Advantage Prime Service Plan for All-In-One with Symmetra PX, DX cooling, up to 140KW | https://www.se.com/us/en/product/WADVPRIME2AISP-07 |  |  | PREFAB ADV SERVICE PLN | Unknown | Advantage Service Plan for 3-Phase UPS |  |  |  |  | 731304782582 | 47690.00 | 47700.00 | 85180.00
| WADVPRIME2AISP-08 | Advantage Prime Service Plan for All-In-One with Symmetra PX, DX cooling, up to 160KW | https://www.se.com/us/en/product/WADVPRIME2AISP-08 |  |  | PREFAB ADV SERVICE PLN | Unknown | Advantage Service Plan for 3-Phase UPS |  |  |  |  | 731304782834 | 49585.00 | 49600.00 | 88570.00
| WADVPRIME2BISP-01 | Advantage Prime Service Plan for All-In-One with Symmetra PX, CW cooling, up to 20KW | https://www.se.com/us/en/product/WADVPRIME2BISP-01 |  |  | PREFAB ADV SERVICE PLN | Unknown | Advantage Service Plan for 3-Phase UPS |  |  |  |  | 731304782476 | 19635.00 | 19700.00 | 35070.00
| WADVPRIME2BISP-02 | Advantage Prime Service Plan for All-In-One with Symmetra PX, CW cooling, up to 40KW | https://www.se.com/us/en/product/WADVPRIME2BISP-02 |  |  | PREFAB ADV SERVICE PLN | Unknown | Advantage Service Plan for 3-Phase UPS |  |  |  |  | 731304782483 | 20560.00 | 20600.00 | 36725.00
| WADVPRIME2BISP-03 | Advantage Prime Service Plan for All-In-One with Symmetra PX, CW cooling, up to 60KW | https://www.se.com/us/en/product/WADVPRIME2BISP-03 |  |  | PREFAB ADV SERVICE PLN | Unknown | Advantage Service Plan for 3-Phase UPS |  |  |  |  | 731304782544 | 26140.00 | 26200.00 | 46685.00
| WADVPRIME2BISP-04 | Advantage Prime Service Plan for All-In-One with Symmetra PX, CW cooling, up to 80KW | https://www.se.com/us/en/product/WADVPRIME2BISP-04 |  |  | PREFAB ADV SERVICE PLN | Unknown | Advantage Service Plan for 3-Phase UPS |  |  |  |  | 731304782599 | 25715.00 | 25800.00 | 45930.00
| WADVPRIME2BISP-05 | Advantage Prime Service Plan for All-In-One with Symmetra PX, CW cooling, up to 100KW | https://www.se.com/us/en/product/WADVPRIME2BISP-05 |  |  | PREFAB ADV SERVICE PLN | Unknown | Advantage Service Plan for 3-Phase UPS |  |  |  |  | 731304782605 | 25715.00 | 25800.00 | 45930.00
| WADVPRIME2BISP-06 | Advantage Prime Service Plan for All-In-One with Symmetra PX, CW cooling, up to 120KW | https://www.se.com/us/en/product/WADVPRIME2BISP-06 |  |  | PREFAB ADV SERVICE PLN | Unknown | Advantage Service Plan for 3-Phase UPS |  |  |  |  | 731304782612 | 27175.00 | 27200.00 | 48535.00
| WADVPRIME2BISP-07 | Advantage Prime Service Plan for All-In-One with Symmetra PX, CW cooling, up to 140KW | https://www.se.com/us/en/product/WADVPRIME2BISP-07 |  |  | PREFAB ADV SERVICE PLN | Unknown | Advantage Service Plan for 3-Phase UPS |  |  |  |  | 731304782629 | 28635.00 | 28700.00 | 51150.00
| WADVPRIME2BISP-08 | Advantage Prime Service Plan for All-In-One with Symmetra PX, CW cooling, up to 160KW | https://www.se.com/us/en/product/WADVPRIME2BISP-08 |  |  | PREFAB ADV SERVICE PLN | Unknown | Advantage Service Plan for 3-Phase UPS |  |  |  |  | 731304782841 | 35215.00 | 35300.00 | 62905.00
| WADVPRIME3AISP-01 | Advantage Prime Service Plan for All-In-One with Galaxy VS, DX cooling, up to 20KW | https://www.se.com/us/en/product/WADVPRIME3AISP-01 |  |  | PREFAB ADV SERVICE PLN | Unknown | Advantage Service Plan for 3-Phase UPS |  |  |  |  | 731304782490 | 27600.00 | 27600.00 | 49300.00
| WADVPRIME3AISP-02 | Advantage Prime Service Plan for All-In-One with Galaxy VS, DX cooling, up to 40KW | https://www.se.com/us/en/product/WADVPRIME3AISP-02 |  |  | PREFAB ADV SERVICE PLN | Unknown | Advantage Service Plan for 3-Phase UPS |  |  |  |  | 731304782506 | 32890.00 | 32900.00 | 58750.00
| WADVPRIME3AISP-03 | Advantage Prime Service Plan for All-In-One with Galaxy VS, DX cooling, up to 60KW | https://www.se.com/us/en/product/WADVPRIME3AISP-03 |  |  | PREFAB ADV SERVICE PLN | Unknown | Advantage Service Plan for 3-Phase UPS |  |  |  |  | 731304782636 | 31605.00 | 31700.00 | 56455.00
| WADVPRIME3AISP-04 | Advantage Prime Service Plan for All-In-One with Galaxy VS, DX cooling, up to 80KW | https://www.se.com/us/en/product/WADVPRIME3AISP-04 |  |  | PREFAB ADV SERVICE PLN | Unknown | Advantage Service Plan for 3-Phase UPS |  |  |  |  | 731304782650 | 36005.00 | 36100.00 | 64310.00
| WADVPRIME3AISP-05 | Advantage Prime Service Plan for All-In-One with Galaxy VS, DX cooling, up to 100KW | https://www.se.com/us/en/product/WADVPRIME3AISP-05 |  |  | PREFAB ADV SERVICE PLN | Unknown | Advantage Service Plan for 3-Phase UPS |  |  |  |  | 731304782667 | 37115.00 | 37200.00 | 66295.00
| WADVPRIME3AISP-06 | Advantage Prime Service Plan for All-In-One with Galaxy VS, DX cooling, up to 120KW | https://www.se.com/us/en/product/WADVPRIME3AISP-06 |  |  | PREFAB ADV SERVICE PLN | Unknown | Advantage Service Plan for 3-Phase UPS |  |  |  |  | 731304782674 | 43565.00 | 43600.00 | 77810.00
| WADVPRIME3AISP-07 | Advantage Prime Service Plan for All-In-One with Galaxy VS, DX cooling, up to 140KW | https://www.se.com/us/en/product/WADVPRIME3AISP-07 |  |  | PREFAB ADV SERVICE PLN | Unknown | Advantage Service Plan for 3-Phase UPS |  |  |  |  | 731304782681 | 39620.00 | 39700.00 | 70770.00
| WADVPRIME3BISP-01 | Advantage Prime Service Plan for All-In-One with Galaxy VS, CW cooling, up to 20KW | https://www.se.com/us/en/product/WADVPRIME3BISP-01 |  |  | PREFAB ADV SERVICE PLN | Unknown | Advantage Service Plan for 3-Phase UPS |  |  |  |  | 731304782513 | 15955.00 | 16000.00 | 28500.00
| WADVPRIME3BISP-02 | Advantage Prime Service Plan for All-In-One with Galaxy VS, CW cooling, up to 40KW | https://www.se.com/us/en/product/WADVPRIME3BISP-02 |  |  | PREFAB ADV SERVICE PLN | Unknown | Advantage Service Plan for 3-Phase UPS |  |  |  |  | 731304782520 | 18670.00 | 18700.00 | 33345.00
| WADVPRIME3BISP-03 | Advantage Prime Service Plan for All-In-One with Galaxy VS, CW cooling, up to 60KW | https://www.se.com/us/en/product/WADVPRIME3BISP-03 |  |  | PREFAB ADV SERVICE PLN | Unknown | Advantage Service Plan for 3-Phase UPS |  |  |  |  | 731304782643 | 21925.00 | 22000.00 | 39160.00
| WADVPRIME3BISP-04 | Advantage Prime Service Plan for All-In-One with Galaxy VS, CW cooling, up to 80KW | https://www.se.com/us/en/product/WADVPRIME3BISP-04 |  |  | PREFAB ADV SERVICE PLN | Unknown | Advantage Service Plan for 3-Phase UPS |  |  |  |  | 731304782698 | 23215.00 | 23300.00 | 41465.00
| WADVPRIME3BISP-05 | Advantage Prime Service Plan for All-In-One with Galaxy VS, CW cooling, up to 100KW | https://www.se.com/us/en/product/WADVPRIME3BISP-05 |  |  | PREFAB ADV SERVICE PLN | Unknown | Advantage Service Plan for 3-Phase UPS |  |  |  |  | 731304782704 | 23215.00 | 23300.00 | 41465.00
| WADVPRIME3BISP-06 | Advantage Prime Service Plan for All-In-One with Galaxy VS, CW cooling, up to 120KW | https://www.se.com/us/en/product/WADVPRIME3BISP-06 |  |  | PREFAB ADV SERVICE PLN | Unknown | Advantage Service Plan for 3-Phase UPS |  |  |  |  | 731304782711 | 32610.00 | 32700.00 | 58245.00
| WADVPRIME3BISP-07 | Advantage Prime Service Plan for All-In-One with Galaxy VS, CW cooling, up to 140KW | https://www.se.com/us/en/product/WADVPRIME3BISP-07 |  |  | PREFAB ADV SERVICE PLN | Unknown | Advantage Service Plan for 3-Phase UPS |  |  |  |  | 731304782728 | 38180.00 | 38200.00 | 68195.00
| WADVPRIME4AISP-03 | Advantage Prime Service Plan for All-In-One with Easy 3M, DX cooling, up to 60KW | https://www.se.com/us/en/product/WADVPRIME4AISP-03 |  |  | PREFAB ADV SERVICE PLN | Unknown | Advantage Service Plan for 3-Phase UPS |  |  |  |  | 731304782735 | 32965.00 | 33000.00 | 58880.00
| WADVPRIME4AISP-04 | Advantage Prime Service Plan for All-In-One with Easy3M, DX cooling, up to 80KW | https://www.se.com/us/en/product/WADVPRIME4AISP-04 |  |  | PREFAB ADV SERVICE PLN | Unknown | Advantage Service Plan for 3-Phase UPS |  |  |  |  | 731304782759 | 37480.00 | 37500.00 | 66950.00
| WADVPRIME4AISP-05 | Advantage Prime Service Plan for All-In-One with Easy 3M, DX cooling, up to 100KW | https://www.se.com/us/en/product/WADVPRIME4AISP-05 |  |  | PREFAB ADV SERVICE PLN | Unknown | Advantage Service Plan for 3-Phase UPS |  |  |  |  | 731304782766 | 36745.00 | 36800.00 | 65630.00
| WADVPRIME4AISP-06 | Advantage Prime Service Plan for All-In-One with Easy 3M, DX cooling, up to 120KW | https://www.se.com/us/en/product/WADVPRIME4AISP-06 |  |  | PREFAB ADV SERVICE PLN | Unknown | Advantage Service Plan for 3-Phase UPS |  |  |  |  | 731304782773 | 39700.00 | 39700.00 | 70910.00
| WADVPRIME4AISP-07 | Advantage Prime Service Plan for All-In-One with Easy 3M, DX cooling, up to 140KW | https://www.se.com/us/en/product/WADVPRIME4AISP-07 |  |  | PREFAB ADV SERVICE PLN | Unknown | Advantage Service Plan for 3-Phase UPS |  |  |  |  | 731304782780 | 39700.00 | 39700.00 | 70910.00
| WADVPRIME4AISP-08 | Advantage Prime Service Plan for All-In-One with Easy 3M, DX cooling, up to 160KW | https://www.se.com/us/en/product/WADVPRIME4AISP-08 |  |  | PREFAB ADV SERVICE PLN | Unknown | Advantage Service Plan for 3-Phase UPS |  |  |  |  | 731304782858 | 49170.00 | 49200.00 | 87825.00
| WADVPRIME4AISP-09 | Advantage Prime Service Plan for All-In-One with Easy 3M, DX cooling, up to 180KW | https://www.se.com/us/en/product/WADVPRIME4AISP-09 |  |  | PREFAB ADV SERVICE PLN | Unknown | Advantage Service Plan for 3-Phase UPS |  |  |  |  | 731304782872 | 56735.00 | 56800.00 | 101340.00
| WADVPRIME4AISP-10 | Advantage Prime Service Plan for All-In-One with Easy 3M, DX cooling, up to 200KW | https://www.se.com/us/en/product/WADVPRIME4AISP-10 |  |  | PREFAB ADV SERVICE PLN | Unknown | Advantage Service Plan for 3-Phase UPS |  |  |  |  | 731304782896 | 73985.00 | 74000.00 | 132150.00
| WADVPRIME4BISP-03 | Advantage Prime Service Plan for All-In-One with Easy 3M, CW cooling, up to 60KW | https://www.se.com/us/en/product/WADVPRIME4BISP-03 |  |  | PREFAB ADV SERVICE PLN | Unknown | Advantage Service Plan for 3-Phase UPS |  |  |  |  | 731304782742 | 21170.00 | 21200.00 | 37810.00
| WADVPRIME4BISP-04 | Advantage Prime Service Plan for All-In-One with Easy 3M, CW cooling, up to 80KW | https://www.se.com/us/en/product/WADVPRIME4BISP-04 |  |  | PREFAB ADV SERVICE PLN | Unknown | Advantage Service Plan for 3-Phase UPS |  |  |  |  | 731304782797 | 23425.00 | 23500.00 | 41845.00
| WADVPRIME4BISP-05 | Advantage Prime Service Plan for All-In-One with Easy 3M, CW cooling, up to 100KW | https://www.se.com/us/en/product/WADVPRIME4BISP-05 |  |  | PREFAB ADV SERVICE PLN | Unknown | Advantage Service Plan for 3-Phase UPS |  |  |  |  | 731304782803 | 29535.00 | 29600.00 | 52755.00
| WADVPRIME4BISP-06 | Advantage Prime Service Plan for All-In-One with Easy 3M, CW cooling, up to 120KW | https://www.se.com/us/en/product/WADVPRIME4BISP-06 |  |  | PREFAB ADV SERVICE PLN | Unknown | Advantage Service Plan for 3-Phase UPS |  |  |  |  | 731304782810 | 32235.00 | 32300.00 | 57575.00
| WADVPRIME4BISP-07 | Advantage Prime Service Plan for All-In-One with Easy 3M, CW cooling, up to 140KW | https://www.se.com/us/en/product/WADVPRIME4BISP-07 |  |  | PREFAB ADV SERVICE PLN | Unknown | Advantage Service Plan for 3-Phase UPS |  |  |  |  | 731304782827 | 35875.00 | 35900.00 | 64075.00
| WADVPRIME4BISP-08 | Advantage Prime Service Plan for All-In-One with Easy 3M, CW cooling, up to 160KW | https://www.se.com/us/en/product/WADVPRIME4BISP-08 |  |  | PREFAB ADV SERVICE PLN | Unknown | Advantage Service Plan for 3-Phase UPS |  |  |  |  | 731304782865 | 32705.00 | 32800.00 | 58410.00
| WADVPRIME4BISP-09 | Advantage Prime Service Plan for All-In-One with Easy 3M, CW cooling, up to 180KW | https://www.se.com/us/en/product/WADVPRIME4BISP-09 |  |  | PREFAB ADV SERVICE PLN | Unknown | Advantage Service Plan for 3-Phase UPS |  |  |  |  | 731304782889 | 31920.00 | 32000.00 | 57010.00
| WADVPRIME4BISP-10 | Advantage Prime Service Plan for All-In-One with Easy 3M, CW cooling, up to 200KW | https://www.se.com/us/en/product/WADVPRIME4BISP-10 |  |  | PREFAB ADV SERVICE PLN | Unknown | Advantage Service Plan for 3-Phase UPS |  |  |  |  | 731304782902 | 36455.00 | 36500.00 | 65120.00
| WADVPRIME6APSP-13 | Advantage Prime Service Plan for Power Module with Galaxy VL, DX cooling, up to 250KW | https://www.se.com/us/en/product/WADVPRIME6APSP-13 |  |  | PREFAB ADV SERVICE PLN | Unknown | Advantage Service Plan for 3-Phase UPS |  |  |  |  | 731304782919 | 28265.00 | 28300.00 | 50490.00
| WADVPRIME6APSP-14 | Advantage Prime Service Plan for Power Module with Galaxy VL, DX cooling, up to 500KW | https://www.se.com/us/en/product/WADVPRIME6APSP-14 |  |  | PREFAB ADV SERVICE PLN | Unknown | Advantage Service Plan for 3-Phase UPS |  |  |  |  | 731304782957 | 30760.00 | 30800.00 | 54945.00
| WADVPRIME6APSP-15 | Advantage Prime Service Plan for Power Module with Galaxy VL, DX cooling, up to 750KW | https://www.se.com/us/en/product/WADVPRIME6APSP-15 |  |  | PREFAB ADV SERVICE PLN | Unknown | Advantage Service Plan for 3-Phase UPS |  |  |  |  | 731304782964 | 52035.00 | 52100.00 | 92945.00
| WADVPRIME6APSP-16 | Advantage Prime Service Plan for Power Module with Galaxy VL, DX cooling, up to 1000KW | https://www.se.com/us/en/product/WADVPRIME6APSP-16 |  |  | PREFAB ADV SERVICE PLN | Unknown | Advantage Service Plan for 3-Phase UPS |  |  |  |  | 731304782971 | 57950.00 | 58000.00 | 103510.00
| WADVPRIME6APSP-17 | Advantage Prime Service Plan for Power Module with Galaxy VL, DX cooling, up to 1250KW | https://www.se.com/us/en/product/WADVPRIME6APSP-17 |  |  | PREFAB ADV SERVICE PLN | Unknown | Advantage Service Plan for 3-Phase UPS |  |  |  |  | 731304782988 | 69805.00 | 69900.00 | 124685.00
| WADVPRIME6APSP-18 | Advantage Prime Service Plan for Power Module with Galaxy VL, DX cooling, up to 1500KW | https://www.se.com/us/en/product/WADVPRIME6APSP-18 |  |  | PREFAB ADV SERVICE PLN | Unknown | Advantage Service Plan for 3-Phase UPS |  |  |  |  | 731304782995 | 74640.00 | 74700.00 | 133320.00
| WADVPRIME6APSP-19 | Advantage Prime Service Plan for Power Module with Galaxy VL, DX cooling, up to 1750KW | https://www.se.com/us/en/product/WADVPRIME6APSP-19 |  |  | PREFAB ADV SERVICE PLN | Unknown | Advantage Service Plan for 3-Phase UPS |  |  |  |  | 731304783152 | 76180.00 | 76200.00 | 136070.00
| WADVPRIME6APSP-20 | Advantage Prime Service Plan for Power Module with Galaxy VL, DX cooling, up to 2000KW | https://www.se.com/us/en/product/WADVPRIME6APSP-20 |  |  | PREFAB ADV SERVICE PLN | Unknown | Advantage Service Plan for 3-Phase UPS |  |  |  |  | 731304783190 | 87880.00 | 87900.00 | 156970.00
| WADVPRIME6CPSP-13 | Advantage Prime Service Plan for Power Module with Galaxy VL, CRAC cooling, up to 250KW | https://www.se.com/us/en/product/WADVPRIME6CPSP-13 |  |  | PREFAB ADV SERVICE PLN | Unknown | Advantage Service Plan for 3-Phase UPS |  |  |  |  | 731304782926 | 26365.00 | 26400.00 | 47095.00
| WADVPRIME6CPSP-14 | Advantage Prime Service Plan for Power Module with Galaxy VL, DX cooling, up to 500KW | https://www.se.com/us/en/product/WADVPRIME6CPSP-14 |  |  | PREFAB ADV SERVICE PLN | Unknown | Advantage Service Plan for 3-Phase UPS |  |  |  |  | 731304783008 | 28720.00 | 28800.00 | 51300.00
| WADVPRIME6CPSP-15 | Advantage Prime Service Plan for Power Module with Galaxy VL, CRAC cooling, up to 750KW | https://www.se.com/us/en/product/WADVPRIME6CPSP-15 |  |  | PREFAB ADV SERVICE PLN | Unknown | Advantage Service Plan for 3-Phase UPS |  |  |  |  | 731304783015 | 34775.00 | 34800.00 | 62110.00
| WADVPRIME6CPSP-16 | Advantage Prime Service Plan for Power Module with Galaxy VL, CRAC cooling, up to 1000KW | https://www.se.com/us/en/product/WADVPRIME6CPSP-16 |  |  | PREFAB ADV SERVICE PLN | Unknown | Advantage Service Plan for 3-Phase UPS |  |  |  |  | 731304783022 | 36085.00 | 36100.00 | 64450.00
| WADVPRIME6CPSP-17 | Advantage Prime Service Plan for Power Module with Galaxy VL, CRAC cooling, up to 1250KW | https://www.se.com/us/en/product/WADVPRIME6CPSP-17 |  |  | PREFAB ADV SERVICE PLN | Unknown | Advantage Service Plan for 3-Phase UPS |  |  |  |  | 731304783039 | 41535.00 | 41600.00 | 74190.00
| WADVPRIME6CPSP-18 | Advantage Prime Service Plan for Power Module with Galaxy VL, CRAC cooling, up to 1500KW | https://www.se.com/us/en/product/WADVPRIME6CPSP-18 |  |  | PREFAB ADV SERVICE PLN | Unknown | Advantage Service Plan for 3-Phase UPS |  |  |  |  | 731304783046 | 43365.00 | 43400.00 | 77460.00
| WADVPRIME6CPSP-19 | Advantage Prime Service Plan for Power Module with Galaxy VL, CRAC cooling, up to 1750KW | https://www.se.com/us/en/product/WADVPRIME6CPSP-19 |  |  | PREFAB ADV SERVICE PLN | Unknown | Advantage Service Plan for 3-Phase UPS |  |  |  |  | 731304783169 | 55760.00 | 55800.00 | 99600.00
| WADVPRIME6CPSP-20 | Advantage Prime Service Plan for Power Module with Galaxy VL, CRAC cooling, up to 2000KW | https://www.se.com/us/en/product/WADVPRIME6CPSP-20 |  |  | PREFAB ADV SERVICE PLN | Unknown | Advantage Service Plan for 3-Phase UPS |  |  |  |  | 731304783206 | 58880.00 | 58900.00 | 105170.00
| WADVPRIME7APSP-13 | Advantage Prime Service Plan for Power Module with Galaxy VX, DX cooling, up to 250KW | https://www.se.com/us/en/product/WADVPRIME7APSP-13 |  |  | PREFAB ADV SERVICE PLN | Unknown | Advantage Service Plan for 3-Phase UPS |  |  |  |  | 731304782933 | 27695.00 | 27700.00 | 49465.00
| WADVPRIME7APSP-14 | Advantage Prime Service Plan for Power Module with Galaxy VX, DX cooling, up to 500KW | https://www.se.com/us/en/product/WADVPRIME7APSP-14 |  |  | PREFAB ADV SERVICE PLN | Unknown | Advantage Service Plan for 3-Phase UPS |  |  |  |  | 731304783053 | 33600.00 | 33600.00 | 60015.00
| WADVPRIME7APSP-15 | Advantage Prime Service Plan for Power Module with Galaxy VX, DX cooling, up to 750KW | https://www.se.com/us/en/product/WADVPRIME7APSP-15 |  |  | PREFAB ADV SERVICE PLN | Unknown | Advantage Service Plan for 3-Phase UPS |  |  |  |  | 731304783060 | 44630.00 | 44700.00 | 79710.00
| WADVPRIME7APSP-16 | Advantage Prime Service Plan for Power Module with Galaxy VX, DX cooling, up to 1000KW | https://www.se.com/us/en/product/WADVPRIME7APSP-16 |  |  | PREFAB ADV SERVICE PLN | Unknown | Advantage Service Plan for 3-Phase UPS |  |  |  |  | 731304783077 | 48340.00 | 48400.00 | 86345.00
| WADVPRIME7APSP-17 | Advantage Prime Service Plan for Power Module with Galaxy VX, DX cooling, up to 1250KW | https://www.se.com/us/en/product/WADVPRIME7APSP-17 |  |  | PREFAB ADV SERVICE PLN | Unknown | Advantage Service Plan for 3-Phase UPS |  |  |  |  | 731304783084 | 59060.00 | 59100.00 | 105490.00
| WADVPRIME7APSP-18 | Advantage Prime Service Plan for Power Module with Galaxy VX, DX cooling, up to 1500KW | https://www.se.com/us/en/product/WADVPRIME7APSP-18 |  |  | PREFAB ADV SERVICE PLN | Unknown | Advantage Service Plan for 3-Phase UPS |  |  |  |  | 731304783091 | 64995.00 | 65000.00 | 116090.00
| WADVPRIME7APSP-19 | Advantage Prime Service Plan for Power Module with Galaxy VX, DX cooling, up to 1750KW | https://www.se.com/us/en/product/WADVPRIME7APSP-19 |  |  | PREFAB ADV SERVICE PLN | Unknown | Advantage Service Plan for 3-Phase UPS |  |  |  |  | 731304783176 | 70875.00 | 70900.00 | 126595.00
| WADVPRIME7APSP-20 | Advantage Prime Service Plan for Power Module with Galaxy VX, DX cooling, up to 2000KW | https://www.se.com/us/en/product/WADVPRIME7APSP-20 |  |  | PREFAB ADV SERVICE PLN | Unknown | Advantage Service Plan for 3-Phase UPS |  |  |  |  | 731304783213 | 82205.00 | 82300.00 | 146835.00
| WADVPRIME7CPSP-13 | Advantage Prime Service Plan for Power Module with Galaxy VX, CRAC cooling, up to 250KW | https://www.se.com/us/en/product/WADVPRIME7CPSP-13 |  |  | PREFAB ADV SERVICE PLN | Unknown | Advantage Service Plan for 3-Phase UPS |  |  |  |  | 731304782940 | 28715.00 | 28800.00 | 51290.00
| WADVPRIME7CPSP-14 | Advantage Prime Service Plan for Power Module with Galaxy VX, DX cooling, up to 500KW | https://www.se.com/us/en/product/WADVPRIME7CPSP-14 |  |  | PREFAB ADV SERVICE PLN | Unknown | Advantage Service Plan for 3-Phase UPS |  |  |  |  | 731304783107 | 29780.00 | 29800.00 | 53190.00
| WADVPRIME7CPSP-15 | Advantage Prime Service Plan for Power Module with Galaxy VX, CRAC cooling, up to 750KW | https://www.se.com/us/en/product/WADVPRIME7CPSP-15 |  |  | PREFAB ADV SERVICE PLN | Unknown | Advantage Service Plan for 3-Phase UPS |  |  |  |  | 731304783114 | 32915.00 | 33000.00 | 58790.00
| WADVPRIME7CPSP-16 | Advantage Prime Service Plan for Power Module with Galaxy VX, CRAC cooling, up to 1000KW | https://www.se.com/us/en/product/WADVPRIME7CPSP-16 |  |  | PREFAB ADV SERVICE PLN | Unknown | Advantage Service Plan for 3-Phase UPS |  |  |  |  | 731304783121 | 35805.00 | 35900.00 | 63950.00
| WADVPRIME7CPSP-17 | Advantage Prime Service Plan for Power Module with Galaxy VX, CRAC cooling, up to 1250KW | https://www.se.com/us/en/product/WADVPRIME7CPSP-17 |  |  | PREFAB ADV SERVICE PLN | Unknown | Advantage Service Plan for 3-Phase UPS |  |  |  |  | 731304783138 | 35350.00 | 35400.00 | 63145.00
| WADVPRIME7CPSP-18 | Advantage Prime Service Plan for Power Module with Galaxy VX, CRAC cooling, up to 1500KW | https://www.se.com/us/en/product/WADVPRIME7CPSP-18 |  |  | PREFAB ADV SERVICE PLN | Unknown | Advantage Service Plan for 3-Phase UPS |  |  |  |  | 731304783145 | 34875.00 | 34900.00 | 62290.00
| WADVPRIME7CPSP-19 | Advantage Prime Service Plan for Power Module with Galaxy VX, CRAC cooling, up to 1750KW | https://www.se.com/us/en/product/WADVPRIME7CPSP-19 |  |  | PREFAB ADV SERVICE PLN | Unknown | Advantage Service Plan for 3-Phase UPS |  |  |  |  | 731304783183 | 45730.00 | 45800.00 | 81680.00
| WADVPRIME7CPSP-20 | Advantage Prime Service Plan for Power Module with Galaxy VX, CRAC cooling, up to 2000KW | https://www.se.com/us/en/product/WADVPRIME7CPSP-20 |  |  | PREFAB ADV SERVICE PLN | Unknown | Advantage Service Plan for 3-Phase UPS |  |  |  |  | 731304783220 | 51975.00 | 52000.00 | 92835.00
| WADVPRIME-AE-25 | (1) Year Advantage Prime Service Plan for (1) IAEC25 250Kw Cooling Unit | https://www.se.com/us/en/product/WADVPRIME-AE-25 |  |  | SP COOL ADV SER PLAN | Unknown | Advantage Service Plan for 3-Phase UPS | [5 empty] | 8650.00 | 8650.00 | 13960.00
| WADVPRIME-AE-50 | (1) Year Advantage Prime Service Plan for (1) IAEC50 500Kw Cooling Unit | https://www.se.com/us/en/product/WADVPRIME-AE-50 |  |  | SP COOL ADV SER PLAN | Unknown | Advantage Service Plan for 3-Phase UPS | [5 empty] | 14205.00 | 14300.00 | 22920.00
| WADVPRIME-E6-37 | (1) Year Advantage Prime Service Plan for (1) EPS 6000 300 to 375 kVA UPS | https://www.se.com/us/en/product/WADVPRIME-E6-37 |  |  | 3PH&BATT ADV SER PLAN | Unknown | Advantage Service Plan for 3-Phase UPS | [5 empty] | 8515.00 | 8525.00 | 15205.00
| WADVPRIME-E6-62 | (1) Year Advantage Prime Service Plan for (1) EPS 6000 500 to 625 kVA UPS | https://www.se.com/us/en/product/WADVPRIME-E6-62 |  |  | 3PH&BATT ADV SER PLAN | Unknown | Advantage Service Plan for 3-Phase UPS | [5 empty] | 11430.00 | 11500.00 | 20415.00
| WADVPRIME-E7-50 | (1) Year Advantage Prime Service Plan for (1) EPS 7000 300 to 500 kVA UPS | https://www.se.com/us/en/product/WADVPRIME-E7-50 |  |  | 3PH&BATT ADV SER PLAN | Unknown | Advantage Service Plan for 3-Phase UPS | [5 empty] | 10380.00 | 10400.00 | 18535.00
| WADVPRIME-E8-10 | (1) Year Advantage Prime Service Plan for (1) EPS 8000 1000 kVA UPS | https://www.se.com/us/en/product/WADVPRIME-E8-10 |  |  | 3PH&BATT ADV SER PLAN | Unknown | Advantage Service Plan for 3-Phase UPS | [5 empty] | 10545.00 | 10600.00 | 18835.00
| WADVPRIME-E8-11 | (1) Year Advantage Prime Service Plan for (1) EPS 8000 1100 to 1125 kVA UPS | https://www.se.com/us/en/product/WADVPRIME-E8-11 |  |  | 3PH&BATT ADV SER PLAN | Unknown | On Site Service | [5 empty] | 9635.00 | 9650.00 | 17205.00
| WADVPRIME-E8-62 | (1) Year Advantage Prime Service Plan for (1) EPS 8000 555 kVA UPS | https://www.se.com/us/en/product/WADVPRIME-E8-62 |  |  | 3PH&BATT ADV SER PLAN | Unknown | Advantage Service Plan for 3-Phase UPS | [5 empty] | 7075.00 | 7075.00 | 12635.00
| WADVPRIME-E8-80 | (1) Year Advantage Prime Service Plan for (1) EPS 8000 625 to 800 kVA UPS | https://www.se.com/us/en/product/WADVPRIME-E8-80 |  |  | 3PH&BATT ADV SER PLAN | Unknown | On Site Service | [5 empty] | 7960.00 | 7975.00 | 14215.00
| WADVPRIME-ES-60 | (1) Year Advantage Prime Service Plan for (1) Epsilon 200 to 600A | https://www.se.com/us/en/product/WADVPRIME-ES-60 |  |  | 3PH&BATT ADV SER PLAN | Unknown | Advantage Service Plan for 3-Phase UPS | [5 empty] | 3360.00 | 3375.00 | 6000.00
| WADVPRIME-EZU-15 | (1) Yr Advantage Prime Service Plan for (1) Easy UPS 3S UL 10-15kVA UPS | https://www.se.com/us/en/product/WADVPRIME-EZU-15 |  |  | Unknown | Unknown | Advantage Service Plan for 3-Phase UPS |  |  |  |  | 731304781356 | 5265.00 | 5275.00 | 9405.00
| WADVPRIME-EZU-20 | (1) Yr Advantage Prime Service Plan for (1) Easy UPS 3S UL 20kVA UPS | https://www.se.com/us/en/product/WADVPRIME-EZU-20 |  |  | Unknown | Unknown | Advantage Service Plan for 3-Phase UPS |  |  |  |  | 731304781400 | 5385.00 | 5400.00 | 9615.00
| WADVPRIME-EZU-30 | (1) Yr Advantage Prime Service Plan for (1) Easy UPS 3S UL 30kVA UPS | https://www.se.com/us/en/product/WADVPRIME-EZU-30 |  |  | Unknown | Unknown | Advantage Service Plan for 3-Phase UPS |  |  |  |  | 731304781455 | 5505.00 | 5525.00 | 9830.00
| WADVPRIME-EZU-40 | (1) Yr Advantage Prime Service Plan for (1) Easy UPS 3S UL 40kVA UPS | https://www.se.com/us/en/product/WADVPRIME-EZU-40 |  |  | Unknown | Unknown | Advantage Service Plan for 3-Phase UPS |  |  |  |  | 731304781509 | 5625.00 | 5625.00 | 10045.00
| WADVPRIME-G3-21 | (1) Year Advantage Prime Service Plan for (1) Galaxy 3500 or SUVT 10-15 kVA UPS | https://www.se.com/us/en/product/WADVPRIME-G3-21 |  |  | Unknown | Unknown | Advantage Service Plan for 3-Phase UPS | [5 empty] | 2480.00 | 2500.00 | 4000.00
| WADVPRIME-G3-22 | (1) Year Advantage Prime Service Plan for (1) Galaxy 3500 or SUVT 20 kVA UPS | https://www.se.com/us/en/product/WADVPRIME-G3-22 |  |  | Unknown | Unknown | Advantage Service Plan for 3-Phase UPS | [5 empty] | 3235.00 | 3250.00 | 5220.00
| WADVPRIME-G3-23 | (1) Year Advantage Prime Service Plan for (1) Galaxy 3500 or SUVT 30 kVA UPS | https://www.se.com/us/en/product/WADVPRIME-G3-23 |  |  | Unknown | Unknown | Advantage Service Plan for 3-Phase UPS | [5 empty] | 3685.00 | 3700.00 | 5945.00
| WADVPRIME-G3-24 | (1) Year Advantage Prime Service Plan for (1) Galaxy 3500 or SUVT 40 kVA UPS | https://www.se.com/us/en/product/WADVPRIME-G3-24 |  |  | Unknown | Unknown | Advantage Service Plan for 3-Phase UPS | [5 empty] | 3910.00 | 3925.00 | 6305.00
| WADVPRIME-G3-28 | (1) Year Advantage Prime Service Plan for (1) Galaxy 3500 or SUVT 80 kVA UPS | https://www.se.com/us/en/product/WADVPRIME-G3-28 |  |  | 3PH&BATT ADV SER PLAN | Unknown | Advantage Service Plan for 3-Phase UPS | [5 empty] | 4720.00 | 4725.00 | 7615.00
| WADVPRIME-G4-50 | (1) Year Advantage Prime Service Plan for (1) Galaxy 4000 40 to 50 kVA UPS | https://www.se.com/us/en/product/WADVPRIME-G4-50 |  |  | 3PH&BATT ADV SER PLAN | Unknown | Advantage Service Plan for 3-Phase UPS | [5 empty] | 3840.00 | 3850.00 | 6860.00
| WADVPRIME-G4-75 | (1) Year Advantage Prime Service Plan for (1) Galaxy 4000 65 to 75 kVA UPS | https://www.se.com/us/en/product/WADVPRIME-G4-75 |  |  | 3PH&BATT ADV SER PLAN | Unknown | Advantage Service Plan for 3-Phase UPS | [5 empty] | 4165.00 | 4175.00 | 7435.00
| WADVPRIME-G5-13 | (1) Year Advantage Prime Service Plan for (1) Galaxy 5000/5500 81 to 130 kVA UPS | https://www.se.com/us/en/product/WADVPRIME-G5-13 |  |  | 3PH&BATT ADV SER PLAN | Unknown | Advantage Service Plan for 3-Phase UPS | [5 empty] | 4890.00 | 4900.00 | 8735.00
| WADVPRIME-G5-81 | (1) Year Advantage Prime Service Plan for (1) Galaxy 5000/5500 41 to 80 kVA UPS | https://www.se.com/us/en/product/WADVPRIME-G5-81 |  |  | 3PH&BATT ADV SER PLAN | Unknown | Advantage Service Plan for 3-Phase UPS | [5 empty] | 4055.00 | 4075.00 | 7245.00
| WADVPRIME-GP-12 | (1) Year Advantage Prime Service Plan for (1) Galaxy PW or PWI 80 to 130 kVA UPS | https://www.se.com/us/en/product/WADVPRIME-GP-12 |  |  | 3PH&BATT ADV SER PLAN | Unknown | Advantage Service Plan for 3-Phase UPS | [5 empty] | 6155.00 | 6175.00 | 10990.00
| WADVPRIME-GP-15 | (1) Year Advantage Prime Service Plan for (1) Galaxy PW 150 or 180 or PWI 160 kVA UPS | https://www.se.com/us/en/product/WADVPRIME-GP-15 |  |  | 3PH&BATT ADV SER PLAN | Unknown | Advantage Service Plan for 3-Phase UPS | [5 empty] | 5610.00 | 5625.00 | 10020.00
| WADVPRIME-GP-20 | (1) Year Advantage Prime Service Plan for (1) Galaxy PW 160 or 200 or PWI 200 kVA UPS | https://www.se.com/us/en/product/WADVPRIME-GP-20 |  |  | 3PH&BATT ADV SER PLAN | Unknown | Advantage Service Plan for 3-Phase UPS | [5 empty] | 7075.00 | 7075.00 | 12640.00
| WADVPRIME-GP-22 | (1) Year Advantage Prime Service Plan for (1) Galaxy PW 225 kVA UPS | https://www.se.com/us/en/product/WADVPRIME-GP-22 |  |  | 3PH&BATT ADV SER PLAN | Unknown | Advantage Service Plan for 3-Phase UPS | [5 empty] | 7075.00 | 7075.00 | 12640.00
| WADVPRIME-GT-20 | (1) Year Advantage Prime Service Plan for (1) PXC 10 - 25 kVA UPS | https://www.se.com/us/en/product/WADVPRIME-GT-20 |  |  | 3PH&BATT ADV SER PLAN | Unknown | Advantage Service Plan for 3-Phase UPS |  |  |  |  | 731304780915 | Call for Quote | Call for Quote | Call for Quote
| WADVPRIME-GT-40 | (1) Year Advantage Prime Service Plan for (1) PXC 30 - 40 kVA UPS | https://www.se.com/us/en/product/WADVPRIME-GT-40 |  |  | 3PH&BATT ADV SER PLAN | Unknown | Advantage Service Plan for 3-Phase UPS |  |  |  |  | 731304780922 | Call for Quote | Call for Quote | Call for Quote
| WADVPRIME-GT-60 | (1) Year Advantage Prime Service Plan for (1) PXC 50 - 60 kVA UPS | https://www.se.com/us/en/product/WADVPRIME-GT-60 |  |  | 3PH&BATT ADV SER PLAN | Unknown | Advantage Service Plan for 3-Phase UPS |  |  |  |  | 731304780939 | Call for Quote | Call for Quote | Call for Quote
| WADVPRIME-GT-80 | (1) Year Advantage Prime Service Plan for (1) PXC 75 - 80 kVA UPS | https://www.se.com/us/en/product/WADVPRIME-GT-80 |  |  | 3PH&BATT ADV SER PLAN | Unknown | Advantage Service Plan for 3-Phase UPS |  |  |  |  | 731304780946 | Call for Quote | Call for Quote | Call for Quote
| WADVPRIME-GT-100 | (1) Year Advantage Prime Service Plan for (1) PXC 100 kVA UPS | https://www.se.com/us/en/product/WADVPRIME-GT-100 |  |  | 3PH&BATT ADV SER PLAN | Unknown | Advantage Service Plan for 3-Phase UPS |  |  |  |  | 731304780908 | Call for Quote | Call for Quote | Call for Quote
| WADVPRIME-MP-00 | (1) Year Advantage Prime Service Plan for (1) MGE product | https://www.se.com/us/en/product/WADVPRIME-MP-00 |  |  | 3PH&BATT ADV SER PLAN | Unknown | Advantage Service Plan for 3-Phase UPS | [5 empty] | Call for Quote | Call for Quote | Call for Quote
| WADVPRIME-MW-09 | (1) Year Advantage Prime Service Plan for Symmetra MW 400kVA | https://www.se.com/us/en/product/WADVPRIME-MW-09 |  |  | Unknown | Unknown | Advantage Service Plan for 3-Phase UPS | [5 empty] | 8545.00 | 8550.00 | 13785.00
| WADVPRIME-MW-10 | (1) Year Advantage Prime Service Plan for Symmetra MW 600kVA | https://www.se.com/us/en/product/WADVPRIME-MW-10 |  |  | Unknown | Unknown | Advantage Service Plan for 3-Phase UPS | [5 empty] | 10410.00 | 10500.00 | 16800.00
| WADVPRIME-MW-11 | (1) Year Advantage Prime Service Plan for Symmetra MW 800kVA | https://www.se.com/us/en/product/WADVPRIME-MW-11 |  |  | Unknown | Unknown | Advantage Service Plan for 3-Phase UPS | [5 empty] | 12055.00 | 12100.00 | 19455.00
| WADVPRIME-MW-12 | (1) Year Advantage Prime Service Plan for Symmetra MW 1000kVA | https://www.se.com/us/en/product/WADVPRIME-MW-12 |  |  | Unknown | Unknown | Advantage Service Plan for 3-Phase UPS | [5 empty] | 13960.00 | 14000.00 | 22525.00
| WADVPRIME-MW-13 | (1) Year Advantage Prime Service Plan for Symmetra MW 1200kVA | https://www.se.com/us/en/product/WADVPRIME-MW-13 |  |  | Unknown | Unknown | Advantage Service Plan for 3-Phase UPS | [5 empty] | 15805.00 | 15900.00 | 25510.00
| WADVPRIME-MW-14 | (1) Year Advantage Prime Service Plan for Symmetra MW 1400kVA | https://www.se.com/us/en/product/WADVPRIME-MW-14 |  |  | Unknown | Unknown | Advantage Service Plan for 3-Phase UPS | [5 empty] | 16615.00 | 16700.00 | 26810.00
| WADVPRIME-MW-15 | (1) Year Advantage Prime Service Plan for Symmetra MW 1600kVA | https://www.se.com/us/en/product/WADVPRIME-MW-15 |  |  | Unknown | Unknown | Advantage Service Plan for 3-Phase UPS | [5 empty] | 17280.00 | 17300.00 | 27885.00
| WADVPRIME-NX-81 | (1) Year Advantage Prime Service Plan for (1) SY 100 to 250 kVA UPS, (2) XR Frames and PDU | https://www.se.com/us/en/product/WADVPRIME-NX-81 |  |  | Unknown | Unknown | Advantage Service Plan for 3-Phase UPS | [5 empty] | 13400.00 | 13400.00 | 21625.00
| WADVPRIME-NX-82 | (1) Year Advantage Prime Service Plan for (1) SY 200 kVA UPS, (2) XR Frames and PDU | https://www.se.com/us/en/product/WADVPRIME-NX-82 |  |  | Unknown | Unknown | Advantage Service Plan for 3-Phase UPS | [5 empty] | 15590.00 | 15600.00 | 25155.00
| WADVPRIME-NX-83 | 1 Year Advantage Prime Service Plan for (1) External Battery Frame for Symmetra 250/500 kW | https://www.se.com/us/en/product/WADVPRIME-NX-83 |  |  | Unknown | Unknown | Advantage Service Plan for 3-Phase UPS | [5 empty] | 1955.00 | 1975.00 | 3155.00
| WADVPRIME-NX-84 | (1) Year Advantage Prime Service Plan for (1) SY 250 kVA UPS, (2) XR Frames and PDU | https://www.se.com/us/en/product/WADVPRIME-NX-84 |  |  | Unknown | Unknown | Advantage Service Plan for 3-Phase UPS | [5 empty] | 18070.00 | 18100.00 | 29160.00
| WADVPRIME-NX-85 | (1) Year Advantage Prime Service Plan for (1) SY 300 kVA UPS, (4) XR Frames and PDU | https://www.se.com/us/en/product/WADVPRIME-NX-85 |  |  | Unknown | Unknown | Advantage Service Plan for 3-Phase UPS | [5 empty] | 19685.00 | 19700.00 | 31765.00
| WADVPRIME-NX-86 | (1) Year Advantage Prime Service Plan for (1) SY 400 kVA UPS, (4) XR Frames and PDU | https://www.se.com/us/en/product/WADVPRIME-NX-86 |  |  | Unknown | Unknown | Advantage Service Plan for 3-Phase UPS | [5 empty] | 22845.00 | 22900.00 | 36865.00
| WADVPRIME-NX-87 | (1) Year Advantage Prime Service Plan for (1) SY 500 kVA UPS, (4) XR Frames and PDU | https://www.se.com/us/en/product/WADVPRIME-NX-87 |  |  | Unknown | Unknown | Advantage Service Plan for 3-Phase UPS | [5 empty] | 27140.00 | 27200.00 | 43795.00
| WADVPRIME-PD-20 | (1) Year Advantage Prime Service Plan for (1) 5U Rack Distribution Panel | https://www.se.com/us/en/product/WADVPRIME-PD-20 |  |  | Unknown | Unknown | Advantage Service Plan for 3-Phase UPS | [5 empty] | 1060.00 | 1075.00 | 1715.00
| WADVPRIME-PD-30 | (1) Yr Advantage Prime Service Plan for (1) 1/2 Rack Remote or (1) Modular Power Panel | https://www.se.com/us/en/product/WADVPRIME-PD-30 |  |  | Unknown | Unknown | Advantage Service Plan for 3-Phase UPS | [5 empty] | 2065.00 | 2075.00 | 3330.00
| WADVPRIME-PD-50 | (1) Year Advantage Prime Service Plan for (1) InfraStuxure 60kVA / 150kVA PDU | https://www.se.com/us/en/product/WADVPRIME-PD-50 |  |  | Unknown | Unknown | Advantage Service Plan for 3-Phase UPS | [5 empty] | 2375.00 | 2375.00 | 3830.00
| WADVPRIME-PM-30 | (1) Year Advantage Prime Service Plan for (1) PMM 30 to 300 Amp | https://www.se.com/us/en/product/WADVPRIME-PM-30 |  |  | 3PH&BATT ADV SER PLAN | Unknown | Advantage Service Plan for 3-Phase UPS | [5 empty] | 1515.00 | 1525.00 | 2700.00
| WADVPRIME-PX-21 | (1) Year Advantage Prime Service Plan for (1) Symmetra PX UPS 10kVA 40 and/or PDU | https://www.se.com/us/en/product/WADVPRIME-PX-21 |  |  | Unknown | Unknown | Advantage Service Plan for 3-Phase UPS | [5 empty] | 3420.00 | 3425.00 | 5515.00
| WADVPRIME-PX-22 | (1) Year Advantage Prime Service Plan for (1) Symmetra PX UPS 20kVA 40 and/or PDU | https://www.se.com/us/en/product/WADVPRIME-PX-22 |  |  | Unknown | Unknown | Advantage Service Plan for 3-Phase UPS | [5 empty] | 3630.00 | 3650.00 | 5855.00
| WADVPRIME-PX-23 | (1) Year Advantage Prime Service Plan for (1) Symmetra PX UPS 30kVA 40 and/or PDU | https://www.se.com/us/en/product/WADVPRIME-PX-23 |  |  | Unknown | Unknown | Advantage Service Plan for 3-Phase UPS | [5 empty] | 3805.00 | 3825.00 | 6140.00
| WADVPRIME-PX-24 | (1) Year Advantage Prime Service Plan for (1) Symmetra PX UPS 40kVA 40 and/or PDU | https://www.se.com/us/en/product/WADVPRIME-PX-24 |  |  | Unknown | Unknown | Advantage Service Plan for 3-Phase UPS | [5 empty] | 4030.00 | 4050.00 | 6500.00
| WADVPRIME-PX-31 | (1) Year Advantage Prime Service Plan for (1) Symmetra PX UPS 10kVA 80 or 100 frame UPS and/or PDU | https://www.se.com/us/en/product/WADVPRIME-PX-31 |  |  | Unknown | Unknown | Advantage Service Plan for 3-Phase UPS | [5 empty] | 4240.00 | 4250.00 | 6845.00
| WADVPRIME-PX-32 | (1) Year Advantage Prime Service Plan for (1) Symmetra PX UPS 20kVA 80 or 100 frame UPS and/or PDU | https://www.se.com/us/en/product/WADVPRIME-PX-32 |  |  | Unknown | Unknown | Advantage Service Plan for 3-Phase UPS | [5 empty] | 4430.00 | 4450.00 | 7145.00
| WADVPRIME-PX-33 | (1) Year Advantage Prime Service Plan for (1) Symmetra PX UPS 30kVA 80 or 100 frame UPS and/or PDU | https://www.se.com/us/en/product/WADVPRIME-PX-33 |  |  | Unknown | Unknown | Advantage Service Plan for 3-Phase UPS | [5 empty] | 4640.00 | 4650.00 | 7485.00
| WADVPRIME-PX-34 | (1) Year Advantage Prime Service Plan for (1) Symmetra PX UPS 40kVA 80 or 100 frame UPS and/or PDU | https://www.se.com/us/en/product/WADVPRIME-PX-34 |  |  | Unknown | Unknown | Advantage Service Plan for 3-Phase UPS | [5 empty] | 4860.00 | 4875.00 | 7840.00
| WADVPRIME-PX-35 | (1) Year Advantage Prime Service Plan for (1) Symmetra PX UPS 50kVA 80 or 100 frame UPS and/or PDU | https://www.se.com/us/en/product/WADVPRIME-PX-35 |  |  | Unknown | Unknown | Advantage Service Plan for 3-Phase UPS | [5 empty] | 5075.00 | 5075.00 | 8190.00
| WADVPRIME-PX-36 | (1) Year Advantage Prime Service Plan for (1) Symmetra PX UPS 60kVA 80 or 100 frame UPS and/or PDU | https://www.se.com/us/en/product/WADVPRIME-PX-36 |  |  | Unknown | Unknown | Advantage Service Plan for 3-Phase UPS | [5 empty] | 5250.00 | 5250.00 | 8470.00
| WADVPRIME-PX-37 | (1) Year Advantage Prime Service Plan for (1) Symmetra PX UPS 70kVA 80 or 100 frame UPS and/or PDU | https://www.se.com/us/en/product/WADVPRIME-PX-37 |  |  | Unknown | Unknown | Advantage Service Plan for 3-Phase UPS | [5 empty] | 5485.00 | 5500.00 | 8850.00
| WADVPRIME-PX-38 | (1) Year Advantage Prime Service Plan for (1) Symmetra PX UPS 80kVA 80 or 100 frame UPS and/or PDU | https://www.se.com/us/en/product/WADVPRIME-PX-38 |  |  | Unknown | Unknown | Advantage Service Plan for 3-Phase UPS | [5 empty] | 5690.00 | 5700.00 | 9180.00
| WADVPRIME-PX-39 | (1) Year Advantage Prime Service Plan for (1) Symmetra PX UPS 90kVA 100 and/or PDU | https://www.se.com/us/en/product/WADVPRIME-PX-39 |  |  | Unknown | Unknown | On Site Service | [5 empty] | 5875.00 | 5875.00 | 9480.00
| WADVPRIME-PX-41 | (1) Year Advantage Prime Service Plan for (1) Symmetra PX UPS 100kVA 100 and/or PDU | https://www.se.com/us/en/product/WADVPRIME-PX-41 |  |  | Unknown | Unknown | Advantage Service Plan for 3-Phase UPS | [5 empty] | 6340.00 | 6350.00 | 10235.00
| WADVPRIME-VL-200 | (1) Yr Advantage Prime Service Plan for (1) Galaxy VL 200kW UPS | https://www.se.com/us/en/product/WADVPRIME-VL-200 |  |  | 3PH&BATT ADV SER PLAN | Unknown | Advantage Service Plan for 3-Phase UPS | [5 empty] | 7690.00 | 7700.00 | 13730.00
| WADVPRIME-VL-300 | (1) Yr Advantage Prime Service Plan for (1) Galaxy VL 300kW UPS | https://www.se.com/us/en/product/WADVPRIME-VL-300 |  |  | 3PH&BATT ADV SER PLAN | Unknown | Advantage Service Plan for 3-Phase UPS | [5 empty] | 8035.00 | 8050.00 | 14345.00
| WADVPRIME-VL-400 | (1) Yr Advantage Prime Service Plan for (1) Galaxy VL 400kW UPS | https://www.se.com/us/en/product/WADVPRIME-VL-400 |  |  | 3PH&BATT ADV SER PLAN | Unknown | Advantage Service Plan for 3-Phase UPS | [5 empty] | 8375.00 | 8375.00 | 14960.00
| WADVPRIME-VL-500 | (1) Yr Advantage Prime Service Plan for (1) Galaxy VL 500kW UPS | https://www.se.com/us/en/product/WADVPRIME-VL-500 |  |  | 3PH&BATT ADV SER PLAN | Unknown | Advantage Service Plan for 3-Phase UPS | [5 empty] | 8720.00 | 8725.00 | 15575.00
| WADVPRIME-VM-18 | (1) Yr Advantage Prime Service Plan for Galaxy VM 160 to 181kVA UPS, Single or Parallel Config | https://www.se.com/us/en/product/WADVPRIME-VM-18 |  |  | 3PH&BATT ADV SER PLAN | Unknown | Advantage Service Plan for 3-Phase UPS | [5 empty] | 6120.00 | 6125.00 | 10930.00
| WADVPRIME-VM-25 | (1) Yr Advantage Prime Service Plan for Galaxy VM 200 to 226kVA UPS, Single or Parallel Config | https://www.se.com/us/en/product/WADVPRIME-VM-25 |  |  | 3PH&BATT ADV SER PLAN | Unknown | Advantage Service Plan for 3-Phase UPS | [5 empty] | 6315.00 | 6325.00 | 11275.00
| WADVPRIME-VS1-A15 | (1) Yr Advantage Prime Service Plan for (1) Galaxy VS 10 to 15kW 208V UPS | https://www.se.com/us/en/product/WADVPRIME-VS1-A15 |  |  | 3PH&BATT ADV SER PLAN | Unknown | Advantage Service Plan for 3-Phase UPS |  |  |  |  | 731304390077 | 3775.00 | 3775.00 | 6740.00
| WADVPRIME-VS1-A25 | (1) Yr Advantage Prime Service Plan for (1) Galaxy VS 20 to 25kW UPS | https://www.se.com/us/en/product/WADVPRIME-VS1-A25 |  |  | 3PH&BATT ADV SER PLAN | Unknown | Advantage Service Plan for 3-Phase UPS |  |  |  |  | 731304390084 | 3775.00 | 3775.00 | 6740.00
| WADVPRIME-VS1-A30 | (1) Yr Advantage Prime Service Plan for (1) Galaxy VS 30kW UPS | https://www.se.com/us/en/product/WADVPRIME-VS1-A30 |  |  | 3PH&BATT ADV SER PLAN | Unknown | Advantage Service Plan for 3-Phase UPS |  |  |  |  | 731304390091 | 3775.00 | 3775.00 | 6740.00
| WADVPRIME-VS1-A40 | (1) Yr Advantage Prime Service Plan for (1) Galaxy VS 40kW UPS | https://www.se.com/us/en/product/WADVPRIME-VS1-A40 |  |  | 3PH&BATT ADV SER PLAN | Unknown | Advantage Service Plan for 3-Phase UPS |  |  |  |  | 731304390107 | 3775.00 | 3775.00 | 6740.00
| WADVPRIME-VS1-A50 | (1) Yr Advantage Prime Service Plan for (1) Galaxy VS 50kW 400 or 480V UPS | https://www.se.com/us/en/product/WADVPRIME-VS1-A50 |  |  | 3PH&BATT ADV SER PLAN | Unknown | Advantage Service Plan for 3-Phase UPS |  |  |  |  | 731304390114 | 3775.00 | 3775.00 | 6740.00
| WADVPRIME-VS2-A40 | (1) Yr Advantage Prime Service Plan for (1) Galaxy VS 10 to 15kW UPS | https://www.se.com/us/en/product/WADVPRIME-VS2-A40 |  |  | 3PH&BATT ADV SER PLAN | Unknown | Advantage Service Plan for 3-Phase UPS | [5 empty] | 4130.00 | 4150.00 | 7370.00
| WADVPRIME-VS2-A41 | (1) Yr Advantage Prime Service Plan for (1) Galaxy VS 20 to 25kW UPS | https://www.se.com/us/en/product/WADVPRIME-VS2-A41 |  |  | 3PH&BATT ADV SER PLAN | Unknown | Advantage Service Plan for 3-Phase UPS | [5 empty] | 4130.00 | 4150.00 | 7370.00
| WADVPRIME-VS2-A50 | (1) Yr Advantage Prime Service Plan for (1) Galaxy VS 30 to 50kW 208V UPS | https://www.se.com/us/en/product/WADVPRIME-VS2-A50 |  |  | 3PH&BATT ADV SER PLAN | Unknown | Advantage Service Plan for 3-Phase UPS |  |  |  |  | 731304390138 | 4010.00 | 4025.00 | 7160.00
| WADVPRIME-VS2-A60 | (1) Yr Advantage Prime Service Plan for (1) Galaxy VS 60kW UPS | https://www.se.com/us/en/product/WADVPRIME-VS2-A60 |  |  | 3PH&BATT ADV SER PLAN | Unknown | Advantage Service Plan for 3-Phase UPS |  |  |  |  | 731304390145 | 4010.00 | 4025.00 | 7160.00
| WADVPRIME-VS2-A100 | (1) Yr Advantage Prime Service Plan for (1) Galaxy VS 80 to 100kW UPS | https://www.se.com/us/en/product/WADVPRIME-VS2-A100 |  |  | 3PH&BATT ADV SER PLAN | Unknown | Advantage Service Plan for 3-Phase UPS |  |  |  |  | 731304390121 | 4010.00 | 4025.00 | 7160.00
| WADVPRIME-VS3-A75 | (1) Yr Advantage Prime Service Plan for (1) Galaxy VS 60 to 80kVA UPS | https://www.se.com/us/en/product/WADVPRIME-VS3-A75 |  |  | 3PH&BATT ADV SER PLAN | Unknown | Advantage Service Plan for 3-Phase UPS | [5 empty] | 4610.00 | 4625.00 | 8235.00
| WADVPRIME-VS3-A150 | (1) Yr Advantage Prime Service Plan for (1) Galaxy VS 100 to 150kVA UPS | https://www.se.com/us/en/product/WADVPRIME-VS3-A150 |  |  | 3PH&BATT ADV SER PLAN | Unknown | Advantage Service Plan for 3-Phase UPS | [5 empty] | 4860.00 | 4875.00 | 8675.00
| WADVPRIME-VX-50 | (1) Yr Advantage Prime Service Plan for (1) Galaxy VX 500 Scalable to 750kVA UPS | https://www.se.com/us/en/product/WADVPRIME-VX-50 |  |  | 3PH&BATT ADV SER PLAN | Unknown | Advantage Service Plan for 3-Phase UPS | [5 empty] | 7615.00 | 7625.00 | 13605.00
| WADVPRIME-VX-51 | (1) Yr Advantage Prime Service Plan for (1) Galaxy VX 500kVA UPS | https://www.se.com/us/en/product/WADVPRIME-VX-51 |  |  | 3PH&BATT ADV SER PLAN | Unknown | Advantage Service Plan for 3-Phase UPS | [5 empty] | 7110.00 | 7125.00 | 12700.00
| WADVPRIME-VX-52 | (1) Yr Advantage Prime Service Plan for (1) Galaxy VX 500kVA N+1 Redundant UPS | https://www.se.com/us/en/product/WADVPRIME-VX-52 |  |  | 3PH&BATT ADV SER PLAN | Unknown | Advantage Service Plan for 3-Phase UPS | [5 empty] | 10215.00 | 10300.00 | 18245.00
| WADVPRIME-VX-53 | (1) Yr Advantage Prime Service Plan for (1) Galaxy VX 500 Scalable to 1000kVA UPS | https://www.se.com/us/en/product/WADVPRIME-VX-53 |  |  | 3PH&BATT ADV SER PLAN | Unknown | Advantage Service Plan for 3-Phase UPS | [5 empty] | 7110.00 | 7125.00 | 12700.00
| WADVPRIME-VX-54 | (1) Yr Advantage Prime Service Plan for (1) Galaxy VX 500 Scalable to 1250kVA UPS | https://www.se.com/us/en/product/WADVPRIME-VX-54 |  |  | 3PH&BATT ADV SER PLAN | Unknown | Advantage Service Plan for 3-Phase UPS | [5 empty] | 7110.00 | 7125.00 | 12700.00
| WADVPRIME-VX-55 | (1) Yr Advantage Prime Service Plan for (1) Galaxy VX 500 Scalable to 1500kVA UPS | https://www.se.com/us/en/product/WADVPRIME-VX-55 |  |  | 3PH&BATT ADV SER PLAN | Unknown | Advantage Service Plan for 3-Phase UPS | [5 empty] | 7110.00 | 7125.00 | 12700.00
| WADVPRIME-VX-62 | (1) Yr Advantage Prime Service Plan for (1) Galaxy VX 625kVA UPS | https://www.se.com/us/en/product/WADVPRIME-VX-62 |  |  | 3PH&BATT ADV SER PLAN | Unknown | Advantage Service Plan for 3-Phase UPS | [5 empty] | 8330.00 | 8350.00 | 14875.00
| WADVPRIME-VX-63 | (1) Yr Advantage Prime Service Plan for (1) Galaxy VX 625kVA N+1 Redundant UPS | https://www.se.com/us/en/product/WADVPRIME-VX-63 |  |  | 3PH&BATT ADV SER PLAN | Unknown | Advantage Service Plan for 3-Phase UPS | [5 empty] | 10470.00 | 10500.00 | 18700.00
| WADVPRIME-VX-64 | (1) Yr Advantage Prime Service Plan for (1) Galaxy VX 625 Scalable to 1000kVA UPS | https://www.se.com/us/en/product/WADVPRIME-VX-64 |  |  | 3PH&BATT ADV SER PLAN | Unknown | Advantage Service Plan for 3-Phase UPS | [5 empty] | 7995.00 | 8000.00 | 14280.00
| WADVPRIME-VX-75 | (1) Yr Advantage Prime Service Plan for (1) Galaxy VX 750kVA UPS | https://www.se.com/us/en/product/WADVPRIME-VX-75 |  |  | 3PH&BATT ADV SER PLAN | Unknown | Advantage Service Plan for 3-Phase UPS | [5 empty] | 10710.00 | 10800.00 | 19125.00
| WADVPRIME-VX-76 | (1) Yr Advantage Prime Service Plan for (1) Galaxy VX 750kVA N+1 Redundant UPS | https://www.se.com/us/en/product/WADVPRIME-VX-76 |  |  | 3PH&BATT ADV SER PLAN | Unknown | Advantage Service Plan for 3-Phase UPS | [5 empty] | 10945.00 | 11000.00 | 19550.00
| WADVPRIME-VX-77 | (1) Yr Advantage Prime Service Plan for (1) Galaxy VX 750 Scalable to 1000kVA UPS | https://www.se.com/us/en/product/WADVPRIME-VX-77 |  |  | 3PH&BATT ADV SER PLAN | Unknown | Advantage Service Plan for 3-Phase UPS | [5 empty] | 10215.00 | 10300.00 | 18245.00
| WADVPRIME-VX-78 | (1) Yr Advantage Prime Service Plan for (1) Galaxy VX 750 Scalable to 1250kVA UPS | https://www.se.com/us/en/product/WADVPRIME-VX-78 |  |  | 3PH&BATT ADV SER PLAN | Unknown | Advantage Service Plan for 3-Phase UPS | [5 empty] | 10215.00 | 10300.00 | 18245.00
| WADVPRIME-VX-79 | (1) Yr Advantage Prime Service Plan for (1) Galaxy VX 750 Scalable to 1500kVA UPS | https://www.se.com/us/en/product/WADVPRIME-VX-79 |  |  | 3PH&BATT ADV SER PLAN | Unknown | Advantage Service Plan for 3-Phase UPS | [5 empty] | 10215.00 | 10300.00 | 18245.00
| WADVPRIME-VX-100 | (1) Yr Advantage Prime Service Plan for (1) Galaxy VX 1000kVA UPS | https://www.se.com/us/en/product/WADVPRIME-VX-100 |  |  | 3PH&BATT ADV SER PLAN | Unknown | Advantage Service Plan for 3-Phase UPS | [5 empty] | 11550.00 | 11600.00 | 20625.00
| WADVPRIME-VX-101 | (1) Yr Advantage Prime Service Plan for (1) Galaxy VX 1000kVA N+1 Redundant UPS | https://www.se.com/us/en/product/WADVPRIME-VX-101 |  |  | 3PH&BATT ADV SER PLAN | Unknown | Advantage Service Plan for 3-Phase UPS | [5 empty] | 12435.00 | 12500.00 | 22210.00
| WADVPRIME-VX-102 | (1) Yr Advantage Prime Service Plan for (1) Galaxy VX 1000 Scalable to 1250kVA UPS | https://www.se.com/us/en/product/WADVPRIME-VX-102 |  |  | 3PH&BATT ADV SER PLAN | Unknown | Advantage Service Plan for 3-Phase UPS | [5 empty] | 12880.00 | 12900.00 | 23005.00
| WADVPRIME-VX-103 | (1) Yr Advantage Prime Service Plan for (1) Galaxy VX 1000 Scalable to 1500kVA UPS | https://www.se.com/us/en/product/WADVPRIME-VX-103 |  |  | 3PH&BATT ADV SER PLAN | Unknown | Advantage Service Plan for 3-Phase UPS | [5 empty] | 13325.00 | 13400.00 | 23795.00
| WADVPRIME-VX-120 | (1) Yr Advantage Prime Service Plan for (1) Galaxy VX 1250kVA UPS | https://www.se.com/us/en/product/WADVPRIME-VX-120 |  |  | 3PH&BATT ADV SER PLAN | Unknown | Advantage Service Plan for 3-Phase UPS | [5 empty] | 12880.00 | 12900.00 | 23005.00
| WADVPRIME-VX-121 | (1) Yr Advantage Prime Service Plan for (1) Galaxy VX 1250kVA N+1 Redundant UPS | https://www.se.com/us/en/product/WADVPRIME-VX-121 |  |  | 3PH&BATT ADV SER PLAN | Unknown | Advantage Service Plan for 3-Phase UPS | [5 empty] | 13325.00 | 13400.00 | 23795.00
| WADVPRIME-VX-122 | (1) Yr Advantage Prime Service Plan for (1) Galaxy VX 1250 Scalable to 1500kVA UPS | https://www.se.com/us/en/product/WADVPRIME-VX-122 |  |  | 3PH&BATT ADV SER PLAN | Unknown | Advantage Service Plan for 3-Phase UPS | [5 empty] | 13765.00 | 13800.00 | 24590.00
| WADVPRIME-VX-150 | (1) Yr Advantage Prime Service Plan for (1) Galaxy VX 1500kVA UPS | https://www.se.com/us/en/product/WADVPRIME-VX-150 |  |  | 3PH&BATT ADV SER PLAN | Unknown | Advantage Service Plan for 3-Phase UPS | [5 empty] | 14210.00 | 14300.00 | 25385.00
| WADVPRIME-VX-151 | (1) Yr Advantage Prime Service Plan for (1) Galaxy VX 1500kVA N+1 Redundant UPS | https://www.se.com/us/en/product/WADVPRIME-VX-151 |  |  | 3PH&BATT ADV SER PLAN | Unknown | Advantage Service Plan for 3-Phase UPS | [5 empty] | 14655.00 | 14700.00 | 26175.00
| WADVULTRA1-MDC-04 | (1) Year Advantage Ultra Service Plan for (1) Level 4 Micro DC | https://www.se.com/us/en/product/WADVULTRA1-MDC-04 |  |  | 3PH&BATT ADV SER PLAN | Unknown | Advantage Service Plan for 3-Phase UPS |  |  |  |  | 731304390695 | 11700.00 | 11700.00 | 18880.00
| WADVULTRA1-MDC-05 | (1) Year Advantage Ultra Service Plan for (1) Level 5 Micro DC | https://www.se.com/us/en/product/WADVULTRA1-MDC-05 |  |  | 3PH&BATT ADV SER PLAN | Unknown | Advantage Service Plan for 3-Phase UPS |  |  |  |  | 731304390701 | 16285.00 | 16300.00 | 26280.00
| WADVULTRA1AISP-01 | Advantage Ultra Service Plan for All-In-One with Easy 3S, DX cooling, up to 20KW | https://www.se.com/us/en/product/WADVULTRA1AISP-01 |  |  | PREFAB ADV SERVICE PLN | Unknown | Advantage Service Plan for 3-Phase UPS |  |  |  |  | 731304783237 | 38940.00 | 39000.00 | 69555.00
| WADVULTRA1AISP-02 | Advantage Ultra Service Plan for All-In-One with Easy 3S, DX cooling, up to 40KW | https://www.se.com/us/en/product/WADVULTRA1AISP-02 |  |  | PREFAB ADV SERVICE PLN | Unknown | Advantage Service Plan for 3-Phase UPS |  |  |  |  | 731304783244 | 45155.00 | 45200.00 | 80655.00
| WADVULTRA1BISP-01 | Advantage Ultra Service Plan for All-In-One with Easy 3S, CW cooling, up to 20KW | https://www.se.com/us/en/product/WADVULTRA1BISP-01 |  |  | PREFAB ADV SERVICE PLN | Unknown | Advantage Service Plan for 3-Phase UPS |  |  |  |  | 731304783251 | 21810.00 | 21900.00 | 38950.00
| WADVULTRA1BISP-02 | Advantage Ultra Service Plan for All-In-One with Easy 3S, CW cooling, up to 40KW | https://www.se.com/us/en/product/WADVULTRA1BISP-02 |  |  | PREFAB ADV SERVICE PLN | Unknown | Advantage Service Plan for 3-Phase UPS |  |  |  |  | 731304783268 | 26570.00 | 26600.00 | 47455.00
| WADVULTRA2AISP-01 | Advantage Ultra Service Plan for All-In-One with Symmetra PX, DX cooling, up to 20KW | https://www.se.com/us/en/product/WADVULTRA2AISP-01 |  |  | PREFAB ADV SERVICE PLN | Unknown | Advantage Service Plan for 3-Phase UPS |  |  |  |  | 731304783275 | 36660.00 | 36700.00 | 65480.00
| WADVULTRA2AISP-02 | Advantage Ultra Service Plan for All-In-One with Symmetra PX, DX cooling, up to 40KW | https://www.se.com/us/en/product/WADVULTRA2AISP-02 |  |  | PREFAB ADV SERVICE PLN | Unknown | Advantage Service Plan for 3-Phase UPS |  |  |  |  | 731304783282 | 37435.00 | 37500.00 | 66865.00
| WADVULTRA2AISP-03 | Advantage Ultra Service Plan for All-In-One with Symmetra PX, DX cooling, up to 60KW | https://www.se.com/us/en/product/WADVULTRA2AISP-03 |  |  | PREFAB ADV SERVICE PLN | Unknown | Advantage Service Plan for 3-Phase UPS |  |  |  |  | 731304783350 | 38215.00 | 38300.00 | 68255.00
| WADVULTRA2AISP-04 | Advantage Ultra Service Plan for All-In-One with Symmetra PX, DX cooling, up to 80KW | https://www.se.com/us/en/product/WADVULTRA2AISP-04 |  |  | PREFAB ADV SERVICE PLN | Unknown | Advantage Service Plan for 3-Phase UPS |  |  |  |  | 731304783374 | 38370.00 | 38400.00 | 68530.00
| WADVULTRA2AISP-05 | Advantage Ultra Service Plan for All-In-One with Symmetra PX, DX cooling, up to 100KW | https://www.se.com/us/en/product/WADVULTRA2AISP-05 |  |  | PREFAB ADV SERVICE PLN | Unknown | Advantage Service Plan for 3-Phase UPS |  |  |  |  | 731304783381 | 64775.00 | 64800.00 | 115695.00
| WADVULTRA2AISP-06 | Advantage Ultra Service Plan for All-In-One with Symmetra PX, DX cooling, up to 120KW | https://www.se.com/us/en/product/WADVULTRA2AISP-06 |  |  | PREFAB ADV SERVICE PLN | Unknown | Advantage Service Plan for 3-Phase UPS |  |  |  |  | 731304783398 | 70055.00 | 70100.00 | 125130.00
| WADVULTRA2AISP-07 | Advantage Ultra Service Plan for All-In-One with Symmetra PX, DX cooling, up to 140KW | https://www.se.com/us/en/product/WADVULTRA2AISP-07 |  |  | PREFAB ADV SERVICE PLN | Unknown | Advantage Service Plan for 3-Phase UPS |  |  |  |  | 731304783404 | 70055.00 | 70100.00 | 125130.00
| WADVULTRA2AISP-08 | Advantage Ultra Service Plan for All-In-One with Symmetra PX, DX cooling, up to 160KW | https://www.se.com/us/en/product/WADVULTRA2AISP-08 |  |  | PREFAB ADV SERVICE PLN | Unknown | Advantage Service Plan for 3-Phase UPS |  |  |  |  | 731304783657 | 80615.00 | 80700.00 | 143995.00
| WADVULTRA2BISP-01 | Advantage Ultra Service Plan for All-In-One with Symmetra PX, CW cooling, up to 20KW | https://www.se.com/us/en/product/WADVULTRA2BISP-01 |  |  | PREFAB ADV SERVICE PLN | Unknown | Advantage Service Plan for 3-Phase UPS |  |  |  |  | 731304783299 | 28315.00 | 28400.00 | 50570.00
| WADVULTRA2BISP-02 | Advantage Ultra Service Plan for All-In-One with Symmetra PX, CW cooling, up to 40KW | https://www.se.com/us/en/product/WADVULTRA2BISP-02 |  |  | PREFAB ADV SERVICE PLN | Unknown | Advantage Service Plan for 3-Phase UPS |  |  |  |  | 731304783305 | 31760.00 | 31800.00 | 56730.00
| WADVULTRA2BISP-03 | Advantage Ultra Service Plan for All-In-One with Symmetra PX, CW cooling, up to 60KW | https://www.se.com/us/en/product/WADVULTRA2BISP-03 |  |  | PREFAB ADV SERVICE PLN | Unknown | Advantage Service Plan for 3-Phase UPS |  |  |  |  | 731304783367 | 40380.00 | 40400.00 | 72130.00
| WADVULTRA2BISP-04 | Advantage Ultra Service Plan for All-In-One with Symmetra PX, CW cooling, up to 80KW | https://www.se.com/us/en/product/WADVULTRA2BISP-04 |  |  | PREFAB ADV SERVICE PLN | Unknown | Advantage Service Plan for 3-Phase UPS |  |  |  |  | 731304783411 | 42370.00 | 42400.00 | 75680.00
| WADVULTRA2BISP-05 | Advantage Ultra Service Plan for All-In-One with Symmetra PX, CW cooling, up to 100KW | https://www.se.com/us/en/product/WADVULTRA2BISP-05 |  |  | PREFAB ADV SERVICE PLN | Unknown | Advantage Service Plan for 3-Phase UPS |  |  |  |  | 731304783428 | 52965.00 | 53000.00 | 94605.00
| WADVULTRA2BISP-06 | Advantage Ultra Service Plan for All-In-One with Symmetra PX, CW cooling, up to 120KW | https://www.se.com/us/en/product/WADVULTRA2BISP-06 |  |  | PREFAB ADV SERVICE PLN | Unknown | Advantage Service Plan for 3-Phase UPS |  |  |  |  | 731304783435 | 55975.00 | 56000.00 | 99980.00
| WADVULTRA2BISP-07 | Advantage Ultra Service Plan for All-In-One with Symmetra PX, CW cooling, up to 140KW | https://www.se.com/us/en/product/WADVULTRA2BISP-07 |  |  | PREFAB ADV SERVICE PLN | Unknown | Advantage Service Plan for 3-Phase UPS |  |  |  |  | 731304783442 | 58985.00 | 59000.00 | 105360.00
| WADVULTRA2BISP-08 | Advantage Ultra Service Plan for All-In-One with Symmetra PX, CW cooling, up to 160KW | https://www.se.com/us/en/product/WADVULTRA2BISP-08 |  |  | PREFAB ADV SERVICE PLN | Unknown | Advantage Service Plan for 3-Phase UPS |  |  |  |  | 731304783664 | 70730.00 | 70800.00 | 126340.00
| WADVULTRA3AISP-01 | Advantage Ultra Service Plan for All-In-One with Galaxy VS, DX cooling, up to 20KW | https://www.se.com/us/en/product/WADVULTRA3AISP-01 |  |  | PREFAB ADV SERVICE PLN | Unknown | Advantage Service Plan for 3-Phase UPS |  |  |  |  | 731304783312 | 35535.00 | 35600.00 | 63470.00
| WADVULTRA3AISP-02 | Advantage Ultra Service Plan for All-In-One with Galaxy VS, DX cooling, up to 40KW | https://www.se.com/us/en/product/WADVULTRA3AISP-02 |  |  | PREFAB ADV SERVICE PLN | Unknown | Advantage Service Plan for 3-Phase UPS |  |  |  |  | 731304783329 | 43365.00 | 43400.00 | 77455.00
| WADVULTRA3AISP-03 | Advantage Ultra Service Plan for All-In-One with Galaxy VS, DX cooling, up to 60KW | https://www.se.com/us/en/product/WADVULTRA3AISP-03 |  |  | PREFAB ADV SERVICE PLN | Unknown | Advantage Service Plan for 3-Phase UPS |  |  |  |  | 731304783459 | 48830.00 | 48900.00 | 87215.00
| WADVULTRA3AISP-04 | Advantage Ultra Service Plan for All-In-One with Galaxy VS, DX cooling, up to 80KW | https://www.se.com/us/en/product/WADVULTRA3AISP-04 |  |  | PREFAB ADV SERVICE PLN | Unknown | Advantage Service Plan for 3-Phase UPS |  |  |  |  | 731304783473 | 59335.00 | 59400.00 | 105985.00
| WADVULTRA3AISP-05 | Advantage Ultra Service Plan for All-In-One with Galaxy VS, DX cooling, up to 100KW | https://www.se.com/us/en/product/WADVULTRA3AISP-05 |  |  | PREFAB ADV SERVICE PLN | Unknown | Advantage Service Plan for 3-Phase UPS |  |  |  |  | 731304783480 | 53520.00 | 53600.00 | 95595.00
| WADVULTRA3AISP-06 | Advantage Ultra Service Plan for All-In-One with Galaxy VS, DX cooling, up to 120KW | https://www.se.com/us/en/product/WADVULTRA3AISP-06 |  |  | PREFAB ADV SERVICE PLN | Unknown | Advantage Service Plan for 3-Phase UPS |  |  |  |  | 731304783497 | 61920.00 | 62000.00 | 110605.00
| WADVULTRA3AISP-07 | Advantage Ultra Service Plan for All-In-One with Galaxy VS, DX cooling, up to 140KW | https://www.se.com/us/en/product/WADVULTRA3AISP-07 |  |  | PREFAB ADV SERVICE PLN | Unknown | Advantage Service Plan for 3-Phase UPS |  |  |  |  | 731304783503 | 61215.00 | 61300.00 | 109335.00
| WADVULTRA3BISP-01 | Advantage Ultra Service Plan for All-In-One with Galaxy VS, CW cooling, up to 20KW | https://www.se.com/us/en/product/WADVULTRA3BISP-01 |  |  | PREFAB ADV SERVICE PLN | Unknown | Advantage Service Plan for 3-Phase UPS |  |  |  |  | 731304783336 | 20540.00 | 20600.00 | 36690.00
| WADVULTRA3BISP-02 | Advantage Ultra Service Plan for All-In-One with Galaxy VS, CW cooling, up to 40KW | https://www.se.com/us/en/product/WADVULTRA3BISP-02 |  |  | PREFAB ADV SERVICE PLN | Unknown | Advantage Service Plan for 3-Phase UPS |  |  |  |  | 731304783343 | 24035.00 | 24100.00 | 42930.00
| WADVULTRA3BISP-03 | Advantage Ultra Service Plan for All-In-One with Galaxy VS, CW cooling, up to 60KW | https://www.se.com/us/en/product/WADVULTRA3BISP-03 |  |  | PREFAB ADV SERVICE PLN | Unknown | Advantage Service Plan for 3-Phase UPS |  |  |  |  | 731304783466 | 31615.00 | 31700.00 | 56465.00
| WADVULTRA3BISP-04 | Advantage Ultra Service Plan for All-In-One with Galaxy VS, CW cooling, up to 80KW | https://www.se.com/us/en/product/WADVULTRA3BISP-04 |  |  | PREFAB ADV SERVICE PLN | Unknown | Advantage Service Plan for 3-Phase UPS |  |  |  |  | 731304783510 | 31080.00 | 31100.00 | 55515.00
| WADVULTRA3BISP-05 | Advantage Ultra Service Plan for All-In-One with Galaxy VS, CW cooling, up to 100KW | https://www.se.com/us/en/product/WADVULTRA3BISP-05 |  |  | PREFAB ADV SERVICE PLN | Unknown | Advantage Service Plan for 3-Phase UPS |  |  |  |  | 731304783527 | 31080.00 | 31100.00 | 55515.00
| WADVULTRA3BISP-06 | Advantage Ultra Service Plan for All-In-One with Galaxy VS, CW cooling, up to 120KW | https://www.se.com/us/en/product/WADVULTRA3BISP-06 |  |  | PREFAB ADV SERVICE PLN | Unknown | Advantage Service Plan for 3-Phase UPS |  |  |  |  | 731304783534 | 50380.00 | 50400.00 | 89985.00
| WADVULTRA3BISP-07 | Advantage Ultra Service Plan for All-In-One with Galaxy VS, CW cooling, up to 140KW | https://www.se.com/us/en/product/WADVULTRA3BISP-07 |  |  | PREFAB ADV SERVICE PLN | Unknown | Advantage Service Plan for 3-Phase UPS |  |  |  |  | 731304783541 | 55055.00 | 55100.00 | 98335.00
| WADVULTRA4AISP-03 | Advantage Ultra Service Plan for All-In-One with Easy 3M, DX cooling, up to 60KW | https://www.se.com/us/en/product/WADVULTRA4AISP-03 |  |  | PREFAB ADV SERVICE PLN | Unknown | Advantage Service Plan for 3-Phase UPS |  |  |  |  | 731304783558 | 50930.00 | 51000.00 | 90970.00
| WADVULTRA4AISP-04 | Advantage Ultra Service Plan for All-In-One with Easy3M, DX cooling, up to 80KW | https://www.se.com/us/en/product/WADVULTRA4AISP-04 |  |  | PREFAB ADV SERVICE PLN | Unknown | Advantage Service Plan for 3-Phase UPS |  |  |  |  | 731304783572 | 59840.00 | 59900.00 | 106885.00
| WADVULTRA4AISP-05 | Advantage Ultra Service Plan for All-In-One with Easy 3M, DX cooling, up to 100KW | https://www.se.com/us/en/product/WADVULTRA4AISP-05 |  |  | PREFAB ADV SERVICE PLN | Unknown | Advantage Service Plan for 3-Phase UPS |  |  |  |  | 731304783589 | 56765.00 | 56800.00 | 101390.00
| WADVULTRA4AISP-06 | Advantage Ultra Service Plan for All-In-One with Easy 3M, DX cooling, up to 120KW | https://www.se.com/us/en/product/WADVULTRA4AISP-06 |  |  | PREFAB ADV SERVICE PLN | Unknown | Advantage Service Plan for 3-Phase UPS |  |  |  |  | 731304783596 | 61335.00 | 61400.00 | 109550.00
| WADVULTRA4AISP-07 | Advantage Ultra Service Plan for All-In-One with Easy 3M, DX cooling, up to 140KW | https://www.se.com/us/en/product/WADVULTRA4AISP-07 |  |  | PREFAB ADV SERVICE PLN | Unknown | Advantage Service Plan for 3-Phase UPS |  |  |  |  | 731304783602 | 61335.00 | 61400.00 | 109550.00
| WADVULTRA4AISP-08 | Advantage Ultra Service Plan for All-In-One with Easy 3M, DX cooling, up to 160KW | https://www.se.com/us/en/product/WADVULTRA4AISP-08 |  |  | PREFAB ADV SERVICE PLN | Unknown | Advantage Service Plan for 3-Phase UPS |  |  |  |  | 731304783671 | 96225.00 | 96300.00 | 171870.00
| WADVULTRA4AISP-09 | Advantage Ultra Service Plan for All-In-One with Easy 3M, DX cooling, up to 180KW | https://www.se.com/us/en/product/WADVULTRA4AISP-09 |  |  | PREFAB ADV SERVICE PLN | Unknown | Advantage Service Plan for 3-Phase UPS |  |  |  |  | 731304783695 | 105185.00 | 105500.00 | 187880.00
| WADVULTRA4AISP-10 | Advantage Ultra Service Plan for All-In-One with Easy 3M, DX cooling, up to 200KW | https://www.se.com/us/en/product/WADVULTRA4AISP-10 |  |  | PREFAB ADV SERVICE PLN | Unknown | Advantage Service Plan for 3-Phase UPS |  |  |  |  | 731304783718 | 121925.00 | 122000.00 | 217775.00
| WADVULTRA4BISP-03 | Advantage Ultra Service Plan for All-In-One with Easy 3M, CW cooling, up to 60KW | https://www.se.com/us/en/product/WADVULTRA4BISP-03 |  |  | PREFAB ADV SERVICE PLN | Unknown | Advantage Service Plan for 3-Phase UPS |  |  |  |  | 731304783565 | 28345.00 | 28400.00 | 50630.00
| WADVULTRA4BISP-04 | Advantage Ultra Service Plan for All-In-One with Easy 3M, CW cooling, up to 80KW | https://www.se.com/us/en/product/WADVULTRA4BISP-04 |  |  | PREFAB ADV SERVICE PLN | Unknown | Advantage Service Plan for 3-Phase UPS |  |  |  |  | 731304783619 | 32575.00 | 32600.00 | 58185.00
| WADVULTRA4BISP-05 | Advantage Ultra Service Plan for All-In-One with Easy 3M, CW cooling, up to 100KW | https://www.se.com/us/en/product/WADVULTRA4BISP-05 |  |  | PREFAB ADV SERVICE PLN | Unknown | Advantage Service Plan for 3-Phase UPS |  |  |  |  | 731304783626 | 45630.00 | 45700.00 | 81500.00
| WADVULTRA4BISP-06 | Advantage Ultra Service Plan for All-In-One with Easy 3M, CW cooling, up to 120KW | https://www.se.com/us/en/product/WADVULTRA4BISP-06 |  |  | PREFAB ADV SERVICE PLN | Unknown | Advantage Service Plan for 3-Phase UPS |  |  |  |  | 731304783633 | 49795.00 | 49800.00 | 88945.00
| WADVULTRA4BISP-07 | Advantage Ultra Service Plan for All-In-One with Easy 3M, CW cooling, up to 140KW | https://www.se.com/us/en/product/WADVULTRA4BISP-07 |  |  | PREFAB ADV SERVICE PLN | Unknown | Advantage Service Plan for 3-Phase UPS |  |  |  |  | 731304783640 | 55425.00 | 55500.00 | 98995.00
| WADVULTRA4BISP-08 | Advantage Ultra Service Plan for All-In-One with Easy 3M, CW cooling, up to 160KW | https://www.se.com/us/en/product/WADVULTRA4BISP-08 |  |  | PREFAB ADV SERVICE PLN | Unknown | Advantage Service Plan for 3-Phase UPS |  |  |  |  | 731304783688 | 50525.00 | 50600.00 | 90250.00
| WADVULTRA4BISP-09 | Advantage Ultra Service Plan for All-In-One with Easy 3M, CW cooling, up to 180KW | https://www.se.com/us/en/product/WADVULTRA4BISP-09 |  |  | PREFAB ADV SERVICE PLN | Unknown | Advantage Service Plan for 3-Phase UPS |  |  |  |  | 731304783701 | 49310.00 | 49400.00 | 88075.00
| WADVULTRA4BISP-10 | Advantage Ultra Service Plan for All-In-One with Easy 3M, CW cooling, up to 200KW | https://www.se.com/us/en/product/WADVULTRA4BISP-10 |  |  | PREFAB ADV SERVICE PLN | Unknown | Advantage Service Plan for 3-Phase UPS |  |  |  |  | 731304783725 | 56320.00 | 56400.00 | 100600.00
| WADVULTRA5AISP-09 | Advantage Ultra Service Plan for All-In-One with Galaxy VM, DX cooling, up to 180KW | https://www.se.com/us/en/product/WADVULTRA5AISP-09 |  |  | PREFAB ADV SERVICE PLN | Unknown | Advantage Service Plan for 3-Phase UPS |  |  |  |  | 731304540083 | 66880.00 | 66900.00 | 119465.00
| WADVULTRA6APSP-13 | Advantage Ultra Service Plan for Power Module with Galaxy VL, DX cooling, up to 250KW | https://www.se.com/us/en/product/WADVULTRA6APSP-13 |  |  | PREFAB ADV SERVICE PLN | Unknown | Advantage Service Plan for 3-Phase UPS |  |  |  |  | 731304783732 | 42215.00 | 42300.00 | 75400.00
| WADVULTRA6APSP-14 | Advantage Ultra Service Plan for Power Module with Galaxy VL, DX cooling, up to 500KW | https://www.se.com/us/en/product/WADVULTRA6APSP-14 |  |  | PREFAB ADV SERVICE PLN | Unknown | Advantage Service Plan for 3-Phase UPS |  |  |  |  | 731304783770 | 49105.00 | 49200.00 | 87715.00
| WADVULTRA6APSP-15 | Advantage Ultra Service Plan for Power Module with Galaxy VL, DX cooling, up to 750KW | https://www.se.com/us/en/product/WADVULTRA6APSP-15 |  |  | PREFAB ADV SERVICE PLN | Unknown | Advantage Service Plan for 3-Phase UPS |  |  |  |  | 731304783787 | 80390.00 | 80400.00 | 143595.00
| WADVULTRA6APSP-16 | Advantage Ultra Service Plan for Power Module with Galaxy VL, DX cooling, up to 1000KW | https://www.se.com/us/en/product/WADVULTRA6APSP-16 |  |  | PREFAB ADV SERVICE PLN | Unknown | Advantage Service Plan for 3-Phase UPS |  |  |  |  | 731304783794 | 89535.00 | 89600.00 | 159925.00
| WADVULTRA6APSP-17 | Advantage Ultra Service Plan for Power Module with Galaxy VL, DX cooling, up to 1250KW | https://www.se.com/us/en/product/WADVULTRA6APSP-17 |  |  | PREFAB ADV SERVICE PLN | Unknown | Advantage Service Plan for 3-Phase UPS |  |  |  |  | 731304783800 | 107850.00 | 108000.00 | 192635.00
| WADVULTRA6APSP-18 | Advantage Ultra Service Plan for Power Module with Galaxy VL, DX cooling, up to 1500KW | https://www.se.com/us/en/product/WADVULTRA6APSP-18 |  |  | PREFAB ADV SERVICE PLN | Unknown | Advantage Service Plan for 3-Phase UPS |  |  |  |  | 731304783817 | 115315.00 | 115500.00 | 205975.00
| WADVULTRA6APSP-19 | Advantage Ultra Service Plan for Power Module with Galaxy VL, DX cooling, up to 1750KW | https://www.se.com/us/en/product/WADVULTRA6APSP-19 |  |  | PREFAB ADV SERVICE PLN | Unknown | Advantage Service Plan for 3-Phase UPS |  |  |  |  | 731304783978 | 133385.00 | 133500.00 | 238255.00
| WADVULTRA6APSP-20 | Advantage Ultra Service Plan for Power Module with Galaxy VL, DX cooling, up to 2000KW | https://www.se.com/us/en/product/WADVULTRA6APSP-20 |  |  | PREFAB ADV SERVICE PLN | Unknown | Advantage Service Plan for 3-Phase UPS |  |  |  |  | 731304784012 | 144825.00 | 145000.00 | 258685.00
| WADVULTRA6CPSP-13 | Advantage Ultra Service Plan for Power Module with Galaxy VL, CRAC cooling, up to 250KW | https://www.se.com/us/en/product/WADVULTRA6CPSP-13 |  |  | PREFAB ADV SERVICE PLN | Unknown | Advantage Service Plan for 3-Phase UPS |  |  |  |  | 731304783749 | 36660.00 | 36700.00 | 65485.00
| WADVULTRA6CPSP-14 | Advantage Ultra Service Plan for Power Module with Galaxy VL, DX cooling, up to 500KW | https://www.se.com/us/en/product/WADVULTRA6CPSP-14 |  |  | PREFAB ADV SERVICE PLN | Unknown | Advantage Service Plan for 3-Phase UPS |  |  |  |  | 731304783824 | 44370.00 | 44400.00 | 79255.00
| WADVULTRA6CPSP-15 | Advantage Ultra Service Plan for Power Module with Galaxy VL, CRAC cooling, up to 750KW | https://www.se.com/us/en/product/WADVULTRA6CPSP-15 |  |  | PREFAB ADV SERVICE PLN | Unknown | Advantage Service Plan for 3-Phase UPS |  |  |  |  | 731304783831 | 57305.00 | 57400.00 | 102360.00
| WADVULTRA6CPSP-16 | Advantage Ultra Service Plan for Power Module with Galaxy VL, CRAC cooling, up to 1000KW | https://www.se.com/us/en/product/WADVULTRA6CPSP-16 |  |  | PREFAB ADV SERVICE PLN | Unknown | Advantage Service Plan for 3-Phase UPS |  |  |  |  | 731304783848 | 57605.00 | 57700.00 | 102890.00
| WADVULTRA6CPSP-17 | Advantage Ultra Service Plan for Power Module with Galaxy VL, CRAC cooling, up to 1250KW | https://www.se.com/us/en/product/WADVULTRA6CPSP-17 |  |  | PREFAB ADV SERVICE PLN | Unknown | Advantage Service Plan for 3-Phase UPS |  |  |  |  | 731304783855 | 72725.00 | 72800.00 | 129900.00
| WADVULTRA6CPSP-18 | Advantage Ultra Service Plan for Power Module with Galaxy VL, CRAC cooling, up to 1500KW | https://www.se.com/us/en/product/WADVULTRA6CPSP-18 |  |  | PREFAB ADV SERVICE PLN | Unknown | Advantage Service Plan for 3-Phase UPS |  |  |  |  | 731304783862 | 73695.00 | 73700.00 | 131635.00
| WADVULTRA6CPSP-19 | Advantage Ultra Service Plan for Power Module with Galaxy VL, CRAC cooling, up to 1750KW | https://www.se.com/us/en/product/WADVULTRA6CPSP-19 |  |  | PREFAB ADV SERVICE PLN | Unknown | Advantage Service Plan for 3-Phase UPS |  |  |  |  | 731304783985 | 97635.00 | 97700.00 | 174400.00
| WADVULTRA6CPSP-20 | Advantage Ultra Service Plan for Power Module with Galaxy VL, CRAC cooling, up to 2000KW | https://www.se.com/us/en/product/WADVULTRA6CPSP-20 |  |  | PREFAB ADV SERVICE PLN | Unknown | Advantage Service Plan for 3-Phase UPS |  |  |  |  | 731304784029 | 103095.00 | 103500.00 | 184145.00
| WADVULTRA7APSP-13 | Advantage Ultra Service Plan for Power Module with Galaxy VX, DX cooling, up to 250KW | https://www.se.com/us/en/product/WADVULTRA7APSP-13 |  |  | PREFAB ADV SERVICE PLN | Unknown | Advantage Service Plan for 3-Phase UPS |  |  |  |  | 731304783756 | 42785.00 | 42800.00 | 76420.00
| WADVULTRA7APSP-14 | Advantage Ultra Service Plan for Power Module with Galaxy VX, DX cooling, up to 500KW | https://www.se.com/us/en/product/WADVULTRA7APSP-14 |  |  | PREFAB ADV SERVICE PLN | Unknown | Advantage Service Plan for 3-Phase UPS |  |  |  |  | 731304783879 | 51910.00 | 52000.00 | 92720.00
| WADVULTRA7APSP-15 | Advantage Ultra Service Plan for Power Module with Galaxy VX, DX cooling, up to 750KW | https://www.se.com/us/en/product/WADVULTRA7APSP-15 |  |  | PREFAB ADV SERVICE PLN | Unknown | Advantage Service Plan for 3-Phase UPS |  |  |  |  | 731304783886 | 68945.00 | 69000.00 | 123150.00
| WADVULTRA7APSP-16 | Advantage Ultra Service Plan for Power Module with Galaxy VX, DX cooling, up to 1000KW | https://www.se.com/us/en/product/WADVULTRA7APSP-16 |  |  | PREFAB ADV SERVICE PLN | Unknown | Advantage Service Plan for 3-Phase UPS |  |  |  |  | 731304783893 | 79665.00 | 79700.00 | 142290.00
| WADVULTRA7APSP-17 | Advantage Ultra Service Plan for Power Module with Galaxy VX, DX cooling, up to 1250KW | https://www.se.com/us/en/product/WADVULTRA7APSP-17 |  |  | PREFAB ADV SERVICE PLN | Unknown | Advantage Service Plan for 3-Phase UPS |  |  |  |  | 731304783909 | 91245.00 | 91300.00 | 162985.00
| WADVULTRA7APSP-18 | Advantage Ultra Service Plan for Power Module with Galaxy VX, DX cooling, up to 1500KW | https://www.se.com/us/en/product/WADVULTRA7APSP-18 |  |  | PREFAB ADV SERVICE PLN | Unknown | Advantage Service Plan for 3-Phase UPS |  |  |  |  | 731304783916 | 100415.00 | 100500.00 | 179360.00
| WADVULTRA7APSP-19 | Advantage Ultra Service Plan for Power Module with Galaxy VX, DX cooling, up to 1750KW | https://www.se.com/us/en/product/WADVULTRA7APSP-19 |  |  | PREFAB ADV SERVICE PLN | Unknown | Advantage Service Plan for 3-Phase UPS |  |  |  |  | 731304783992 | 113150.00 | 113500.00 | 202110.00
| WADVULTRA7APSP-20 | Advantage Ultra Service Plan for Power Module with Galaxy VX, DX cooling, up to 2000KW | https://www.se.com/us/en/product/WADVULTRA7APSP-20 |  |  | PREFAB ADV SERVICE PLN | Unknown | Advantage Service Plan for 3-Phase UPS |  |  |  |  | 731304784036 | 135475.00 | 135500.00 | 241985.00
| WADVULTRA7CPSP-13 | Advantage Ultra Service Plan for Power Module with Galaxy VX, CRAC cooling, up to 250KW | https://www.se.com/us/en/product/WADVULTRA7CPSP-13 |  |  | PREFAB ADV SERVICE PLN | Unknown | Advantage Service Plan for 3-Phase UPS |  |  |  |  | 731304783763 | 41405.00 | 41500.00 | 73955.00
| WADVULTRA7CPSP-14 | Advantage Ultra Service Plan for Power Module with Galaxy VX, DX cooling, up to 500KW | https://www.se.com/us/en/product/WADVULTRA7CPSP-14 |  |  | PREFAB ADV SERVICE PLN | Unknown | Advantage Service Plan for 3-Phase UPS |  |  |  |  | 731304783923 | 42940.00 | 43000.00 | 76695.00
| WADVULTRA7CPSP-15 | Advantage Ultra Service Plan for Power Module with Galaxy VX, CRAC cooling, up to 750KW | https://www.se.com/us/en/product/WADVULTRA7CPSP-15 |  |  | PREFAB ADV SERVICE PLN | Unknown | Advantage Service Plan for 3-Phase UPS |  |  |  |  | 731304783930 | 47460.00 | 47500.00 | 84770.00
| WADVULTRA7CPSP-16 | Advantage Ultra Service Plan for Power Module with Galaxy VX, CRAC cooling, up to 1000KW | https://www.se.com/us/en/product/WADVULTRA7CPSP-16 |  |  | PREFAB ADV SERVICE PLN | Unknown | Advantage Service Plan for 3-Phase UPS |  |  |  |  | 731304783947 | 49785.00 | 49800.00 | 88920.00
| WADVULTRA7CPSP-17 | Advantage Ultra Service Plan for Power Module with Galaxy VX, CRAC cooling, up to 1250KW | https://www.se.com/us/en/product/WADVULTRA7CPSP-17 |  |  | PREFAB ADV SERVICE PLN | Unknown | Advantage Service Plan for 3-Phase UPS |  |  |  |  | 731304783954 | 52795.00 | 52800.00 | 94300.00
| WADVULTRA7CPSP-18 | Advantage Ultra Service Plan for Power Module with Galaxy VX, CRAC cooling, up to 1500KW | https://www.se.com/us/en/product/WADVULTRA7CPSP-18 |  |  | PREFAB ADV SERVICE PLN | Unknown | Advantage Service Plan for 3-Phase UPS |  |  |  |  | 731304783961 | 57465.00 | 57500.00 | 102645.00
| WADVULTRA7CPSP-19 | Advantage Ultra Service Plan for Power Module with Galaxy VX, CRAC cooling, up to 1750KW | https://www.se.com/us/en/product/WADVULTRA7CPSP-19 |  |  | PREFAB ADV SERVICE PLN | Unknown | Advantage Service Plan for 3-Phase UPS |  |  |  |  | 731304784005 | 75360.00 | 75400.00 | 134605.00
| WADVULTRA7CPSP-20 | Advantage Ultra Service Plan for Power Module with Galaxy VX, CRAC cooling, up to 2000KW | https://www.se.com/us/en/product/WADVULTRA7CPSP-20 |  |  | PREFAB ADV SERVICE PLN | Unknown | Advantage Service Plan for 3-Phase UPS |  |  |  |  | 731304784043 | 91000.00 | 91000.00 | 162545.00
| WADVULTRA-AE-25 | (1) Year Advantage Ultra Service Plan for (1) IAEC25 250Kw Cooling Unit | https://www.se.com/us/en/product/WADVULTRA-AE-25 |  |  | SP COOL ADV SER PLAN | Unknown | Advantage Service Plan for 3-Phase UPS | [5 empty] | 20005.00 | 20100.00 | 32285.00
| WADVULTRA-AE-50 | (1) Year Advantage Ultra Service Plan for (1) IAEC50 500Kw Cooling Unit | https://www.se.com/us/en/product/WADVULTRA-AE-50 |  |  | SP COOL ADV SER PLAN | Unknown | Advantage Service Plan for 3-Phase UPS | [5 empty] | 35835.00 | 35900.00 | 57830.00
| WADVULTRA-AX-81 | (1) Year Advantage Ultra Service Plan for (1) Air Side Economizer Module with DX | https://www.se.com/us/en/product/WADVULTRA-AX-81 |  |  | SP COOL ADV SER PLAN | Unknown | Advantage Service Plan for 3-Phase UPS | [5 empty] | 6715.00 | 6725.00 | 10835.00
| WADVULTRA-E6-22 | (1) Year Advantage Ultra Service Plan for (1) EPS 6000 150 to 225 kVA UPS | https://www.se.com/us/en/product/WADVULTRA-E6-22 |  |  | 3PH&BATT ADV SER PLAN | Unknown | Advantage Service Plan for 3-Phase UPS | [5 empty] | 11125.00 | 11200.00 | 19870.00
| WADVULTRA-E6-37 | (1) Year Advantage Ultra Service Plan for (1) EPS 6000 300 to 375 kVA UPS | https://www.se.com/us/en/product/WADVULTRA-E6-37 |  |  | 3PH&BATT ADV SER PLAN | Unknown | Advantage Service Plan for 3-Phase UPS | [5 empty] | 12985.00 | 13000.00 | 23195.00
| WADVULTRA-E6-62 | (1) Year Advantage Ultra Service Plan for (1) EPS 6000 500 to 625 kVA UPS | https://www.se.com/us/en/product/WADVULTRA-E6-62 |  |  | 3PH&BATT ADV SER PLAN | Unknown | Advantage Service Plan for 3-Phase UPS | [5 empty] | 13400.00 | 13400.00 | 23930.00
| WADVULTRA-E6-80 | (1) Year Advantage Ultra Service Plan for (1) EPS 6000 750 to 800 kVA UPS | https://www.se.com/us/en/product/WADVULTRA-E6-80 |  |  | 3PH&BATT ADV SER PLAN | Unknown | Advantage Service Plan for 3-Phase UPS | [5 empty] | 14290.00 | 14300.00 | 25520.00
| WADVULTRA-E7-50 | (1) Year Advantage Ultra Service Plan for (1) EPS 7000 300 to 500 kVA UPS | https://www.se.com/us/en/product/WADVULTRA-E7-50 |  |  | 3PH&BATT ADV SER PLAN | Unknown | Advantage Service Plan for 3-Phase UPS | [5 empty] | 12900.00 | 12900.00 | 23045.00
| WADVULTRA-E8-10 | (1) Year Advantage Ultra Service Plan for (1) EPS 8000 1000 kVA UPS | https://www.se.com/us/en/product/WADVULTRA-E8-10 |  |  | 3PH&BATT ADV SER PLAN | Unknown | Advantage Service Plan for 3-Phase UPS | [5 empty] | 14885.00 | 14900.00 | 26590.00
| WADVULTRA-E8-11 | (1) Year Advantage Ultra Service Plan for (1) EPS 8000 1100 to 1125 kVA UPS | https://www.se.com/us/en/product/WADVULTRA-E8-11 |  |  | 3PH&BATT ADV SER PLAN | Unknown | Advantage Service Plan for 3-Phase UPS | [5 empty] | 15830.00 | 15900.00 | 28280.00
| WADVULTRA-E8-62 | (1) Year Advantage Ultra Service Plan for (1) EPS 8000 555 kVA UPS | https://www.se.com/us/en/product/WADVULTRA-E8-62 |  |  | 3PH&BATT ADV SER PLAN | Unknown | Advantage Service Plan for 3-Phase UPS | [5 empty] | 13660.00 | 13700.00 | 24400.00
| WADVULTRA-E8-80 | (1) Year Advantage Ultra Service Plan for (1) EPS 8000 625 to 800 kVA UPS | https://www.se.com/us/en/product/WADVULTRA-E8-80 |  |  | 3PH&BATT ADV SER PLAN | Unknown | Advantage Service Plan for 3-Phase UPS | [5 empty] | 14565.00 | 14600.00 | 26015.00
| WADVULTRA-ES-60 | (1) Year Advantage Ultra Service Plan for (1) Epsilon 200 to 600A | https://www.se.com/us/en/product/WADVULTRA-ES-60 |  |  | 3PH&BATT ADV SER PLAN | Unknown | Advantage Service Plan for 3-Phase UPS | [5 empty] | 4440.00 | 4450.00 | 7925.00
| WADVULTRA-EZU-15 | (1) Yr Advantage Ultra Service Plan for (1) Easy UPS 3S UL 10-15kVA UPS | https://www.se.com/us/en/product/WADVULTRA-EZU-15 |  |  | Unknown | Unknown | Advantage Service Plan for 3-Phase UPS |  |  |  |  | 731304781363 | 5845.00 | 5850.00 | 10435.00
| WADVULTRA-EZU-20 | (1) Yr Advantage Ultra Service Plan for (1) Easy UPS 3S UL 20kVA UPS | https://www.se.com/us/en/product/WADVULTRA-EZU-20 |  |  | Unknown | Unknown | Advantage Service Plan for 3-Phase UPS |  |  |  |  | 731304781417 | 5950.00 | 5950.00 | 10625.00
| WADVULTRA-EZU-30 | (1) Yr Advantage Ultra Service Plan for (1) Easy UPS 3S UL 30kVA UPS | https://www.se.com/us/en/product/WADVULTRA-EZU-30 |  |  | Unknown | Unknown | Advantage Service Plan for 3-Phase UPS |  |  |  |  | 731304781462 | 6430.00 | 6450.00 | 11485.00
| WADVULTRA-EZU-40 | (1) Yr Advantage Ultra Service Plan for (1) Easy UPS 3S UL 40kVA UPS | https://www.se.com/us/en/product/WADVULTRA-EZU-40 |  |  | Unknown | Unknown | Advantage Service Plan for 3-Phase UPS |  |  |  |  | 731304781516 | 6770.00 | 6775.00 | 12090.00
| WADVULTRA-G3-21 | (1) Year Advantage Ultra Service Plan for (1) Galaxy 3500 or SUVT 10-15 kVA UPS | https://www.se.com/us/en/product/WADVULTRA-G3-21 |  |  | Unknown | Unknown | Advantage Service Plan for 3-Phase UPS | [5 empty] | 3075.00 | 3075.00 | 4965.00
| WADVULTRA-G3-22 | (1) Year Advantage Ultra Service Plan for (1) Galaxy 3500 or SUVT 20 kVA UPS | https://www.se.com/us/en/product/WADVULTRA-G3-22 |  |  | Unknown | Unknown | Advantage Service Plan for 3-Phase UPS | [5 empty] | 4010.00 | 4025.00 | 6475.00
| WADVULTRA-G3-23 | (1) Year Advantage Ultra Service Plan for (1) Galaxy 3500 or SUVT 30 kVA UPS | https://www.se.com/us/en/product/WADVULTRA-G3-23 |  |  | Unknown | Unknown | Advantage Service Plan for 3-Phase UPS | [5 empty] | 4565.00 | 4575.00 | 7370.00
| WADVULTRA-G3-24 | (1) Year Advantage Ultra Service Plan for (1) Galaxy 3500 or SUVT 40 kVA UPS | https://www.se.com/us/en/product/WADVULTRA-G3-24 |  |  | Unknown | Unknown | Advantage Service Plan for 3-Phase UPS | [5 empty] | 4845.00 | 4850.00 | 7820.00
| WADVULTRA-G3-28 | (1) Year Advantage Ultra Service Plan for (1) Galaxy 3500 or SUVT 80 kVA UPS | https://www.se.com/us/en/product/WADVULTRA-G3-28 |  |  | 3PH&BATT ADV SER PLAN | Unknown | Advantage Service Plan for 3-Phase UPS | [5 empty] | 5860.00 | 5875.00 | 9450.00
| WADVULTRA-G4-50 | (1) Year Advantage Ultra Service Plan for (1) Galaxy 4000 40 to 50 kVA UPS | https://www.se.com/us/en/product/WADVULTRA-G4-50 |  |  | 3PH&BATT ADV SER PLAN | Unknown | Advantage Service Plan for 3-Phase UPS | [5 empty] | 4765.00 | 4775.00 | 8510.00
| WADVULTRA-G4-75 | (1) Year Advantage Ultra Service Plan for (1) Galaxy 4000 65 to 75 kVA UPS | https://www.se.com/us/en/product/WADVULTRA-G4-75 |  |  | 3PH&BATT ADV SER PLAN | Unknown | Advantage Service Plan for 3-Phase UPS | [5 empty] | 5165.00 | 5175.00 | 9225.00
| WADVULTRA-G5-13 | (1) Year Advantage Ultra Service Plan for (1) Galaxy 5000/5500 81 to 130 kVA UPS | https://www.se.com/us/en/product/WADVULTRA-G5-13 |  |  | 3PH&BATT ADV SER PLAN | Unknown | Advantage Service Plan for 3-Phase UPS | [5 empty] | 6435.00 | 6450.00 | 11490.00
| WADVULTRA-G5-81 | (1) Year Advantage Ultra Service Plan for (1) Galaxy 5000/5500 41 to 80 kVA UPS | https://www.se.com/us/en/product/WADVULTRA-G5-81 |  |  | 3PH&BATT ADV SER PLAN | Unknown | Advantage Service Plan for 3-Phase UPS | [5 empty] | 5580.00 | 5600.00 | 9965.00
| WADVULTRA-GP-12 | (1) Year Advantage Ultra Service Plan for (1) Galaxy PW or PWI 80 to 130 kVA UPS | https://www.se.com/us/en/product/WADVULTRA-GP-12 |  |  | 3PH&BATT ADV SER PLAN | Unknown | Advantage Service Plan for 3-Phase UPS | [5 empty] | 7790.00 | 7800.00 | 13910.00
| WADVULTRA-GP-15 | (1) Year Advantage Ultra Service Plan for (1) Galaxy PW 150 or 180 or PWI 160 kVA UPS | https://www.se.com/us/en/product/WADVULTRA-GP-15 |  |  | 3PH&BATT ADV SER PLAN | Unknown | Advantage Service Plan for 3-Phase UPS | [5 empty] | 8780.00 | 8800.00 | 15680.00
| WADVULTRA-GP-20 | (1) Year Advantage Ultra Service Plan for (1) Galaxy PW 160 or 200 or PWI 200 kVA UPS | https://www.se.com/us/en/product/WADVULTRA-GP-20 |  |  | 3PH&BATT ADV SER PLAN | Unknown | Advantage Service Plan for 3-Phase UPS | [5 empty] | 9995.00 | 10000.00 | 17855.00
| WADVULTRA-GP-22 | (1) Year Advantage Ultra Service Plan for (1) Galaxy PW 225 kVA UPS | https://www.se.com/us/en/product/WADVULTRA-GP-22 |  |  | 3PH&BATT ADV SER PLAN | Unknown | Advantage Service Plan for 3-Phase UPS | [5 empty] | 10225.00 | 10300.00 | 18260.00
| WADVULTRA-MP-00 | (1) Year Advantage Ultra Service Plan for (1) MGE product | https://www.se.com/us/en/product/WADVULTRA-MP-00 |  |  | 3PH&BATT ADV SER PLAN | Unknown | Advantage Service Plan for 3-Phase UPS | [5 empty] | Call for Quote | Call for Quote | Call for Quote
| WADVULTRA-MW-09 | (1) Year Advantage Ultra Service Plan for Symmetra MW 400kVA | https://www.se.com/us/en/product/WADVULTRA-MW-09 |  |  | Unknown | Unknown | Advantage Service Plan for 3-Phase UPS | [5 empty] | 11900.00 | 11900.00 | 19200.00
| WADVULTRA-MW-10 | (1) Year Advantage Ultra Service Plan for Symmetra MW 600kVA | https://www.se.com/us/en/product/WADVULTRA-MW-10 |  |  | Unknown | Unknown | Advantage Service Plan for 3-Phase UPS | [5 empty] | 14565.00 | 14600.00 | 23505.00
| WADVULTRA-MW-11 | (1) Year Advantage Ultra Service Plan for Symmetra MW 800kVA | https://www.se.com/us/en/product/WADVULTRA-MW-11 |  |  | Unknown | Unknown | Advantage Service Plan for 3-Phase UPS | [5 empty] | 16870.00 | 16900.00 | 27225.00
| WADVULTRA-MW-12 | (1) Year Advantage Ultra Service Plan for Symmetra MW 1000kVA | https://www.se.com/us/en/product/WADVULTRA-MW-12 |  |  | Unknown | Unknown | Advantage Service Plan for 3-Phase UPS | [5 empty] | 19535.00 | 19600.00 | 31520.00
| WADVULTRA-MW-13 | (1) Year Advantage Ultra Service Plan for Symmetra MW 1200kVA | https://www.se.com/us/en/product/WADVULTRA-MW-13 |  |  | Unknown | Unknown | Advantage Service Plan for 3-Phase UPS | [5 empty] | 22120.00 | 22200.00 | 35700.00
| WADVULTRA-MW-14 | (1) Year Advantage Ultra Service Plan for Symmetra MW 1400kVA | https://www.se.com/us/en/product/WADVULTRA-MW-14 |  |  | Unknown | Unknown | Advantage Service Plan for 3-Phase UPS | [5 empty] | 23255.00 | 23300.00 | 37525.00
| WADVULTRA-MW-15 | (1) Year Advantage Ultra Service Plan for Symmetra MW 1600kVA | https://www.se.com/us/en/product/WADVULTRA-MW-15 |  |  | Unknown | Unknown | Advantage Service Plan for 3-Phase UPS | [5 empty] | 24185.00 | 24200.00 | 39025.00
| WADVULTRA-NX-81 | (1) Year Advantage Ultra Service Plan for (1) SY 100 to 250 kVA UPS, (2) XR Frames and PDU | https://www.se.com/us/en/product/WADVULTRA-NX-81 |  |  | Unknown | Unknown | Advantage Service Plan for 3-Phase UPS | [5 empty] | 16105.00 | 16200.00 | 25990.00
| WADVULTRA-NX-82 | (1) Year Advantage Ultra Service Plan for (1) SY 200 kVA UPS, (2) XR Frames and PDU | https://www.se.com/us/en/product/WADVULTRA-NX-82 |  |  | Unknown | Unknown | Advantage Service Plan for 3-Phase UPS | [5 empty] | 18730.00 | 18800.00 | 30220.00
| WADVULTRA-NX-84 | (1) Year Advantage Ultra Service Plan for (1) SY 250 kVA UPS, (2) XR Frames and PDU | https://www.se.com/us/en/product/WADVULTRA-NX-84 |  |  | Unknown | Unknown | Advantage Service Plan for 3-Phase UPS | [5 empty] | 21150.00 | 21200.00 | 34135.00
| WADVULTRA-NX-85 | (1) Year Advantage Ultra Service Plan for (1) SY 300 kVA UPS, (4) XR Frames and PDU | https://www.se.com/us/en/product/WADVULTRA-NX-85 |  |  | Unknown | Unknown | Advantage Service Plan for 3-Phase UPS | [5 empty] | 24070.00 | 24100.00 | 38840.00
| WADVULTRA-NX-86 | (1) Year Advantage Ultra Service Plan for (1) SY 400 kVA UPS, (4) XR Frames and PDU | https://www.se.com/us/en/product/WADVULTRA-NX-86 |  |  | Unknown | Unknown | Advantage Service Plan for 3-Phase UPS | [5 empty] | 26715.00 | 26800.00 | 43110.00
| WADVULTRA-NX-87 | (1) Year Advantage Ultra Service Plan for (1) SY 500 kVA UPS, (4) XR Frames and PDU | https://www.se.com/us/en/product/WADVULTRA-NX-87 |  |  | Unknown | Unknown | Advantage Service Plan for 3-Phase UPS | [5 empty] | 29440.00 | 29500.00 | 47510.00
| WADVULTRA-PD-20 | (1) Year Advantage Ultra Service Plan for (1) 5U Rack Distribution Panel | https://www.se.com/us/en/product/WADVULTRA-PD-20 |  |  | Unknown | Unknown | Advantage Service Plan for 3-Phase UPS | [5 empty] | 1365.00 | 1375.00 | 2205.00
| WADVULTRA-PD-30 | (1) Yr Advantage Ultra Plan for (1) 1/2 Rack Remote or (1) Modular Power Panel | https://www.se.com/us/en/product/WADVULTRA-PD-30 |  |  | Unknown | Unknown | Advantage Service Plan for 3-Phase UPS | [5 empty] | 2655.00 | 2675.00 | 4285.00
| WADVULTRA-PD-50 | (1) Year Advantage Ultra Service Plan for (1) InfraStruxure 60kVA / 150kVA PDU | https://www.se.com/us/en/product/WADVULTRA-PD-50 |  |  | Unknown | Unknown | Advantage Service Plan for 3-Phase UPS | [5 empty] | 2945.00 | 2950.00 | 4750.00
| WADVULTRA-PM-30 | (1) Year Advantage Ultra Service Plan for (1) PMM 30 to 300 Amp | https://www.se.com/us/en/product/WADVULTRA-PM-30 |  |  | 3PH&BATT ADV SER PLAN | Unknown | Advantage Service Plan for 3-Phase UPS | [5 empty] | 1835.00 | 1850.00 | 3275.00
| WADVULTRA-PM-50 | (1) Year Advantage Ultra Service Plan for (1) Galaxy RPP 250 or 400 A | https://www.se.com/us/en/product/WADVULTRA-PM-50 |  |  | 3PH&BATT ADV SER PLAN | Unknown | Advantage Service Plan for 3-Phase UPS | [5 empty] | 1835.00 | 1850.00 | 3275.00
| WADVULTRA-PM-60 | (1) Year Advantage Ultra Service Plan for (1) ANRD PMM 75 to 300 kVA | https://www.se.com/us/en/product/WADVULTRA-PM-60 |  |  | 3PH&BATT ADV SER PLAN | Unknown | Advantage Service Plan for 3-Phase UPS | [5 empty] | 2055.00 | 2075.00 | 3665.00
| WADVULTRA-PX-21 | (1) Year Advantage Ultra Service Plan for (1) Symmetra PX UPS 10kVA 40 and/or PDU | https://www.se.com/us/en/product/WADVULTRA-PX-21 |  |  | Unknown | Unknown | Advantage Service Plan for 3-Phase UPS | [5 empty] | 4620.00 | 4625.00 | 7460.00
| WADVULTRA-PX-22 | (1) Year Advantage Ultra Service Plan for (1) Symmetra PX UPS 20kVA 40 and/or PDU | https://www.se.com/us/en/product/WADVULTRA-PX-22 |  |  | Unknown | Unknown | Advantage Service Plan for 3-Phase UPS | [5 empty] | 4920.00 | 4925.00 | 7935.00
| WADVULTRA-PX-23 | (1) Year Advantage Ultra Service Plan for (1) Symmetra PX UPS 30kVA 40 and/or PDU | https://www.se.com/us/en/product/WADVULTRA-PX-23 |  |  | Unknown | Unknown | Advantage Service Plan for 3-Phase UPS | [5 empty] | 5190.00 | 5200.00 | 8375.00
| WADVULTRA-PX-24 | (1) Year Advantage Ultra Service Plan for (1) Symmetra PX UPS 40kVA 40 and/or PDU | https://www.se.com/us/en/product/WADVULTRA-PX-24 |  |  | Unknown | Unknown | Advantage Service Plan for 3-Phase UPS | [5 empty] | 5525.00 | 5525.00 | 8915.00
| WADVULTRA-PX-31 | (1) Year Advantage Ultra Service Plan for (1) Symmetra PX UPS 10kVA 80 or 100 frame UPS and/or PDU | https://www.se.com/us/en/product/WADVULTRA-PX-31 |  |  | Unknown | Unknown | Advantage Service Plan for 3-Phase UPS | [5 empty] | 5945.00 | 5950.00 | 9590.00
| WADVULTRA-PX-32 | (1) Year Advantage Ultra Service Plan for (1) Symmetra PX UPS 20kVA 80 or 100 frame UPS and/or PDU | https://www.se.com/us/en/product/WADVULTRA-PX-32 |  |  | Unknown | Unknown | Advantage Service Plan for 3-Phase UPS | [5 empty] | 6190.00 | 6200.00 | 9990.00
| WADVULTRA-PX-33 | (1) Year Advantage Ultra Service Plan for (1) Symmetra PX UPS 30kVA 80 or 100 frame UPS and/or PDU | https://www.se.com/us/en/product/WADVULTRA-PX-33 |  |  | Unknown | Unknown | Advantage Service Plan for 3-Phase UPS | [5 empty] | 6305.00 | 6325.00 | 10175.00
| WADVULTRA-PX-34 | (1) Year Advantage Ultra Service Plan for (1) Symmetra PX UPS 40kVA 80 or 100 frame UPS and/or PDU | https://www.se.com/us/en/product/WADVULTRA-PX-34 |  |  | Unknown | Unknown | Advantage Service Plan for 3-Phase UPS | [5 empty] | 6640.00 | 6650.00 | 10710.00
| WADVULTRA-PX-35 | (1) Year Advantage Ultra Service Plan for (1) Symmetra PX UPS 50kVA 80 or 100 frame UPS and/or PDU | https://www.se.com/us/en/product/WADVULTRA-PX-35 |  |  | Unknown | Unknown | Advantage Service Plan for 3-Phase UPS | [5 empty] | 6750.00 | 6750.00 | 10895.00
| WADVULTRA-PX-36 | (1) Year Advantage Ultra Service Plan for (1) Symmetra PX UPS 60kVA 80 or 100 frame UPS and/or PDU | https://www.se.com/us/en/product/WADVULTRA-PX-36 |  |  | Unknown | Unknown | Advantage Service Plan for 3-Phase UPS | [5 empty] | 7195.00 | 7200.00 | 11605.00
| WADVULTRA-PX-37 | (1) Year Advantage Ultra Service Plan for (1) Symmetra PX UPS 70kVA 80 or 100 frame UPS and/or PDU | https://www.se.com/us/en/product/WADVULTRA-PX-37 |  |  | Unknown | Unknown | Advantage Service Plan for 3-Phase UPS | [5 empty] | 7390.00 | 7400.00 | 11925.00
| WADVULTRA-PX-38 | (1) Year Advantage Ultra Service Plan for (1) Symmetra PX UPS 80kVA 80 or 100 frame UPS and/or PDU | https://www.se.com/us/en/product/WADVULTRA-PX-38 |  |  | Unknown | Unknown | Advantage Service Plan for 3-Phase UPS | [5 empty] | 7570.00 | 7575.00 | 12215.00
| WADVULTRA-PX-39 | (1) Year Advantage Ultra Service Plan for (1) Symmetra PX UPS 90kVA 100 and/or PDU | https://www.se.com/us/en/product/WADVULTRA-PX-39 |  |  | Unknown | Unknown | Advantage Service Plan for 3-Phase UPS | [5 empty] | 8180.00 | 8200.00 | 13195.00
| WADVULTRA-PX-40 | (1) Year Advantage Ultra Service Plan for (1) PX RDP | https://www.se.com/us/en/product/WADVULTRA-PX-40 |  |  | Unknown | Unknown | Advantage Service Plan for 3-Phase UPS | [5 empty] | 1930.00 | 1950.00 | 3110.00
| WADVULTRA-PX-41 | (1) Year Advantage Ultra Service Plan for (1) Symmetra PX UPS 100kVA 100 and/or PDU | https://www.se.com/us/en/product/WADVULTRA-PX-41 |  |  | Unknown | Unknown | Advantage Service Plan for 3-Phase UPS | [5 empty] | 8695.00 | 8700.00 | 14035.00
| WADVULTRA-PX-61 | (1) Year Advantage Ultra Service Plan for (1) Symmetra PX 32k160H | https://www.se.com/us/en/product/WADVULTRA-PX-61 |  |  | Unknown | Unknown | Advantage Service Plan for 3-Phase UPS | [5 empty] | 9165.00 | 9175.00 | 14790.00
| WADVULTRA-PX-62 | (1) Year Advantage Ultra Service Plan for (1) Symmetra PX 48k or 64k160H | https://www.se.com/us/en/product/WADVULTRA-PX-62 |  |  | Unknown | Unknown | Advantage Service Plan for 3-Phase UPS | [5 empty] | 11460.00 | 11500.00 | 18495.00
| WADVULTRA-PX-66 | (1) Year Advantage Ultra Service for (1) Symmetra PX 160k160H | https://www.se.com/us/en/product/WADVULTRA-PX-66 |  |  | Unknown | Unknown | Advantage Service Plan for 3-Phase UPS | [5 empty] | 22050.00 | 22100.00 | 35580.00
| WADVULTRA-PX-72 | (1) Year Advantage Ultra Service Plan for (1) Symmetra PX 64k with PDU/XR | https://www.se.com/us/en/product/WADVULTRA-PX-72 |  |  | Unknown | Unknown | Advantage Service Plan for 3-Phase UPS | [5 empty] | 15710.00 | 15800.00 | 25355.00
| WADVULTRA-PX-75 | (1) Year Advantage Ultra Service Plan for (1) Symmetra PX 160k with PDU/XR | https://www.se.com/us/en/product/WADVULTRA-PX-75 |  |  | Unknown | Unknown | Advantage Service Plan for 3-Phase UPS | [5 empty] | 24285.00 | 24300.00 | 39190.00
| WADVULTRA-UF-24 | 1 Year Advantage Ultra Service Plan for 1 CW LE Model 4800 thru 5300 | https://www.se.com/us/en/product/WADVULTRA-UF-24 |  |  | SP COOL ADV SER PLAN | Unknown | Advantage Service Plan for 3-Phase UPS | [5 empty] | 5990.00 | 6000.00 | 9670.00
| WADVULTRA-VL-200 | (1) Yr Advantage Ultra Service Plan for (1) Galaxy VL 200kW UPS | https://www.se.com/us/en/product/WADVULTRA-VL-200 |  |  | 3PH&BATT ADV SER PLAN | Unknown | Advantage Service Plan for 3-Phase UPS | [5 empty] | 10445.00 | 10500.00 | 18655.00
| WADVULTRA-VL-300 | (1) Yr Advantage Ultra Service Plan for (1) Galaxy VL 300kW UPS | https://www.se.com/us/en/product/WADVULTRA-VL-300 |  |  | 3PH&BATT ADV SER PLAN | Unknown | Advantage Service Plan for 3-Phase UPS | [5 empty] | 11270.00 | 11300.00 | 20125.00
| WADVULTRA-VL-400 | (1) Yr Advantage Ultra Service Plan for (1) Galaxy VL 400kW UPS | https://www.se.com/us/en/product/WADVULTRA-VL-400 |  |  | 3PH&BATT ADV SER PLAN | Unknown | Advantage Service Plan for 3-Phase UPS | [5 empty] | 12095.00 | 12100.00 | 21600.00
| WADVULTRA-VL-500 | (1) Yr Advantage Ultra Service Plan for (1) Galaxy VL 500kW UPS | https://www.se.com/us/en/product/WADVULTRA-VL-500 |  |  | 3PH&BATT ADV SER PLAN | Unknown | Advantage Service Plan for 3-Phase UPS | [5 empty] | 13040.00 | 13100.00 | 23290.00
| WADVULTRA-VM-18 | (1) Yr Advantage Ultra Service Plan for Galaxy VM 160 to 181kVA UPS, Single or Parallel Config | https://www.se.com/us/en/product/WADVULTRA-VM-18 |  |  | 3PH&BATT ADV SER PLAN | Unknown | Advantage Service Plan for 3-Phase UPS | [5 empty] | 8635.00 | 8650.00 | 15420.00
| WADVULTRA-VM-25 | (1) Yr Advantage Ultra Service Plan for Galaxy VM 200 to 226kVA UPS, Single or Parallel Config | https://www.se.com/us/en/product/WADVULTRA-VM-25 |  |  | 3PH&BATT ADV SER PLAN | Unknown | Advantage Service Plan for 3-Phase UPS | [5 empty] | 8905.00 | 8925.00 | 15905.00
| WADVULTRA-VS1-A15 | (1) Yr Advantage Ultra Service Plan for (1) Galaxy VS 10 to 15kW 208V UPS | https://www.se.com/us/en/product/WADVULTRA-VS1-A15 |  |  | 3PH&BATT ADV SER PLAN | Unknown | Advantage Service Plan for 3-Phase UPS |  |  |  |  | 731304390565 | 4230.00 | 4250.00 | 7550.00
| WADVULTRA-VS1-A25 | (1) Yr Advantage Ultra Service Plan for (1) Galaxy VS 20 to 25kW UPS | https://www.se.com/us/en/product/WADVULTRA-VS1-A25 |  |  | 3PH&BATT ADV SER PLAN | Unknown | Advantage Service Plan for 3-Phase UPS |  |  |  |  | 731304390572 | 4300.00 | 4300.00 | 7680.00
| WADVULTRA-VS1-A30 | (1) Yr Advantage Ultra Service Plan for (1) Galaxy VS 30kW UPS | https://www.se.com/us/en/product/WADVULTRA-VS1-A30 |  |  | 3PH&BATT ADV SER PLAN | Unknown | Advantage Service Plan for 3-Phase UPS |  |  |  |  | 731304390589 | 4375.00 | 4375.00 | 7810.00
| WADVULTRA-VS1-A40 | (1) Yr Advantage Ultra Service Plan for (1) Galaxy VS 40kW UPS | https://www.se.com/us/en/product/WADVULTRA-VS1-A40 |  |  | 3PH&BATT ADV SER PLAN | Unknown | Advantage Service Plan for 3-Phase UPS |  |  |  |  | 731304390596 | 4445.00 | 4450.00 | 7940.00
| WADVULTRA-VS1-A50 | (1) Yr Advantage Ultra Service Plan for (1) Galaxy VS 50kW 400 or 480V UPS | https://www.se.com/us/en/product/WADVULTRA-VS1-A50 |  |  | 3PH&BATT ADV SER PLAN | Unknown | Advantage Service Plan for 3-Phase UPS |  |  |  |  | 731304390602 | 4495.00 | 4500.00 | 8030.00
| WADVULTRA-VS2-A40 | (1) Yr Advantage Ultra Service Plan for (1) Galaxy VS 10 to 15kW UPS | https://www.se.com/us/en/product/WADVULTRA-VS2-A40 |  |  | 3PH&BATT ADV SER PLAN | Unknown | Advantage Service Plan for 3-Phase UPS | [5 empty] | 4740.00 | 4750.00 | 8465.00
| WADVULTRA-VS2-A41 | (1) Yr Advantage Ultra Service Plan for (1) Galaxy VS 20 to 25kW UPS | https://www.se.com/us/en/product/WADVULTRA-VS2-A41 |  |  | 3PH&BATT ADV SER PLAN | Unknown | Advantage Service Plan for 3-Phase UPS | [5 empty] | 4845.00 | 4850.00 | 8650.00
| WADVULTRA-VS2-A50 | (1) Yr Advantage Ultra Service Plan for (1) Galaxy VS 30 to 50kW 208V UPS | https://www.se.com/us/en/product/WADVULTRA-VS2-A50 |  |  | 3PH&BATT ADV SER PLAN | Unknown | Advantage Service Plan for 3-Phase UPS |  |  |  |  | 731304390626 | 4725.00 | 4725.00 | 8435.00
| WADVULTRA-VS2-A60 | (1) Yr Advantage Ultra Service Plan for (1) Galaxy VS 60kW UPS | https://www.se.com/us/en/product/WADVULTRA-VS2-A60 |  |  | 3PH&BATT ADV SER PLAN | Unknown | Advantage Service Plan for 3-Phase UPS |  |  |  |  | 731304390633 | 4830.00 | 4850.00 | 8630.00
| WADVULTRA-VS2-A100 | (1) Yr Advantage Ultra Service Plan for (1) Galaxy VS 80 to 100kW UPS | https://www.se.com/us/en/product/WADVULTRA-VS2-A100 |  |  | 3PH&BATT ADV SER PLAN | Unknown | Advantage Service Plan for 3-Phase UPS |  |  |  |  | 731304390619 | 4905.00 | 4925.00 | 8755.00
| WADVULTRA-VS3-A75 | (1) Yr Advantage Ultra Service Plan for (1) Galaxy VS 60 to 80kVA UPS | https://www.se.com/us/en/product/WADVULTRA-VS3-A75 |  |  | 3PH&BATT ADV SER PLAN | Unknown | Advantage Service Plan for 3-Phase UPS |  |  |  |  | 731304390657 | 5675.00 | 5675.00 | 10135.00
| WADVULTRA-VS3-A150 | (1) Yr Advantage Ultra Service Plan for (1) Galaxy VS 100 to 150kVA UPS | https://www.se.com/us/en/product/WADVULTRA-VS3-A150 |  |  | 3PH&BATT ADV SER PLAN | Unknown | Advantage Service Plan for 3-Phase UPS |  |  |  |  | 731304390640 | 6075.00 | 6075.00 | 10850.00
| WADVULTRA-VX-50 | (1) Yr Advantage Ultra Service Plan for (1) Galaxy VX 500 Scalable to 750kVA UPS | https://www.se.com/us/en/product/WADVULTRA-VX-50 |  |  | 3PH&BATT ADV SER PLAN | Unknown | Advantage Service Plan for 3-Phase UPS | [5 empty] | 11470.00 | 11500.00 | 20480.00
| WADVULTRA-VX-51 | (1) Yr Advantage Ultra Service Plan for (1) Galaxy VX 500kVA UPS | https://www.se.com/us/en/product/WADVULTRA-VX-51 |  |  | 3PH&BATT ADV SER PLAN | Unknown | Advantage Service Plan for 3-Phase UPS | [5 empty] | 11310.00 | 11400.00 | 20200.00
| WADVULTRA-VX-52 | (1) Yr Advantage Ultra Service Plan for (1) Galaxy VX 500kVA N+1 Redundant UPS | https://www.se.com/us/en/product/WADVULTRA-VX-52 |  |  | 3PH&BATT ADV SER PLAN | Unknown | Advantage Service Plan for 3-Phase UPS | [5 empty] | 16070.00 | 16100.00 | 28705.00
| WADVULTRA-VX-53 | (1) Yr Advantage Ultra Service Plan for (1) Galaxy VX 500 Scalable to 1000kVA UPS | https://www.se.com/us/en/product/WADVULTRA-VX-53 |  |  | 3PH&BATT ADV SER PLAN | Unknown | Advantage Service Plan for 3-Phase UPS | [5 empty] | 11585.00 | 11600.00 | 20690.00
| WADVULTRA-VX-54 | (1) Yr Advantage Ultra Service Plan for (1) Galaxy VX 500 Scalable to 1250kVA UPS | https://www.se.com/us/en/product/WADVULTRA-VX-54 |  |  | 3PH&BATT ADV SER PLAN | Unknown | Advantage Service Plan for 3-Phase UPS | [5 empty] | 11585.00 | 11600.00 | 20690.00
| WADVULTRA-VX-55 | (1) Yr Advantage Ultra Service Plan for (1) Galaxy VX 500 Scalable to 1500kVA UPS | https://www.se.com/us/en/product/WADVULTRA-VX-55 |  |  | 3PH&BATT ADV SER PLAN | Unknown | Advantage Service Plan for 3-Phase UPS | [5 empty] | 11585.00 | 11600.00 | 20690.00
| WADVULTRA-VX-62 | (1) Yr Advantage Ultra Service Plan for (1) Galaxy VX 625kVA UPS | https://www.se.com/us/en/product/WADVULTRA-VX-62 |  |  | 3PH&BATT ADV SER PLAN | Unknown | Advantage Service Plan for 3-Phase UPS | [5 empty] | 12765.00 | 12800.00 | 22800.00
| WADVULTRA-VX-63 | (1) Yr Advantage Ultra Service Plan for (1) Galaxy VX 625kVA N+1 Redundant UPS | https://www.se.com/us/en/product/WADVULTRA-VX-63 |  |  | 3PH&BATT ADV SER PLAN | Unknown | Advantage Service Plan for 3-Phase UPS | [5 empty] | 15995.00 | 16000.00 | 28570.00
| WADVULTRA-VX-64 | (1) Yr Advantage Ultra Service Plan for (1) Galaxy VX 625 Scalable to 1000kVA UPS | https://www.se.com/us/en/product/WADVULTRA-VX-64 |  |  | 3PH&BATT ADV SER PLAN | Unknown | Advantage Service Plan for 3-Phase UPS | [5 empty] | 13255.00 | 13300.00 | 23680.00
| WADVULTRA-VX-75 | (1) Yr Advantage Ultra Service Plan for (1) Galaxy VX 750kVA UPS | https://www.se.com/us/en/product/WADVULTRA-VX-75 |  |  | 3PH&BATT ADV SER PLAN | Unknown | Advantage Service Plan for 3-Phase UPS | [5 empty] | 16025.00 | 16100.00 | 28620.00
| WADVULTRA-VX-76 | (1) Yr Advantage Ultra Service Plan for (1) Galaxy VX 750kVA N+1 Redundant UPS | https://www.se.com/us/en/product/WADVULTRA-VX-76 |  |  | 3PH&BATT ADV SER PLAN | Unknown | Advantage Service Plan for 3-Phase UPS | [5 empty] | 17405.00 | 17500.00 | 31090.00
| WADVULTRA-VX-77 | (1) Yr Advantage Ultra Service Plan for (1) Galaxy VX 750 Scalable to 1000kVA UPS | https://www.se.com/us/en/product/WADVULTRA-VX-77 |  |  | 3PH&BATT ADV SER PLAN | Unknown | Advantage Service Plan for 3-Phase UPS | [5 empty] | 16245.00 | 16300.00 | 29015.00
| WADVULTRA-VX-78 | (1) Yr Advantage Ultra Service Plan for (1) Galaxy VX 750 Scalable to 1250kVA UPS | https://www.se.com/us/en/product/WADVULTRA-VX-78 |  |  | 3PH&BATT ADV SER PLAN | Unknown | Advantage Service Plan for 3-Phase UPS | [5 empty] | 16245.00 | 16300.00 | 29015.00
| WADVULTRA-VX-79 | (1) Yr Advantage Ultra Service Plan for (1) Galaxy VX 750 Scalable to 1500kVA UPS | https://www.se.com/us/en/product/WADVULTRA-VX-79 |  |  | 3PH&BATT ADV SER PLAN | Unknown | Advantage Service Plan for 3-Phase UPS | [5 empty] | 16245.00 | 16300.00 | 29015.00
| WADVULTRA-VX-100 | (1) Yr Advantage Ultra Service Plan for (1) Galaxy VX 1000kVA UPS | https://www.se.com/us/en/product/WADVULTRA-VX-100 |  |  | 3PH&BATT ADV SER PLAN | Unknown | Advantage Service Plan for 3-Phase UPS | [5 empty] | 18570.00 | 18600.00 | 33165.00
| WADVULTRA-VX-101 | (1) Yr Advantage Ultra Service Plan for (1) Galaxy VX 1000kVA N+1 Redundant UPS | https://www.se.com/us/en/product/WADVULTRA-VX-101 |  |  | 3PH&BATT ADV SER PLAN | Unknown | Advantage Service Plan for 3-Phase UPS | [5 empty] | 21100.00 | 21100.00 | 37690.00
| WADVULTRA-VX-102 | (1) Yr Advantage Ultra Service Plan for (1) Galaxy VX 1000 Scalable to 1250kVA UPS | https://www.se.com/us/en/product/WADVULTRA-VX-102 |  |  | 3PH&BATT ADV SER PLAN | Unknown | Advantage Service Plan for 3-Phase UPS | [5 empty] | 20500.00 | 20500.00 | 36610.00
| WADVULTRA-VX-103 | (1) Yr Advantage Ultra Service Plan for (1) Galaxy VX 1000 Scalable to 1500kVA UPS | https://www.se.com/us/en/product/WADVULTRA-VX-103 |  |  | 3PH&BATT ADV SER PLAN | Unknown | Advantage Service Plan for 3-Phase UPS | [5 empty] | 21605.00 | 21700.00 | 38595.00
| WADVULTRA-VX-120 | (1) Yr Advantage Ultra Service Plan for (1) Galaxy VX 1250kVA UPS | https://www.se.com/us/en/product/WADVULTRA-VX-120 |  |  | 3PH&BATT ADV SER PLAN | Unknown | Advantage Service Plan for 3-Phase UPS | [5 empty] | 21680.00 | 21700.00 | 38720.00
| WADVULTRA-VX-121 | (1) Yr Advantage Ultra Service Plan for (1) Galaxy VX 1250kVA N+1 Redundant UPS | https://www.se.com/us/en/product/WADVULTRA-VX-121 |  |  | 3PH&BATT ADV SER PLAN | Unknown | Advantage Service Plan for 3-Phase UPS | [5 empty] | 19885.00 | 19900.00 | 35515.00
| WADVULTRA-VX-122 | (1) Yr Advantage Ultra Service Plan for (1) Galaxy VX 1250 Scalable to 1500kVA UPS | https://www.se.com/us/en/product/WADVULTRA-VX-122 |  |  | 3PH&BATT ADV SER PLAN | Unknown | Advantage Service Plan for 3-Phase UPS | [5 empty] | 22990.00 | 23000.00 | 41065.00
| WADVULTRA-VX-150 | (1) Yr Advantage Ultra Service Plan for (1) Galaxy VX 1500kVA UPS | https://www.se.com/us/en/product/WADVULTRA-VX-150 |  |  | 3PH&BATT ADV SER PLAN | Unknown | Advantage Service Plan for 3-Phase UPS | [5 empty] | 24880.00 | 24900.00 | 44435.00
| WADVULTRA-VX-151 | (1) Yr Advantage Ultra Service Plan for (1) Galaxy VX 1500kVA N+1 Redundant UPS | https://www.se.com/us/en/product/WADVULTRA-VX-151 |  |  | 3PH&BATT ADV SER PLAN | Unknown | Advantage Service Plan for 3-Phase UPS | [5 empty] | 26810.00 | 26900.00 | 47885.00
| WADVULTRAM-E6-37 | (1) Year Advantage Ultra Service Plan for (1) EPS 6000 300 to 375 kVA UPS > 10 years installed | https://www.se.com/us/en/product/WADVULTRAM-E6-37 |  |  | 3PH&BATT ADV SER PLAN | Unknown | Advantage Service Plan for 3-Phase UPS | [5 empty] | 15760.00 | 15800.00 | 25430.00
| WADVULTRAM-E7-50 | (1) Year Advantage Ultra Service Plan for (1) EPS 7000 300 to 500 kVA UPS > 10 years installed | https://www.se.com/us/en/product/WADVULTRAM-E7-50 |  |  | 3PH&BATT ADV SER PLAN | Unknown | Advantage Service Plan for 3-Phase UPS | [5 empty] | 15655.00 | 15700.00 | 25260.00
| WADVULTRAM-E8-10 | (1) Year Advantage Ultra Service Plan for (1) EPS 8000 1000 kVA UPS > 10 Years Installed | https://www.se.com/us/en/product/WADVULTRAM-E8-10 |  |  | 3PH&BATT ADV SER PLAN | Unknown | Advantage Service Plan for 3-Phase UPS | [5 empty] | 18060.00 | 18100.00 | 29145.00
| WADVULTRAM-E8-11 | (1) Year Advantage Ultra Service Plan for (1) EPS 8000 1100 to 1125 kVA UPS > 10 Years Installed | https://www.se.com/us/en/product/WADVULTRAM-E8-11 |  |  | 3PH&BATT ADV SER PLAN | Unknown | Advantage Service Plan for 3-Phase UPS | [5 empty] | 19210.00 | 19300.00 | 31005.00
| WADVULTRAM-E8-62 | (1) Year Advantage Ultra Service Plan for (1) EPS 8000 555 kVA UPS > 10 Years Installed | https://www.se.com/us/en/product/WADVULTRAM-E8-62 |  |  | 3PH&BATT ADV SER PLAN | Unknown | Advantage Service Plan for 3-Phase UPS | [5 empty] | 16575.00 | 16600.00 | 26745.00
| WADVULTRAM-E8-80 | (1) Year Advantage Ultra Service Plan for (1) EPS 8000 625 to 800 kVA UPS > 10 Years Installed | https://www.se.com/us/en/product/WADVULTRAM-E8-80 |  |  | 3PH&BATT ADV SER PLAN | Unknown | Advantage Service Plan for 3-Phase UPS | [5 empty] | 17680.00 | 17700.00 | 28530.00
| WADVULTRAM-G3-21 | (1) Year Advantage Ultra Service Plan for (1) Galaxy 3500 or SUVT 10-15 kVA UPS > 10 years installed | https://www.se.com/us/en/product/WADVULTRAM-G3-21 |  |  | 3PH&BATT ADV SER PLAN | Unknown | Advantage Service Plan for 3-Phase UPS | [5 empty] | 3685.00 | 3700.00 | 5950.00
| WADVULTRAM-G3-22 | (1) Year Advantage Ultra Service Plan for (1) Galaxy 3500 or SUVT 20 kVA UPS > 10 years installed | https://www.se.com/us/en/product/WADVULTRAM-G3-22 |  |  | 3PH&BATT ADV SER PLAN | Unknown | Advantage Service Plan for 3-Phase UPS | [5 empty] | 4815.00 | 4825.00 | 7770.00
| WADVULTRAM-G3-23 | (1) Year Advantage Ultra Service Plan for (1) Galaxy 3500 or SUVT 30 kVA UPS > 10 years installed | https://www.se.com/us/en/product/WADVULTRAM-G3-23 |  |  | 3PH&BATT ADV SER PLAN | Unknown | Advantage Service Plan for 3-Phase UPS | [5 empty] | 5480.00 | 5500.00 | 8840.00
| WADVULTRAM-G3-24 | (1) Year Advantage Ultra Service Plan for (1) Galaxy 3500 or SUVT 40 kVA UPS > 10 years installed | https://www.se.com/us/en/product/WADVULTRAM-G3-24 |  |  | 3PH&BATT ADV SER PLAN | Unknown | Advantage Service Plan for 3-Phase UPS | [5 empty] | 5820.00 | 5825.00 | 9390.00
| WADVULTRAM-MW-09 | (1) Year Advantage Ultra Service Plan for Symmetra MW 400kVA >10yrs Installed | https://www.se.com/us/en/product/WADVULTRAM-MW-09 |  |  | 3PH&BATT ADV SER PLAN | Unknown | Advantage Service Plan for 3-Phase UPS | [5 empty] | 15050.00 | 15100.00 | 24290.00
| WADVULTRAM-MW-10 | (1) Year Advantage Ultra Service Plan for Symmetra MW 600kVA >10yrs Installed | https://www.se.com/us/en/product/WADVULTRAM-MW-10 |  |  | Unknown | Unknown | Advantage Service Plan for 3-Phase UPS | [5 empty] | 18425.00 | 18500.00 | 29735.00
| WADVULTRAM-MW-11 | (1) Year Advantage Ultra Service Plan for Symmetra MW 800kVA >10yrs Installed | https://www.se.com/us/en/product/WADVULTRAM-MW-11 |  |  | Unknown | Unknown | Advantage Service Plan for 3-Phase UPS | [5 empty] | 21340.00 | 21400.00 | 34435.00
| WADVULTRAM-MW-12 | (1) Year Advantage Ultra Service Plan for Symmetra MW 1000kVA >10yrs Installed | https://www.se.com/us/en/product/WADVULTRAM-MW-12 |  |  | Unknown | Unknown | Advantage Service Plan for 3-Phase UPS | [5 empty] | 24710.00 | 24800.00 | 39880.00
| WADVULTRAM-MW-13 | (1) Year Advantage Ultra Service Plan for Symmetra MW 1200kVA >10yrs Installed | https://www.se.com/us/en/product/WADVULTRAM-MW-13 |  |  | 3PH&BATT ADV SER PLAN | Unknown | Advantage Service Plan for 3-Phase UPS | [5 empty] | 27980.00 | 28000.00 | 45150.00
| WADVULTRAM-MW-14 | (1) Year Advantage Ultra Service Plan for Symmetra MW 1400kVA >10yrs Installed | https://www.se.com/us/en/product/WADVULTRAM-MW-14 |  |  | Unknown | Unknown | Advantage Service Plan for 3-Phase UPS | [5 empty] | 29415.00 | 29500.00 | 47470.00
| WADVULTRAM-MW-15 | (1) Year Advantage Ultra Service Plan for Symmetra MW 1600kVA >10yrs Installed | https://www.se.com/us/en/product/WADVULTRAM-MW-15 |  |  | Unknown | Unknown | Advantage Service Plan for 3-Phase UPS | [5 empty] | 30590.00 | 30600.00 | 49365.00
| WADVULTRAM-NX-81 | (1) YR Adv Ultra for (1) SY 100-250 kVA UPS, (2) XR Frames, PDU, 10 yrs installed | https://www.se.com/us/en/product/WADVULTRAM-NX-81 |  |  | 3PH&BATT ADV SER PLAN | Unknown | Advantage Service Plan for 3-Phase UPS |  |  |  |  | 731304635208 | 18995.00 | 19000.00 | 30650.00
| WADVULTRAM-NX-84 | (1) YR Adv Ultra for (1) SY 250 kVA UPS, (2) XR Frames, PDU, 10 yrs installed | https://www.se.com/us/en/product/WADVULTRAM-NX-84 |  |  | 3PH&BATT ADV SER PLAN | Unknown | Advantage Service Plan for 3-Phase UPS |  |  |  |  | 731304635222 | 24940.00 | 25000.00 | 40250.00
| WADVULTRAM-NX-85 | (1) YR Adv Ultra for (1) SY 300 kVA UPS, (4) XR Frames, PDU, 10 yrs installed | https://www.se.com/us/en/product/WADVULTRAM-NX-85 |  |  | 3PH&BATT ADV SER PLAN | Unknown | Advantage Service Plan for 3-Phase UPS |  |  |  |  | 731304635239 | 28385.00 | 28400.00 | 45810.00
| WADVULTRAM-NX-86 | (1) YR Adv Ultra for (1) SY 400 kVA UPS, (4) XR Frames, PDU, 10 yrs installed | https://www.se.com/us/en/product/WADVULTRAM-NX-86 |  |  | 3PH&BATT ADV SER PLAN | Unknown | Advantage Service Plan for 3-Phase UPS |  |  |  |  | 731304635246 | 31500.00 | 31500.00 | 50835.00
| WADVULTRAM-NX-87 | (1) YR Adv Ultra for (1) SY 500 kVA UPS, (4) XR Frames, PDU, 10 yrs installed | https://www.se.com/us/en/product/WADVULTRAM-NX-87 |  |  | 3PH&BATT ADV SER PLAN | Unknown | Advantage Service Plan for 3-Phase UPS |  |  |  |  | 731304635185 | 34715.00 | 34800.00 | 56025.00
| WADVULTRAM-PX-21 | (1) Year Advantage Ultra Service Plan for (1) Symmetra PX UPS 10kVA 40 and/or PDU >10yrs Installed | https://www.se.com/us/en/product/WADVULTRAM-PX-21 |  |  | Unknown | Unknown | Advantage Service Plan for 3-Phase UPS | [5 empty] | 5680.00 | 5700.00 | 9165.00
| WADVULTRAM-PX-22 | (1) Year Advantage Ultra Service Plan for (1) Symmetra PX UPS 20kVA 40 and/or PDU >10yrs Installed | https://www.se.com/us/en/product/WADVULTRAM-PX-22 |  |  | Unknown | Unknown | Advantage Service Plan for 3-Phase UPS | [5 empty] | 6040.00 | 6050.00 | 9750.00
| WADVULTRAM-PX-23 | (1) Year Advantage Ultra Service Plan for (1) Symmetra PX UPS 30kVA 40 and/or PDU >10yrs Installed | https://www.se.com/us/en/product/WADVULTRAM-PX-23 |  |  | Unknown | Unknown | Advantage Service Plan for 3-Phase UPS | [5 empty] | 6370.00 | 6375.00 | 10280.00
| WADVULTRAM-PX-24 | (1) Year Advantage Ultra Service Plan for (1) Symmetra PX UPS 40kVA 40 and/or PDU >10yrs Installed | https://www.se.com/us/en/product/WADVULTRAM-PX-24 |  |  | Unknown | Unknown | Advantage Service Plan for 3-Phase UPS | [5 empty] | 6525.00 | 6525.00 | 10525.00
| WADVULTRAM-PX-31 | 1 Year Advantage Ultra Service for 1 Symmetra PX 10kVA 80 / 100 frame UPS & or PDU >10yrs Installed | https://www.se.com/us/en/product/WADVULTRAM-PX-31 |  |  | Unknown | Unknown | Advantage Service Plan for 3-Phase UPS | [5 empty] | 7300.00 | 7300.00 | 11775.00
| WADVULTRAM-PX-32 | 1 Year Advantage Ultra Service for 1 Symmetra PX 20kVA 80 / 100 frame UPS & or PDU >10yrs Installed | https://www.se.com/us/en/product/WADVULTRAM-PX-32 |  |  | Unknown | Unknown | Advantage Service Plan for 3-Phase UPS | [5 empty] | 7610.00 | 7625.00 | 12280.00
| WADVULTRAM-PX-33 | 1 Year Advantage Ultra Service for 1 Symmetra PX 30kVA 80 / 100 frame UPS & or PDU >10yrs Installed | https://www.se.com/us/en/product/WADVULTRAM-PX-33 |  |  | Unknown | Unknown | Advantage Service Plan for 3-Phase UPS | [5 empty] | 7745.00 | 7750.00 | 12500.00
| WADVULTRAM-PX-34 | 1 Year Advantage Ultra Service for 1 Symmetra PX 40kVA 80 / 100 frame UPS & or PDU >10yrs Installed | https://www.se.com/us/en/product/WADVULTRAM-PX-34 |  |  | Unknown | Unknown | Advantage Service Plan for 3-Phase UPS | [5 empty] | 8155.00 | 8175.00 | 13155.00
| WADVULTRAM-PX-35 | 1 Year Advantage Ultra Service for 1 Symmetra PX 50kVA 80 / 100 frame UPS & or PDU >10yrs Installed | https://www.se.com/us/en/product/WADVULTRAM-PX-35 |  |  | Unknown | Unknown | Advantage Service Plan for 3-Phase UPS | [5 empty] | 8295.00 | 8300.00 | 13385.00
| WADVULTRAM-PX-36 | 1 Year Advantage Ultra Service for 1 Symmetra PX 60kVA 80 / 100 frame UPS & or PDU >10yrs installed | https://www.se.com/us/en/product/WADVULTRAM-PX-36 |  |  | Unknown | Unknown | Advantage Service Plan for 3-Phase UPS | [5 empty] | 8835.00 | 8850.00 | 14260.00
| WADVULTRAM-PX-37 | 1 Year Advantage Ultra Service for 1 Symmetra PX 70kVA 80 / 100 frame UPS & or PDU >10yrs installed | https://www.se.com/us/en/product/WADVULTRAM-PX-37 |  |  | Unknown | Unknown | Advantage Service Plan for 3-Phase UPS | [5 empty] | 9080.00 | 9100.00 | 14655.00
| WADVULTRAM-PX-38 | 1 Year Advantage Ultra Service for 1 Symmetra PX 80kVA 80 / 100 frame UPS & or PDU >10yrs installed | https://www.se.com/us/en/product/WADVULTRAM-PX-38 |  |  | Unknown | Unknown | Advantage Service Plan for 3-Phase UPS | [5 empty] | 9295.00 | 9300.00 | 15000.00
| WADVULTRAM-PX-39 | (1) YR Adv ULTRA for (1) Sym PX UPS 90kVA 100 and or PDU, 10 yrs installed | https://www.se.com/us/en/product/WADVULTRAM-PX-39 |  |  | 3PH&BATT ADV SER PLAN | Unknown | Advantage Service Plan for 3-Phase UPS |  |  |  |  | 731304635178 | 9640.00 | 9650.00 | 15560.00
| WADVULTRAM-PX-41 | (1) YR Adv ULTRA for (1) Sym PX UPS 100kVA 100 and or PDU, 10 yrs installed | https://www.se.com/us/en/product/WADVULTRAM-PX-41 |  |  | 3PH&BATT ADV SER PLAN | Unknown | Advantage Service Plan for 3-Phase UPS |  |  |  |  | 731304635192 | 10255.00 | 10300.00 | 16545.00
| WAGSTRAVEL | AGS TRAVEL | https://www.se.com/us/en/product/WAGSTRAVEL |  |  | PROACTIVE SRV & INSP | Unknown | Out of Warranty Service | [5 empty] | Call for Quote | Call for Quote | Call for Quote
| WAOT-EP-00 | Advanced Operator Training for EPS | https://www.se.com/us/en/product/WAOT-EP-00 |  |  | Unknown | Unknown | Training Services | [5 empty] | 4240.00 | 4250.00
| WAOT-G5-00 | Advanced Operator Training for Galaxy 5000 | https://www.se.com/us/en/product/WAOT-G5-00 |  |  | PARTNER ENABLEMENT | Unknown | Training Services |  |  |  |  | 731304779476 | 4240.00 | 4250.00 | 7635.00
| WAOT-G35-00 | Advanced Operator Training for Galaxy 3500, SUVT | https://www.se.com/us/en/product/WAOT-G35-00 |  |  | PARTNER ENABLEMENT | Unknown | Training Services |  |  |  |  | 731304779469 | 4240.00 | 4250.00 | 7635.00
| WAOT-GP-00 | Advanced Operator Training for Galaxy PW | https://www.se.com/us/en/product/WAOT-GP-00 |  |  | PARTNER ENABLEMENT | Unknown | Training Services |  |  |  |  | 731304779483 | 4240.00 | 4250.00 | 7635.00
| WAOT-GT-00 | Advanced Operator Training for Gutor PXC | https://www.se.com/us/en/product/WAOT-GT-00 |  |  | PARTNER ENABLEMENT | Unknown | Training Services |  |  |  |  | 731304390800 | 4240.00 | 4250.00 | 7635.00
| WAOT-LB-00 | Advanced Operator Training for Lithium-Ion Battery System | https://www.se.com/us/en/product/WAOT-LB-00 |  |  | PARTNER ENABLEMENT | Unknown | Training Services |  |  |  |  | 731304779568 | 4120.00 | 4125.00 | 7410.00
| WAOT-MW-00 | Advanced Operator Training for Symmetra MW | https://www.se.com/us/en/product/WAOT-MW-00 |  |  | PARTNER ENABLEMENT | Unknown | Training Services |  |  |  |  | 731304779490 | 4240.00 | 4250.00 | 7635.00
| WAOT-NX-00 | Advanced Operator Training for Symmetra PX250/500 | https://www.se.com/us/en/product/WAOT-NX-00 |  |  | PARTNER ENABLEMENT | Unknown | Training Services |  |  |  |  | 731304779506 | 4240.00 | 4250.00 | 7635.00
| WAOT-PX-00 | Advanced Operator Training for Symmetra PX 20 - 80 | https://www.se.com/us/en/product/WAOT-PX-00 |  |  | PARTNER ENABLEMENT | Unknown | Training Services |  |  |  |  | 731304779513 | 4240.00 | 4250.00 | 7635.00
| WAOT-PX-100 | Advanced Operator Training for Symmetra PX 100 | https://www.se.com/us/en/product/WAOT-PX-100 |  |  | PARTNER ENABLEMENT | Unknown | Training Services |  |  |  |  | 731304779520 | 4240.00 | 4250.00 | 7635.00
| WAOT-VL-00 | Advanced Operator Training for Galaxy VL | https://www.se.com/us/en/product/WAOT-VL-00 |  |  | PARTNER ENABLEMENT | Unknown | Training Services |  |  |  |  | 731304779582 | 4240.00 | 4250.00 | 7635.00
| WAOT-VM-00 | Advanced Operator Training for Galaxy VM | https://www.se.com/us/en/product/WAOT-VM-00 |  |  | PARTNER ENABLEMENT | Unknown | Training Services |  |  |  |  | 731304779537 | 4455.00 | 4475.00 | 8015.00
| WAOT-VS1-00 | Advanced Operator Training for Galaxy VS | https://www.se.com/us/en/product/WAOT-VS1-00 |  |  | PARTNER ENABLEMENT | Unknown | Training Services |  |  |  |  | 731304779575 | 4240.00 | 4250.00 | 7635.00
| WAOT-VX-00 | Advanced Operator Training for Galaxy VX | https://www.se.com/us/en/product/WAOT-VX-00 |  |  | PARTNER ENABLEMENT | Unknown | Training Services |  |  |  |  | 731304779544 | 4455.00 | 4475.00 | 8015.00
| WAOTCOOLROOM | Advanced Operator Training for In-Room Cooling | https://www.se.com/us/en/product/WAOTCOOLROOM |  |  | SP COOLING INSTALL | Unknown | Training Services | [5 empty] | 4810.00 | 6975.00 | 8655.00
| WAOTCOOLROW | Advanced Operator Training for In-Row Cooling | https://www.se.com/us/en/product/WAOTCOOLROW |  |  | SP COOLING INSTALL | Unknown | Training Services | [5 empty] | 4810.00 | 6975.00 | 8655.00
| WAOTCR-SR-00 | Class Room Advanced Operator Training for SURT | https://www.se.com/us/en/product/WAOTCR-SR-00 |  |  | PARTNER ENABLEMENT | Unknown | Training Services | [5 empty] | Call for Quote | Call for Quote | Call for Quote
| WAOTP-VX-00 | Advanced Operator Training for Galaxy VX Parallel | https://www.se.com/us/en/product/WAOTP-VX-00 |  |  | PARTNER ENABLEMENT | Unknown | Training Services |  |  |  |  | 731304779551 | 4240.00 | 4250.00 | 7635.00
| WASSEM5X8-2-AX-26 | Scheduled Assembly Service 5X8 for 1-2 Additional InfraStruXure InRow RC | https://www.se.com/us/en/product/WASSEM5X8-2-AX-26 |  |  | SP COOLING INSTALL | Unknown | Installation Services for Critical Power & Cooling |  |  |  |  | 731304578796 | 689.00 | 1000.00 | 1245.00
| WASSEM5X8-2-AX-29 | Scheduled Assembly Service 5X8 for 1-2 Additional InfraStruXure InRow RC | https://www.se.com/us/en/product/WASSEM5X8-2-AX-29 |  |  | SP COOLING INSTALL | Unknown | Installation Services for Critical Power & Cooling |  |  |  |  | 731304762959 | 767.00 | 1125.00 | 1385.00
| WASSEM5X8-3-AX-26 | Scheduled Assembly Service 5X8 for 1-3 InfraStruXure InRow RC | https://www.se.com/us/en/product/WASSEM5X8-3-AX-26 |  |  | SP COOLING INSTALL | Unknown | Installation Services for Critical Power & Cooling |  |  |  |  | 731304578741 | 1330.00 | 1925.00 | 2390.00
| WASSEM5X8-3-AX-29 | Scheduled Assembly Service 5X8 for 1-3 InfraStruXure InRow RC | https://www.se.com/us/en/product/WASSEM5X8-3-AX-29 |  |  | SP COOLING INSTALL | Unknown | Installation Services for Critical Power & Cooling |  |  |  |  | 731304762966 | 2685.00 | 3900.00 | 4835.00
| WASSEM5X8-3R-PX-10 | 5X8 Scheduled Assembly of 1-3 Additional Racks | https://www.se.com/us/en/product/WASSEM5X8-3R-PX-10 |  |  | SP POWER INSTALL | Unknown | Installation Services for Critical Power & Cooling | [5 empty] | 962.00 | 1400.00 | 1735.00
| WASSEM5X8-5R-PX-20 | 5X8 Scheduled Assembly Service for 1-5 Racks | https://www.se.com/us/en/product/WASSEM5X8-5R-PX-20 |  |  | SP POWER INSTALL | Unknown | Installation Services for Critical Power & Cooling | [5 empty] | 2530.00 | 3675.00 | 4550.00
| WASSEM5X8-AX-14 | Scheduled Assembly and Start-Up Service for InRow SC Air Cooled Self Contained | https://www.se.com/us/en/product/WASSEM5X8-AX-14 |  |  | SP COOLING INSTALL | Unknown | Installation Services for Critical Power & Cooling | [5 empty] | 1860.00 | 2700.00 | 3350.00
| WASSEM5X8-AX-15 | Scheduled Assembly Service 5X8 for InRow RD10 kW Water/Glycol and Air cooled | https://www.se.com/us/en/product/WASSEM5X8-AX-15 |  |  | SP COOLING INSTALL | Unknown | Installation Services for Critical Power & Cooling |  |  |  |  | 731304578772 | 1230.00 | 1800.00 | 2210.00
| WASSEM5X8-AX-20 | Scheduled Assembly of the Thermal Containment Components | https://www.se.com/us/en/product/WASSEM5X8-AX-20 |  |  | SP COOLING INSTALL | Unknown | Installation Services for Critical Power & Cooling | [5 empty] | 3060.00 | 4450.00 | 5505.00
| WASSEM5X8-AX-21 | Assembly Service for Thermal Containment Add-ons | https://www.se.com/us/en/product/WASSEM5X8-AX-21 |  |  | SP COOLING INSTALL | Unknown | Installation Services for Critical Power & Cooling | [5 empty] | 408.00 | 599.00 | 735.00
| WASSEM5X8-AX-22 | Scheduled Air Assembly Service 5X8 for InRow RP Chilled Water units | https://www.se.com/us/en/product/WASSEM5X8-AX-22 |  |  | SP COOLING INSTALL | Unknown | Installation Services for Critical Power & Cooling |  |  |  |  | 731304578758 | 1715.00 | 2500.00 | 3085.00
| WASSEM5X8-AX-28 | Scheduled Assembly Service 5X8 for (1) In Row ACRD101 series | https://www.se.com/us/en/product/WASSEM5X8-AX-28 |  |  | SP COOLING INSTALL | Unknown | Installation Services for Critical Power & Cooling |  |  |  |  | 731304568810 | 1235.00 | 1800.00 | 2220.00
| WASSEM5X8-AX-34 | Scheduled Assembly Service 5X8 for InRow ACRD 300 and 301 Series | https://www.se.com/us/en/product/WASSEM5X8-AX-34 |  |  | SP COOLING INSTALL | Unknown | Installation Services for Critical Power & Cooling |  |  |  |  | 731304578789 | 1355.00 | 1975.00 | 2440.00
| WASSEM5X8-AX-36 | Scheduled Assembly Service 5X8 for 1 In Row ACRH 301 series | https://www.se.com/us/en/product/WASSEM5X8-AX-36 |  |  | SP COOLING INSTALL | Unknown | Installation Services for Critical Power & Cooling | [5 empty] | 2110.00 | 3075.00 | 3795.00
| WASSEM5X8-AX-41 | Scheduled Air Assembly Service 5X8 for InRow RP DX units | https://www.se.com/us/en/product/WASSEM5X8-AX-41 |  |  | SP COOLING INSTALL | Unknown | Installation Services for Critical Power & Cooling |  |  |  |  | 731304578765 | 1285.00 | 1875.00 | 2310.00
| WASSEM5X8-RK-01 | 5X8 Scheduled Assembly Service for (1) Rack | https://www.se.com/us/en/product/WASSEM5X8-RK-01 |  |  | SP POWER INSTALL | Unknown | Installation Services for Critical Power & Cooling | [5 empty] | 2725.00 | 3975.00 | 4905.00
| WASSEM5X8-RK-02 | 5X8 Scheduled Assembly Service for (2) Racks | https://www.se.com/us/en/product/WASSEM5X8-RK-02 |  |  | SP POWER INSTALL | Unknown | Installation Services for Critical Power & Cooling | [5 empty] | 3070.00 | 4450.00 | 5520.00
| WASSEM5X8-RK-03 | 5X8 Scheduled Assembly Service for (3) Racks | https://www.se.com/us/en/product/WASSEM5X8-RK-03 |  |  | SP POWER INSTALL | Unknown | Installation Services for Critical Power & Cooling | [5 empty] | 3410.00 | 4950.00 | 6135.00
| WASSEM5X8-RK-04 | 5X8 Scheduled Assembly Service for (4) Racks | https://www.se.com/us/en/product/WASSEM5X8-RK-04 |  |  | SP POWER INSTALL | Unknown | Installation Services for Critical Power & Cooling | [5 empty] | 3750.00 | 5450.00 | 6745.00
| WASSEM5X8-RK-05 | 5X8 Scheduled Assembly Service for (5) Racks | https://www.se.com/us/en/product/WASSEM5X8-RK-05 |  |  | SP POWER INSTALL | Unknown | Installation Services for Critical Power & Cooling | [5 empty] | 4090.00 | 5925.00 | 7355.00
| WASSEM5X8-RK-06 | 5X8 Scheduled Assembly Service for (6) Racks | https://www.se.com/us/en/product/WASSEM5X8-RK-06 |  |  | SP POWER INSTALL | Unknown | Installation Services for Critical Power & Cooling | [5 empty] | 5680.00 | 8250.00 | 10220.00
| WASSEM5X8-RK-07 | 5X8 Scheduled Assembly Service for (7) Racks | https://www.se.com/us/en/product/WASSEM5X8-RK-07 |  |  | SP POWER INSTALL | Unknown | Installation Services for Critical Power & Cooling | [5 empty] | 6020.00 | 8725.00 | 10835.00
| WASSEM5X8-RK-08 | 5X8 Scheduled Assembly Service for (8) Racks | https://www.se.com/us/en/product/WASSEM5X8-RK-08 |  |  | SP POWER INSTALL | Unknown | Installation Services for Critical Power & Cooling | [5 empty] | 6360.00 | 9225.00 | 11445.00
| WASSEM-EZ-00 | Assembly Service for (1) Galaxy E3S ext. Battery cabinet | https://www.se.com/us/en/product/WASSEM-EZ-00 |  |  | SP POWER STARTUP | Unknown | Installation Services for Critical Power & Cooling | [5 empty] | 3625.00 | 5275.00 | 6520.00
| WASSEM-VL-200 | Assembly Service for (1) Galaxy VL 200kVA | https://www.se.com/us/en/product/WASSEM-VL-200 |  |  | SP POWER STARTUP | Unknown | Installation Services for Critical Power & Cooling | [5 empty] | 2340.00 | 3400.00 | 4210.00
| WASSEM-VL-300 | Assembly Service for (1) Galaxy VL 300kVA | https://www.se.com/us/en/product/WASSEM-VL-300 |  |  | SP POWER STARTUP | Unknown | Installation Services for Critical Power & Cooling | [5 empty] | 2425.00 | 3525.00 | 4365.00
| WASSEM-VL-400 | Assembly Service for (1) Galaxy VL 400kVA | https://www.se.com/us/en/product/WASSEM-VL-400 |  |  | SP POWER STARTUP | Unknown | Installation Services for Critical Power & Cooling | [5 empty] | 2515.00 | 3650.00 | 4525.00
| WASSEM-VL-500 | Assembly Service for (1) Galaxy VL 500kVA | https://www.se.com/us/en/product/WASSEM-VL-500 |  |  | SP POWER STARTUP | Unknown | Installation Services for Critical Power & Cooling | [5 empty] | 2605.00 | 3775.00 | 4690.00
| WASSEM-VL-MBC | Assembly Service 5X8 for (1) Galaxy VL Maintenance Bypass Cabinet | https://www.se.com/us/en/product/WASSEM-VL-MBC |  |  | SP POWER STARTUP | Unknown | Installation Services for Critical Power & Cooling | [5 empty] | 670.00 | 979.00 | 1210.00
| WASSEM-VM-00 | Assembly Service for (1) Galaxy VM | https://www.se.com/us/en/product/WASSEM-VM-00 |  |  | SP POWER STARTUP | Unknown | Installation Services for Critical Power & Cooling | [5 empty] | 3040.00 | 4425.00 | 5475.00
| WASSEM-VS1-A15 | Assembly Service for (1) GVS 10-15kVA | https://www.se.com/us/en/product/WASSEM-VS1-A15 |  |  | SP POWER STARTUP | Unknown | Installation Services for Critical Power & Cooling | [5 empty] | 2685.00 | 3900.00 | 4830.00
| WASSEM-VS1-A25 | Assembly Service for (1) GVS 20-25kVA | https://www.se.com/us/en/product/WASSEM-VS1-A25 |  |  | SP POWER STARTUP | Unknown | Installation Services for Critical Power & Cooling | [5 empty] | 2685.00 | 3900.00 | 4830.00
| WASSEM-VS1-A30 | Assembly Service for (1) GVS 30kVA | https://www.se.com/us/en/product/WASSEM-VS1-A30 |  |  | SP POWER STARTUP | Unknown | Installation Services for Critical Power & Cooling | [5 empty] | 2685.00 | 3900.00 | 4830.00
| WASSEM-VS1-A40 | Assembly Service for (1) GVS 40kVA | https://www.se.com/us/en/product/WASSEM-VS1-A40 |  |  | SP POWER STARTUP | Unknown | Installation Services for Critical Power & Cooling | [5 empty] | 2685.00 | 3900.00 | 4830.00
| WASSEM-VS1-A50 | Assembly Service for (1) GVS 50kVA | https://www.se.com/us/en/product/WASSEM-VS1-A50 |  |  | SP POWER STARTUP | Unknown | Installation Services for Critical Power & Cooling | [5 empty] | 2685.00 | 3900.00 | 4830.00
| WASSEM-VS2-A40 | Assembly Service for (1) GVS 10-15kVA | https://www.se.com/us/en/product/WASSEM-VS2-A40 |  |  | SP POWER STARTUP | Unknown | Installation Services for Critical Power & Cooling | [5 empty] | 3040.00 | 4425.00 | 5475.00
| WASSEM-VS2-A41 | Assembly Service for (1) GVS 20-25kVA | https://www.se.com/us/en/product/WASSEM-VS2-A41 |  |  | SP POWER STARTUP | Unknown | Installation Services for Critical Power & Cooling | [5 empty] | 3040.00 | 4425.00 | 5475.00
| WASSEM-VS2-A50 | Assembly Service for (1) GVS 30-50kVA | https://www.se.com/us/en/product/WASSEM-VS2-A50 |  |  | SP POWER STARTUP | Unknown | Installation Services for Critical Power & Cooling | [5 empty] | 3040.00 | 4425.00 | 5475.00
| WASSEM-VS2-A60 | Assembly Service for (1) GVS 60kVA | https://www.se.com/us/en/product/WASSEM-VS2-A60 |  |  | SP POWER STARTUP | Unknown | Installation Services for Critical Power & Cooling | [5 empty] | 3040.00 | 4425.00 | 5475.00
| WASSEM-VS2-A100 | Assembly Service for (1) GVS 80-100kVA | https://www.se.com/us/en/product/WASSEM-VS2-A100 |  |  | SP POWER STARTUP | Unknown | Installation Services for Critical Power & Cooling | [5 empty] | 3040.00 | 4425.00 | 5475.00
| WASSEM-VS3-A75 | Assembly Service for (1) GVS 60-80kVA | https://www.se.com/us/en/product/WASSEM-VS3-A75 |  |  | SP POWER STARTUP | Unknown | Installation Services for Critical Power & Cooling | [5 empty] | 3040.00 | 4425.00 | 5475.00
| WASSEM-VS3-A150 | Assembly Service for (1) GVS 120-150kVA | https://www.se.com/us/en/product/WASSEM-VS3-A150 |  |  | SP POWER STARTUP | Unknown | Installation Services for Critical Power & Cooling | [5 empty] | 4475.00 | 6500.00 | 8050.00
| WASSEM-VX-50 | Assembly Service 5X8 for (1) Galaxy VX 500 Scalable to 750kVA UPS | https://www.se.com/us/en/product/WASSEM-VX-50 |  |  | SP POWER STARTUP | Unknown | Installation Services for Critical Power & Cooling | [5 empty] | 10270.00 | 14900.00 | 18485.00
| WASSEM-VX-51 | Assembly Service 5X8 for (1) Galaxy VX 500kVA UPS | https://www.se.com/us/en/product/WASSEM-VX-51 |  |  | SP POWER STARTUP | Unknown | Installation Services for Critical Power & Cooling | [5 empty] | 10270.00 | 14900.00 | 18485.00
| WASSEM-VX-52 | Assembly Service 5X8 for (1) Galaxy VX 500kVA N+1 Redundant UPS | https://www.se.com/us/en/product/WASSEM-VX-52 |  |  | SP POWER STARTUP | Unknown | Installation Services for Critical Power & Cooling | [5 empty] | 12790.00 | 18600.00 | 23025.00
| WASSEM-VX-53 | Assembly Service 5X8 for (1) Galaxy VX 500 Scalable to 1000kVA UPS | https://www.se.com/us/en/product/WASSEM-VX-53 |  |  | SP POWER STARTUP | Unknown | Installation Services for Critical Power & Cooling | [5 empty] | 10270.00 | 14900.00 | 18485.00
| WASSEM-VX-54 | Assembly Service 5X8 for (1) Galaxy VX 500 Scalable to 1250kVA UPS | https://www.se.com/us/en/product/WASSEM-VX-54 |  |  | SP POWER STARTUP | Unknown | Installation Services for Critical Power & Cooling | [5 empty] | 10270.00 | 14900.00 | 18485.00
| WASSEM-VX-55 | Assembly Service 5X8 for (1) Galaxy VX 500 Scalable to 1500kVA UPS | https://www.se.com/us/en/product/WASSEM-VX-55 |  |  | SP POWER STARTUP | Unknown | Installation Services for Critical Power & Cooling | [5 empty] | 10270.00 | 14900.00 | 18485.00
| WASSEM-VX-62 | Assembly Service 5X8 for (1) Galaxy VX 625kVA UPS | https://www.se.com/us/en/product/WASSEM-VX-62 |  |  | SP POWER STARTUP | Unknown | Installation Services for Critical Power & Cooling | [5 empty] | 12115.00 | 17600.00 | 21810.00
| WASSEM-VX-64 | Assembly Service 5X8 for (1) Galaxy VX 625 Scalable to 1000kVA UPS | https://www.se.com/us/en/product/WASSEM-VX-64 |  |  | SP POWER STARTUP | Unknown | Installation Services for Critical Power & Cooling | [5 empty] | 12455.00 | 18100.00 | 22420.00
| WASSEM-VX-75 | Assembly Service 5X8 for (1) Galaxy VX 750kVA UPS | https://www.se.com/us/en/product/WASSEM-VX-75 |  |  | SP POWER STARTUP | Unknown | Installation Services for Critical Power & Cooling | [5 empty] | 12790.00 | 18600.00 | 23025.00
| WASSEM-VX-76 | Assembly Service 5X8 for (1) Galaxy VX 750kVA N+1 Redundant UPS | https://www.se.com/us/en/product/WASSEM-VX-76 |  |  | SP POWER STARTUP | Unknown | Installation Services for Critical Power & Cooling | [5 empty] | 13130.00 | 19100.00 | 23630.00
| WASSEM-VX-77 | Assembly Service 5X8 for (1) Galaxy VX 750 Scalable to 1000kVA UPS | https://www.se.com/us/en/product/WASSEM-VX-77 |  |  | SP POWER STARTUP | Unknown | Installation Services for Critical Power & Cooling | [5 empty] | 13465.00 | 19600.00 | 24235.00
| WASSEM-VX-78 | Assembly Service 5X8 for (1) Galaxy VX 750 Scalable to 1250kVA UPS | https://www.se.com/us/en/product/WASSEM-VX-78 |  |  | SP POWER STARTUP | Unknown | Installation Services for Critical Power & Cooling | [5 empty] | 13465.00 | 19600.00 | 24235.00
| WASSEM-VX-79 | Assembly Service 5X8 for (1) Galaxy VX 750 Scalable to 1500kVA UPS | https://www.se.com/us/en/product/WASSEM-VX-79 |  |  | SP POWER STARTUP | Unknown | Installation Services for Critical Power & Cooling | [5 empty] | 13465.00 | 19600.00 | 24235.00
| WASSEM-VX-100 | Assembly Service 5X8 for 1 Galaxy VX 1000kVA UPS | https://www.se.com/us/en/product/WASSEM-VX-100 |  |  | SP POWER STARTUP | Unknown | Installation Services for Critical Power & Cooling | [5 empty] | 12790.00 | 18600.00 | 23025.00
| WASSEM-VX-101 | Assembly Service 5X8 for (1) Galaxy VX 1000kVA N+1 Redundant UPS | https://www.se.com/us/en/product/WASSEM-VX-101 |  |  | SP POWER STARTUP | Unknown | Installation Services for Critical Power & Cooling | [5 empty] | 15820.00 | 23000.00 | 28480.00
| WASSEM-VX-102 | Assembly Service 5X8 for (1) Galaxy VX 1000 Scalable to 1250kVA UPS | https://www.se.com/us/en/product/WASSEM-VX-102 |  |  | SP POWER STARTUP | Unknown | Installation Services for Critical Power & Cooling | [5 empty] | 13465.00 | 19600.00 | 24235.00
| WASSEM-VX-103 | Assembly Service 5X8 for (1) Galaxy VX 1000 Scalable to 1500kVA UPS | https://www.se.com/us/en/product/WASSEM-VX-103 |  |  | SP POWER STARTUP | Unknown | Installation Services for Critical Power & Cooling | [5 empty] | 15820.00 | 23000.00 | 28480.00
| WASSEM-VX-120 | Assembly Service 5X8 for 1 Galaxy VX 1250kVA UPS | https://www.se.com/us/en/product/WASSEM-VX-120 |  |  | SP POWER STARTUP | Unknown | Installation Services for Critical Power & Cooling | [5 empty] | 15820.00 | 23000.00 | 28480.00
| WASSEM-VX-121 | Assembly Service 5X8 for (1) Galaxy VX 1250kVA N+1 Redundant UPS | https://www.se.com/us/en/product/WASSEM-VX-121 |  |  | SP POWER STARTUP | Unknown | Installation Services for Critical Power & Cooling | [5 empty] | 17505.00 | 25400.00 | 31505.00
| WASSEM-VX-122 | Assembly Service 5X8 for (1) Galaxy VX 1250 Scalable to 1500kVA UPS | https://www.se.com/us/en/product/WASSEM-VX-122 |  |  | SP POWER STARTUP | Unknown | Installation Services for Critical Power & Cooling | [5 empty] | 16495.00 | 24000.00 | 29690.00
| WASSEM-VX-150 | Assembly Service 5X8 for (1) Galaxy VX 1500kVA UPS | https://www.se.com/us/en/product/WASSEM-VX-150 |  |  | SP POWER STARTUP | Unknown | Installation Services for Critical Power & Cooling | [5 empty] | 17505.00 | 25400.00 | 31505.00
| WASSEM-VX-151 | Assembly Service 5X8 for (1) Galaxy VX 1500kVA N+1 Redundant UPS | https://www.se.com/us/en/product/WASSEM-VX-151 |  |  | SP POWER STARTUP | Unknown | Installation Services for Critical Power & Cooling | [5 empty] | 19185.00 | 27900.00 | 34530.00
| WASSEMEXBAD-VSB-00 | Scheduled Assembly Service 5X8 for (1) Additional Galaxy VS Battery Frame. | https://www.se.com/us/en/product/WASSEMEXBAD-VSB-00 |  |  | SP POWER INSTALL | Unknown | Installation Services for Critical Power & Cooling | [5 empty] | 2755.00 | 4000.00 | 4960.00
| WASSEMEXBAT-LB-01 | (1) Assembly Service for (1) Cabinet Li-Ion Battery solution | https://www.se.com/us/en/product/WASSEMEXBAT-LB-01 |  |  | SP POWER STARTUP | Unknown | Installation Services for Critical Power & Cooling | [5 empty] | 2570.00 | 3725.00 | 4625.00
| WASSEMEXBAT-LB-02 | (1) Assembly Service for (2) Cabinets Li-Ion Battery solution | https://www.se.com/us/en/product/WASSEMEXBAT-LB-02 |  |  | SP POWER STARTUP | Unknown | Installation Services for Critical Power & Cooling | [5 empty] | 3600.00 | 5225.00 | 6480.00
| WASSEMEXBAT-LB-03 | (1) Assembly Service for (3) Cabinets Li-Ion Battery solution | https://www.se.com/us/en/product/WASSEMEXBAT-LB-03 |  |  | SP POWER STARTUP | Unknown | Installation Services for Critical Power & Cooling | [5 empty] | 4625.00 | 6725.00 | 8325.00
| WASSEMEXBAT-LB-04 | (1) Assembly Service for (4) Cabinets Li-Ion Battery solution | https://www.se.com/us/en/product/WASSEMEXBAT-LB-04 |  |  | SP POWER STARTUP | Unknown | Installation Services for Critical Power & Cooling | [5 empty] | 5420.00 | 7875.00 | 9755.00
| WASSEMEXBAT-LB-05 | (1) Assembly Service for (5) Cabinets Li-Ion Battery solution | https://www.se.com/us/en/product/WASSEMEXBAT-LB-05 |  |  | SP POWER STARTUP | Unknown | Installation Services for Critical Power & Cooling | [5 empty] | 6215.00 | 9025.00 | 11190.00
| WASSEMEXBAT-LB-06 | (1) Assembly Service for (6) Cabinets Li-Ion Battery solution | https://www.se.com/us/en/product/WASSEMEXBAT-LB-06 |  |  | SP POWER STARTUP | Unknown | Installation Services for Critical Power & Cooling | [5 empty] | 7475.00 | 10900.00 | 13450.00
| WASSEMEXBAT-LB-07 | (1) Assembly Service for (7) Cabinets Li-Ion Battery solution | https://www.se.com/us/en/product/WASSEMEXBAT-LB-07 |  |  | SP POWER STARTUP | Unknown | Installation Services for Critical Power & Cooling | [5 empty] | 8270.00 | 12000.00 | 14880.00
| WASSEMEXBAT-LB-08 | (1) Assembly Service for (8) Cabinets Li-Ion Battery solution | https://www.se.com/us/en/product/WASSEMEXBAT-LB-08 |  |  | SP POWER STARTUP | Unknown | Installation Services for Critical Power & Cooling | [5 empty] | 10020.00 | 14600.00 | 18035.00
| WASSEMEXBAT-LB-09 | (1) Assembly Service for (9) Cabinets Li-Ion Battery solution | https://www.se.com/us/en/product/WASSEMEXBAT-LB-09 |  |  | SP POWER STARTUP | Unknown | Installation Services for Critical Power & Cooling |  |  |  |  | 731304507970 | 10620.00 | 15400.00 | 19120.00
| WASSEMEXBAT-LB-10 | (1) Assembly Service for (10) Cabinets Li-Ion Battery solution | https://www.se.com/us/en/product/WASSEMEXBAT-LB-10 |  |  | SP POWER STARTUP | Unknown | Installation Services for Critical Power & Cooling | [5 empty] | 12285.00 | 17900.00 | 22115.00
| WASSEMEXBAT-LB-11 | (1) Assembly Service for (11) Cabinets Li-Ion Battery solution | https://www.se.com/us/en/product/WASSEMEXBAT-LB-11 |  |  | SP POWER STARTUP | Unknown | Installation Services for Critical Power & Cooling |  |  |  |  | 731304507987 | 12540.00 | 18200.00 | 22575.00
| WASSEMEXBAT-LB-12 | (1) Assembly Service for (12) Cabinets Li-Ion Battery solution | https://www.se.com/us/en/product/WASSEMEXBAT-LB-12 |  |  | SP POWER STARTUP | Unknown | Installation Services for Critical Power & Cooling | [5 empty] | 14050.00 | 20400.00 | 25285.00
| WASSEMEXBAT-LB-13 | (1) Assembly Service for (13) Cabinets Li-Ion Battery solution | https://www.se.com/us/en/product/WASSEMEXBAT-LB-13 |  |  | SP POWER STARTUP | Unknown | Installation Services for Critical Power & Cooling | [5 empty] | 14885.00 | 21600.00 | 26795.00
| WASSEMEXBAT-LB-14 | (1) Assembly Service for (14) Cabinets Li-Ion Battery solution | https://www.se.com/us/en/product/WASSEMEXBAT-LB-14 |  |  | SP POWER STARTUP | Unknown | Installation Services for Critical Power & Cooling | [5 empty] | 16315.00 | 23700.00 | 29370.00
| WASSEMEXBAT-LB-15 | (1) Assembly Service for (15) Cabinets Li-Ion Battery solution | https://www.se.com/us/en/product/WASSEMEXBAT-LB-15 |  |  | SP POWER STARTUP | Unknown | Installation Services for Critical Power & Cooling | [5 empty] | 17650.00 | 25600.00 | 31770.00
| WASSEMEXBAT-LB-16 | (1) Assembly Service for (16) Cabinets Li-Ion Battery solution | https://www.se.com/us/en/product/WASSEMEXBAT-LB-16 |  |  | SP POWER STARTUP | Unknown | Installation Services for Critical Power & Cooling | [5 empty] | 19695.00 | 28600.00 | 35450.00
| WASSEMEXBAT-NX-83 | Scheduled Assembly Service 5X8 for (1) External Battery Frame for Symmetra 250/500kW | https://www.se.com/us/en/product/WASSEMEXBAT-NX-83 |  |  | SP POWER INSTALL | Unknown | Installation Services for Critical Power & Cooling | [5 empty] | 3580.00 | 5200.00 | 6445.00
| WASSEMEXBAT-PX-23 | Scheduled Assembly Service for (1) External Battery Frame for Symmetra PX 40 kW | https://www.se.com/us/en/product/WASSEMEXBAT-PX-23 |  |  | SP POWER INSTALL | Unknown | Installation Services for Critical Power & Cooling | [5 empty] | 2015.00 | 2925.00 | 3625.00
| WASSEMEXBAT-PX-33 | Scheduled Assembly Service for 1 External Battery Frame for Symmetra PX 80 kW | https://www.se.com/us/en/product/WASSEMEXBAT-PX-33 |  |  | SP POWER INSTALL | Unknown | Installation Services for Critical Power & Cooling | [5 empty] | 2610.00 | 3800.00 | 4695.00
| WASSEMEXBAT-PX-63 | Scheduled assembly service for 1 external battery frame for Symmetra PX 160kW | https://www.se.com/us/en/product/WASSEMEXBAT-PX-63 |  |  | SP POWER INSTALL | Unknown | Installation Services for Critical Power & Cooling |  |  |  |  | 731304579915 | 3360.00 | 4875.00 | 6045.00
| WASSEMEXBAT-VM-24 | Scheduled Assembly Service 5X8 for (1) Galaxy VM Narrow Modular Batt Frame with up to 24 Batteries | https://www.se.com/us/en/product/WASSEMEXBAT-VM-24 |  |  | SP POWER INSTALL | Unknown | Installation Services for Critical Power & Cooling | [5 empty] | 3310.00 | 4800.00 | 5955.00
| WASSEMEXBAT-VM-48 | Scheduled Assembly Service 5X8 for (1) Galaxy VM Wide Modular Batt Frame with up to 48 batteries | https://www.se.com/us/en/product/WASSEMEXBAT-VM-48 |  |  | SP POWER INSTALL | Unknown | Installation Services for Critical Power & Cooling | [5 empty] | 3525.00 | 5125.00 | 6345.00
| WASSEMEXBAT-VSB-01 | Scheduled Assembly Service 5X8 for (1) Galaxy VS Modular Batt Frame with up to 6 Batt Strings | https://www.se.com/us/en/product/WASSEMEXBAT-VSB-01 |  |  | SP POWER INSTALL | Unknown | Installation Services for Critical Power & Cooling | [5 empty] | 2360.00 | 3425.00 | 4250.00
| WASSEMEXBAT-VSB-02 | Scheduled Assembly Service 5X8 for (1) Galaxy VS Modular Batt Frame with up to 9 Batt Strings | https://www.se.com/us/en/product/WASSEMEXBAT-VSB-02 |  |  | SP POWER INSTALL | Unknown | Installation Services for Critical Power & Cooling | [5 empty] | 2755.00 | 4000.00 | 4960.00
| WASSEMEXBTAD-VM-49 | Scheduled Assembly Service 5X8 for (1) Additional Galaxy VM Battery Frame | https://www.se.com/us/en/product/WASSEMEXBTAD-VM-49 |  |  | SP POWER STARTUP | Unknown | Installation Services for Critical Power & Cooling | [5 empty] | 1715.00 | 2500.00 | 3085.00
| WASSEMNB-NB-10 | NetBotz Assembly Services for Models NBRK0450, NBRK0570, NBWL0355 or NBWL0455 | https://www.se.com/us/en/product/WASSEMNB-NB-10 |  |  | SP POWER INSTALL | Unknown | Installation Services for Critical Power & Cooling | [5 empty] | 397.00 | 579.00 | 715.00
| WASSEMNBA-NB-20 | NetBotz Assembly Service for up to 3 Appliances and Associated Accessories for 7-Series - 2-Series | https://www.se.com/us/en/product/WASSEMNBA-NB-20 |  |  | SP POWER STARTUP | Unknown | Installation Services for Critical Power & Cooling |  |  |  |  | 731304390916 | 5300.00 | 7700.00 | 9540.00
| WASSEMNSACL-AX-20 | Assembly Service Support for NetShelter Aisle Containment, Long (above 7m), 5X8 | https://www.se.com/us/en/product/WASSEMNSACL-AX-20 |  |  | SP COOLING INSTALL | Unknown | Installation Services for Critical Power & Cooling | [5 empty] | 1630.00 | 2375.00 | 2935.00
| WASSEMNSACS-AX-20 | Assembly service support, for NetShelter Aisle Containment, short up to 7m, 5X8 | https://www.se.com/us/en/product/WASSEMNSACS-AX-20 |  |  | SP COOLING INSTALL | Unknown | Installation Services for Critical Power & Cooling | [5 empty] | 1085.00 | 1575.00 | 1955.00
| WASSEMOST-AX-00 | Assembly On Site Training Service for (1) Complete Thermal Containment Solution | https://www.se.com/us/en/product/WASSEMOST-AX-00 |  |  | SP COOLING INSTALL | Unknown | Training Services | [5 empty] | 10835.00 | 15800.00 | 19505.00
| WASSEMPDU5X8-PD-20 | Scheduled Assembly Service 5X8 for (1) 5U Rack Distribution Panel | https://www.se.com/us/en/product/WASSEMPDU5X8-PD-20 |  |  | SP POWER STARTUP | Unknown | Installation Services for Critical Power & Cooling | [5 empty] | 1795.00 | 2600.00 | 3230.00
| WASSEMPDU5X8-PD-30 | Scheduled Assembly Service 5X8 for (1) 1/2 Rack Remote or (1) Modular Power Panel | https://www.se.com/us/en/product/WASSEMPDU5X8-PD-30 |  |  | SP POWER STARTUP | Unknown | Installation Services for Critical Power & Cooling | [5 empty] | 2545.00 | 3700.00 | 4580.00
| WASSEMSTRT-EZU-15 | Assembly and Startup for (1) Easy UPS 3S UL 10-15kVA UPS Including Internal Battery Modules | https://www.se.com/us/en/product/WASSEMSTRT-EZU-15 |  |  | SP POWER STARTUP | Unknown | Installation Services for Critical Power & Cooling | [5 empty] | 3140.00 | 4575.00 | 5655.00
| WASSEMSTRT-EZU-20 | Assembly and Startup for (1) Easy UPS 3S UL 20kVA UPS Including Internal Battery Modules | https://www.se.com/us/en/product/WASSEMSTRT-EZU-20 |  |  | SP POWER STARTUP | Unknown | Installation Services for Critical Power & Cooling | [5 empty] | 3235.00 | 4700.00 | 5820.00
| WASSEMSTRT-EZU-30 | Assembly and Startup for (1) Easy UPS 3S UL 30kVA UPS Including Internal Battery Modules | https://www.se.com/us/en/product/WASSEMSTRT-EZU-30 |  |  | SP POWER STARTUP | Unknown | Installation Services for Critical Power & Cooling | [5 empty] | 3320.00 | 4825.00 | 5980.00
| WASSEMSTRT-EZU-40 | Assembly and Startup for (1) Easy UPS 3S UL 40kVA UPS Including Internal Battery Modules | https://www.se.com/us/en/product/WASSEMSTRT-EZU-40 |  |  | SP POWER STARTUP | Unknown | Installation Services for Critical Power & Cooling | [5 empty] | 3410.00 | 4950.00 | 6140.00
| WASSEMUPS5X8-PX-21 | Scheduled 5X8 Assembly Service for Symmetra PX 40 kW UPS and/or PDU | https://www.se.com/us/en/product/WASSEMUPS5X8-PX-21 |  |  | SP POWER INSTALL | Unknown | Installation Services for Critical Power & Cooling | [5 empty] | 1880.00 | 2725.00 | 3385.00
| WASSEMUPS5X8-PX-31 | Scheduled 5X8 Assembly Service for Symmetra PX 80 or 100KW frame UPS, first XR Frame and/or PDU | https://www.se.com/us/en/product/WASSEMUPS5X8-PX-31 |  |  | SP POWER INSTALL | Unknown | Installation Services for Critical Power & Cooling | [5 empty] | 2190.00 | 3175.00 | 3945.00
| WASSEMUPS5X8-PX-62 | Scheduled Assembly Service for Symmetra PX 48/64 kW UPS, Essential XR Frames Only | https://www.se.com/us/en/product/WASSEMUPS5X8-PX-62 |  |  | SP POWER INSTALL | Unknown | Installation Services for Critical Power & Cooling |  |  |  |  | 731304579793 | 3345.00 | 4850.00 | 6020.00
| WASSEMUPS5X8-PX-72 | Scheduled Assembly Service for Symmetra PX 64 kW UPS with PDU and Essential XR Frames Only | https://www.se.com/us/en/product/WASSEMUPS5X8-PX-72 |  |  | SP POWER INSTALL | Unknown | Installation Services for Critical Power & Cooling |  |  |  |  | 731304579830 | 4610.00 | 6700.00 | 8295.00
| WASSEMUPS-3R-SB-00 | Scheduled 5X8 Assembly and Power-Up Service | https://www.se.com/us/en/product/WASSEMUPS-3R-SB-00 |  |  | SP POWER INSTALL | Unknown | Installation Services for Critical Power & Cooling | [5 empty] | 1455.00 | 2125.00 | 2615.00
| WASSEMUPS-3R-SY-00 | Scheduled 5X8 Assembly and Power-Up Service | https://www.se.com/us/en/product/WASSEMUPS-3R-SY-00 |  |  | SP POWER INSTALL | Unknown | Installation Services for Critical Power & Cooling | [5 empty] | 1940.00 | 2825.00 | 3490.00
| WASSEMUPS-NX-81 | Scheduled Assembly Service 5X8 for (1) SY 100 to 250 kVA UPS, up to (2) XR Frames and PDU | https://www.se.com/us/en/product/WASSEMUPS-NX-81 |  |  | SP POWER INSTALL | Unknown | Installation Services for Critical Power & Cooling | [5 empty] | 6230.00 | 9050.00 | 11210.00
| WASSEMUPS-NX-82 | Scheduled Assembly Service 5X8 for (1) SY 200 kVA UPS, up to (2) XR Frames and PDU | https://www.se.com/us/en/product/WASSEMUPS-NX-82 |  |  | SP POWER INSTALL | Unknown | Installation Services for Critical Power & Cooling | [5 empty] | 7580.00 | 11000.00 | 13645.00
| WASSEMUPS-NX-84 | Scheduled Assembly Service 5X8 for (1) SY 250 kVA UPS, up to (2) XR Frames and PDU | https://www.se.com/us/en/product/WASSEMUPS-NX-84 |  |  | SP POWER INSTALL | Unknown | Installation Services for Critical Power & Cooling | [5 empty] | 8240.00 | 12000.00 | 14830.00
| WASSEMUPS-NX-85 | Scheduled Assembly Service 5X8 for (1) SY 300 kVA UPS, up to (4) XR Frames and PDU | https://www.se.com/us/en/product/WASSEMUPS-NX-85 |  |  | SP POWER INSTALL | Unknown | Installation Services for Critical Power & Cooling | [5 empty] | 10195.00 | 14800.00 | 18355.00
| WASSEMUPS-NX-86 | Scheduled Assembly Service 5X8 for (1) SY 400 kVA UPS, up to (4) XR Frames and PDU | https://www.se.com/us/en/product/WASSEMUPS-NX-86 |  |  | SP POWER INSTALL | Unknown | Installation Services for Critical Power & Cooling | [5 empty] | 11920.00 | 17300.00 | 21460.00
| WASSEMUPS-NX-87 | Scheduled Assembly Service 5X8 for (1) Symmetra 500kW UPS, up to (4) XR Frames and PDU | https://www.se.com/us/en/product/WASSEMUPS-NX-87 |  |  | SP POWER INSTALL | Unknown | Installation Services for Critical Power & Cooling | [5 empty] | 12615.00 | 18300.00 | 22700.00
| WASSEMUPS-SPL-00 | Smart-UPS Modular Ultra Start Up and Assembly Combined Service | https://www.se.com/us/en/product/WASSEMUPS-SPL-00 |  |  | SP POWER STARTUP | Unknown | Installation Services for Critical Power & Cooling |  |  |  |  | 731304632504 | 922.00 | 1350.00 | 1660.00
| WBATTREPLC-E6-00 | Batt Rplcmnt Srvc for (1) EPS 6000 System - Install and Removal Labor per Battery | https://www.se.com/us/en/product/WBATTREPLC-E6-00 |  |  | 3PH&BATT ADV SER PLAN | Unknown | Battery Replacement Services |  |  |  |  | 731304779742 | 46.00 | 49.99 | 78.00
| WBATTREPLC-E7-00 | Batt Rplcmnt Srvc for (1) EPS 7000 System - Install and Removal Labor per Battery | https://www.se.com/us/en/product/WBATTREPLC-E7-00 |  |  | 3PH&BATT ADV SER PLAN | Unknown | Battery Replacement Services |  |  |  |  | 731304779759 | 46.00 | 49.99 | 78.00
| WBATTREPLC-E8-00 | Batt Rplcmnt Srvc for (1) EPS 8000 System - Install and Removal Labor per Battery | https://www.se.com/us/en/product/WBATTREPLC-E8-00 |  |  | 3PH&BATT ADV SER PLAN | Unknown | Battery Replacement Services |  |  |  |  | 731304779766 | 46.00 | 49.99 | 78.00
| WBATTREPLC-G4-00 | Batt Rplcmnt Srvc for (1) Galaxy 4000 System - Install and Removal Labor per Battery | https://www.se.com/us/en/product/WBATTREPLC-G4-00 |  |  | 3PH&BATT ADV SER PLAN | Unknown | Battery Replacement Services |  |  |  |  | 731304779773 | 46.00 | 49.99 | 78.00
| WBATTREPLC-G5-00 | Batt Rplcmnt Srvc for (1) Galaxy 5000 or 5500 System - Install and Removal Labor per Battery | https://www.se.com/us/en/product/WBATTREPLC-G5-00 |  |  | 3PH&BATT ADV SER PLAN | Unknown | Battery Replacement Services |  |  |  |  | 731304779780 | 46.00 | 49.99 | 78.00
| WBATTREPLC-G7-00 | Batt Rplcmnt Srvc for (1) Galaxy 7000 System - Install and Removal Labor per Battery | https://www.se.com/us/en/product/WBATTREPLC-G7-00 |  |  | 3PH&BATT ADV SER PLAN | Unknown | Battery Replacement Services |  |  |  |  | 731304779803 | Call for Quote | Call for Quote | Call for Quote
| WBATTREPLC-G9-00 | Batt Rplcmnt Srvc for (1) Galaxy 9000 System - Install and Removal Labor per Battery | https://www.se.com/us/en/product/WBATTREPLC-G9-00 |  |  | 3PH&BATT ADV SER PLAN | Unknown | Battery Replacement Services |  |  |  |  | 731304779810 | Call for Quote | Call for Quote | Call for Quote
| WBATTREPLC-GP-00 | Batt Rplcmnt Srvc for (1) Galaxy PW or PWI System - Install and Removal Labor per Battery | https://www.se.com/us/en/product/WBATTREPLC-GP-00 |  |  | 3PH&BATT ADV SER PLAN | Unknown | Battery Replacement Services |  |  |  |  | 731304779827 | 46.00 | 49.99 | 78.00
| WBATTREPLC-GT-00 | Batt Rplcmnt Srvc for (1) PXC System - Install and Removal Labor per Battery | https://www.se.com/us/en/product/WBATTREPLC-GT-00 |  |  | 3PH&BATT ADV SER PLAN | Unknown | Battery Replacement Services |  |  |  |  | 731304779834 | Call for Quote | Call for Quote | Call for Quote
| WBATTREPLC-MP-00 | Batt Rplcmnt Srvc for (1) MGE UPS System - Install and Removal Labor per Battery | https://www.se.com/us/en/product/WBATTREPLC-MP-00 |  |  | 3PH&BATT ADV SER PLAN | Unknown | Battery Replacement Services |  |  |  |  | 731304779841 | 46.00 | 49.99 | 78.00
| WBATTREPLC-MW-00 | Batt Rplcmnt Srvc for (1)Symmetra MW System - Install and Removal Labor per Battery | https://www.se.com/us/en/product/WBATTREPLC-MW-00 |  |  | 3PH&BATT ADV SER PLAN | Unknown | Battery Replacement Services |  |  |  |  | 731304779858 | Call for Quote | Call for Quote | Call for Quote
| WBATTREPLC-VM-00 | Batt Rplcmnt Srvc for (1) Galaxy VM System - Install and Removal Labor per Battery | https://www.se.com/us/en/product/WBATTREPLC-VM-00 |  |  | 3PH&BATT ADV SER PLAN | Unknown | Battery Replacement Services |  |  |  |  | 731304390985 | Call for Quote | Call for Quote | Call for Quote
| WBATTREPLC-VX-00 | Batt Rplcmnt Srvc for (1) Galaxy VX System - Install and Removal Labor per Battery | https://www.se.com/us/en/product/WBATTREPLC-VX-00 |  |  | 3PH&BATT ADV SER PLAN | Unknown | Battery Replacement Services |  |  |  |  | 731304779872 | Call for Quote | Call for Quote | Call for Quote
| WBEXTWAR1YLB-SE-01 | (1) Year Extended Warranty for SRV UPS with Lithium-Ion Battery - Level 01 | https://www.se.com/us/en/product/WBEXTWAR1YLB-SE-01 |  |  | SP POWER HBN WARR EXT | Unknown | Extended Warranties - Critical Power & Cooling |  |  |  |  | 731304452805 | 153.00 | 229.99 | 276.00
| WBEXTWAR1YLB-SE-02 | (1) Year Extended Warranty for SRV UPS with Lithium-Ion Battery - Level 02 | https://www.se.com/us/en/product/WBEXTWAR1YLB-SE-02 |  |  | SP POWER HBN WARR EXT | Unknown | Extended Warranties - Critical Power & Cooling |  |  |  |  | 731304452812 | 281.00 | 409.00 | 506.00
| WBEXTWAR1YLB-SE-03 | (1) Year Extended Warranty for SRV UPS with Lithium-Ion Battery - Level 03 | https://www.se.com/us/en/product/WBEXTWAR1YLB-SE-03 |  |  | SP POWER HBN WARR EXT | Unknown | Extended Warranties - Critical Power & Cooling |  |  |  |  | 731304452829 | 446.00 | 649.00 | 803.00
| WBEXTWAR1YR-AC-01 | Service Pack 1 Year Warranty Extension for Accessories | https://www.se.com/us/en/product/WBEXTWAR1YR-AC-01 |  |  | SP POWER HBN WARR EXT | Unknown | Extended Warranties - Critical Power & Cooling | 0.06(kilos) 0.13(lbs) | 0.39x7.09x6.30(in) 1.00x18.00x16.00(cent) |  |  | 731304290001 | 39.00 | 59.99 | 71.00
| WBEXTWAR1YR-AC-02 | Service Pack 1 Year Warranty Extension for Accessories | https://www.se.com/us/en/product/WBEXTWAR1YR-AC-02 |  |  | SP POWER HBN WARR EXT | Unknown | Extended Warranties - Critical Power & Cooling | 0.11(kilos) 0.25(lbs) | 1.00x1.00x1.00(in) 2.54x2.54x2.54(cent) |  |  | 731304290025 | 54.00 | 79.99 | 98.00
| WBEXTWAR1YR-AC-03 | Service Pack 1 Year Warranty Extension for Accessories | https://www.se.com/us/en/product/WBEXTWAR1YR-AC-03 |  |  | SP POWER HBN WARR EXT | Unknown | Extended Warranties - Critical Power & Cooling | 0.06(kilos) 0.13(lbs) | 0.39x6.69x6.30(in) 1.00x17.00x16.00(cent) |  |  | 731304290032 | 87.00 | 129.99 | 156.00
| WBEXTWAR1YR-AC-04 | Service Pack 1 Year Warranty Extension for Accessories | https://www.se.com/us/en/product/WBEXTWAR1YR-AC-04 |  |  | SP POWER HBN WARR EXT | Unknown | Extended Warranties - Critical Power & Cooling | 0.07(kilos) 0.15(lbs) |  |  |  | 731304290049 | 166.00 | 249.99 | 299.00
| WBEXTWAR1YR-AC-05 | Service Pack 1 Year Warranty Extension for Accessories | https://www.se.com/us/en/product/WBEXTWAR1YR-AC-05 |  |  | SP POWER HBN WARR EXT | Unknown | Extended Warranties - Critical Power & Cooling | 0.08(kilos) 0.18(lbs) | 7.09x7.09x0.39(in) 18.00x18.00x1.00(cent) |  |  | 731304290056 | 322.00 | 469.00 | 580.00
| WBEXTWAR1YR-AC-06 | Service Pack 1 Year Warranty Extension for Accessories | https://www.se.com/us/en/product/WBEXTWAR1YR-AC-06 |  |  | SP POWER HBN WARR EXT | Unknown | Extended Warranties - Critical Power & Cooling | 0.08(kilos) 0.18(lbs) | 7.09x7.09x0.39(in) 18.00x18.00x1.00(cent) |  |  | 731304290063 | 643.00 | 939.00 | 1160.00
| WBEXTWAR1YR-AC-07 | Service Pack 1 Year Warranty Extension for Accessories | https://www.se.com/us/en/product/WBEXTWAR1YR-AC-07 |  |  | SP POWER HBN WARR EXT | Unknown | Extended Warranties - Critical Power & Cooling | 0.08(kilos) 0.18(lbs) | 7.09x7.09x0.39(in) 18.00x18.00x1.00(cent) |  |  | 731304290070 | 1075.00 | 1575.00 | 1930.00
| WBEXTWAR1YR-NB-02 | Service Pack 1 Year Parts and Software Support Extended Warranty for 1 NetBotz 2-Series | https://www.se.com/us/en/product/WBEXTWAR1YR-NB-02 |  |  | SP POWER HBN WARR EXT | Unknown | Extended Warranties - Critical Power & Cooling | 0.09(kilos) 0.20(lbs) | 6.38x0.20x6.26(in) 16.20x0.50x15.90(cent) |  |  | 731304347903 | 270.00 | 399.99 | 486.00
| WBEXTWAR1YR-NB-07 | Service Pack 1 Year Parts and Software Support Extended Warranty for 1 NetBotz 7-Series | https://www.se.com/us/en/product/WBEXTWAR1YR-NB-07 |  |  | SP POWER HBN WARR EXT | Unknown | Extended Warranties - Critical Power & Cooling | 0.09(kilos) 0.20(lbs) | 6.38x0.20x6.26(in) 16.20x0.50x15.90(cent) |  |  | 731304347910 | 640.00 | 929.00 | 1155.00
| WBEXTWAR1YR-SD-01 | (1) Year Extended Warranty for (1) Easy UPS SMV/SMVS Level 01 | https://www.se.com/us/en/product/WBEXTWAR1YR-SD-01 |  |  | SP POWER HBN WARR EXT | Unknown | Extended Warranties - Critical Power & Cooling | 0.09(kilos) 0.20(lbs) | 6.38x0.20x6.26(in) 16.20x0.50x15.90(cent) |  |  | 731304430322 | 58.00 | 89.99 | 104.00
| WBEXTWAR1YR-SD-02 | (1) Year Extended Warranty for (1) Easy UPS SMV/SMVS Level 02 | https://www.se.com/us/en/product/WBEXTWAR1YR-SD-02 |  |  | SP POWER HBN WARR EXT | Unknown | Extended Warranties - Critical Power & Cooling | 0.09(kilos) 0.20(lbs) | 6.38x0.20x6.26(in) 16.20x0.50x15.90(cent) |  |  | 731304430339 | 64.00 | 99.99 | 115.00
| WBEXTWAR1YR-SD-03 | (1) Year Extended Warranty for (1) Easy UPS SMV/SMVS Level 03 | https://www.se.com/us/en/product/WBEXTWAR1YR-SD-03 |  |  | SP POWER HBN WARR EXT | Unknown | Extended Warranties - Critical Power & Cooling | 0.09(kilos) 0.20(lbs) | 6.38x0.20x6.26(in) 16.20x0.50x15.90(cent) |  |  | 731304430346 | 104.00 | 159.99 | 188.00
| WBEXTWAR1YR-SD-04 | (1) Year Extended Warranty for (1) Easy UPS SMV/SMVS Level 04 | https://www.se.com/us/en/product/WBEXTWAR1YR-SD-04 |  |  | SP POWER HBN WARR EXT | Unknown | Extended Warranties - Critical Power & Cooling | 0.12(kilos) 0.26(lbs) | 9.49x0.24x12.52(in) 24.10x0.60x31.80(cent) |  |  | 731304430353 | 193.00 | 279.99 | 348.00
| WBEXTWAR1YR-SP-01 | Service Pack 1 Year Warranty Extension (for new product purchases) | https://www.se.com/us/en/product/WBEXTWAR1YR-SP-01 |  |  | SP POWER HBN WARR EXT | Unknown | Extended Warranties - Critical Power & Cooling | 0.11(kilos) 0.25(lbs) | 9.50x0.20x12.50(in) 24.13x0.51x31.75(cent) |  |  | 731304259206 | 42.00 | 59.99 | 74.00
| WBEXTWAR1YR-SP-02 | Service Pack 1 Year Warranty Extension (for new product purchases) | https://www.se.com/us/en/product/WBEXTWAR1YR-SP-02 |  |  | SP POWER HBN WARR EXT | Unknown | Extended Warranties - Critical Power & Cooling | 0.11(kilos) 0.25(lbs) | 9.50x0.25x12.50(in) 24.13x0.64x31.75(cent) |  |  | 731304259213 | 42.00 | 59.99 | 74.00
| WBEXTWAR1YR-SP-03 | Service Pack 1 Year Warranty Extension (for new product purchases) | https://www.se.com/us/en/product/WBEXTWAR1YR-SP-03 |  |  | SP POWER HBN WARR EXT | Unknown | Extended Warranties - Critical Power & Cooling | 0.11(kilos) 0.25(lbs) | 9.50x0.25x12.50(in) 24.13x0.64x31.75(cent) |  |  | 731304259220 | 66.00 | 99.99 | 119.00
| WBEXTWAR1YR-SP-04 | Service Pack 1 Year Warranty Extension (for new product purchases) | https://www.se.com/us/en/product/WBEXTWAR1YR-SP-04 |  |  | SP POWER HBN WARR EXT | Unknown | Extended Warranties - Critical Power & Cooling | 0.11(kilos) 0.25(lbs) | 9.50x0.25x12.50(in) 24.13x0.64x31.75(cent) |  |  | 731304259237 | 126.00 | 189.99 | 227.00
| WBEXTWAR1YR-SP-05 | Service Pack 1 Year Warranty Extension (for new product purchases) | https://www.se.com/us/en/product/WBEXTWAR1YR-SP-05 |  |  | SP POWER HBN WARR EXT | Unknown | Extended Warranties - Critical Power & Cooling | 0.11(kilos) 0.25(lbs) | 9.50x0.25x12.50(in) 24.13x0.64x31.75(cent) |  |  | 731304259244 | 248.00 | 359.99 | 447.00
| WBEXTWAR1YR-SP-06 | Service Pack 1 Year Warranty Extension (for new product purchases) | https://www.se.com/us/en/product/WBEXTWAR1YR-SP-06 |  |  | SP POWER HBN WARR EXT | Unknown | Extended Warranties - Critical Power & Cooling | 0.11(kilos) 0.25(lbs) | 9.50x0.25x12.50(in) 24.13x0.64x31.75(cent) |  |  | 731304259626 | 494.00 | 719.00 | 890.00
| WBEXTWAR1YR-SP-07 | Service Pack 1 Year Warranty Extension (for new product purchases) | https://www.se.com/us/en/product/WBEXTWAR1YR-SP-07 |  |  | SP POWER HBN WARR EXT | Unknown | Extended Warranties - Critical Power & Cooling | 0.11(kilos) 0.25(lbs) | 9.50x0.25x12.50(in) 24.13x0.64x31.75(cent) |  |  | 731304259251 | 822.00 | 1200.00 | 1480.00
| WBEXTWAR1YR-SP-08 | Service Pack 1 Year Warranty Extension (for new product purchases) | https://www.se.com/us/en/product/WBEXTWAR1YR-SP-08 |  |  | SP POWER HBN WARR EXT | Unknown | Extended Warranties - Critical Power & Cooling | 0.11(kilos) 0.25(lbs) | 9.50x0.25x12.50(in) 24.13x0.64x31.75(cent) |  |  | 731304259268 | 1150.00 | 1675.00 | 2070.00
| WBEXTWAR2YLB-SE-01 | (2) Year Extended Warranty for SRV UPS with Lithium-Ion Battery - Level 01 | https://www.se.com/us/en/product/WBEXTWAR2YLB-SE-01 |  |  | SP POWER HBN WARR EXT | Unknown | Extended Warranties - Critical Power & Cooling |  |  |  |  | 731304452836 | 215.00 | 319.99 | 387.00
| WBEXTWAR2YLB-SE-02 | (2) Year Extended Warranty for SRV UPS with Lithium-Ion Battery - Level 02 | https://www.se.com/us/en/product/WBEXTWAR2YLB-SE-02 |  |  | SP POWER HBN WARR EXT | Unknown | Extended Warranties - Critical Power & Cooling |  |  |  |  | 731304452843 | 390.00 | 569.00 | 702.00
| WBEXTWAR2YLB-SE-03 | (2) Year Extended Warranty for SRV UPS with Lithium-Ion Battery - Level 03 | https://www.se.com/us/en/product/WBEXTWAR2YLB-SE-03 |  |  | SP POWER HBN WARR EXT | Unknown | Extended Warranties - Critical Power & Cooling |  |  |  |  | 731304452850 | 623.00 | 909.00 | 1125.00
| WBEXTWAR3YR-NB-02 | Service Pack 3 Years Parts and Software Support Extended Warranty for 1 NetBotz 2-Series | https://www.se.com/us/en/product/WBEXTWAR3YR-NB-02 |  |  | SP POWER HBN WARR EXT | Unknown | Extended Warranties - Critical Power & Cooling |  |  |  |  | 731304347927 | 657.00 | 959.00 | 1185.00
| WBEXTWAR3YR-NB-07 | Service Pack 3 Years Parts and Software Support Extended Warranty for 1 NetBotz 7-Series | https://www.se.com/us/en/product/WBEXTWAR3YR-NB-07 |  |  | SP POWER HBN WARR EXT | Unknown | Extended Warranties - Critical Power & Cooling |  |  |  |  | 731304347934 | 1555.00 | 2275.00 | 2800.00
| WBEXTWAR3YR-SP-01 | Service Pack 3 Year Warranty Extension (for new product purchases) | https://www.se.com/us/en/product/WBEXTWAR3YR-SP-01 |  |  | SP POWER HBN WARR EXT | Unknown | Extended Warranties - Critical Power & Cooling | 0.11(kilos) 0.25(lbs) | 9.50x0.25x12.50(in) 24.13x0.64x31.75(cent) |  |  | 731304259633 | 80.00 | 119.99 | 144.00
| WBEXTWAR3YR-SP-02 | Service Pack 3 Year Warranty Extension (for new product purchases) | https://www.se.com/us/en/product/WBEXTWAR3YR-SP-02 |  |  | SP POWER HBN WARR EXT | Unknown | Extended Warranties - Critical Power & Cooling | 0.11(kilos) 0.25(lbs) | 9.50x0.25x12.50(in) 24.13x0.64x31.75(cent) |  |  | 731304259640 | 102.00 | 149.99 | 184.00
| WBEXTWAR3YR-SP-03 | Service Pack 3 Year Warranty Extension (for new product purchases) | https://www.se.com/us/en/product/WBEXTWAR3YR-SP-03 |  |  | SP POWER HBN WARR EXT | Unknown | Extended Warranties - Critical Power & Cooling | 0.11(kilos) 0.25(lbs) | 9.49x0.24x12.52(in) 24.10x0.60x31.80(cent) |  |  | 731304259275 | 151.00 | 219.99 | 272.00
| WBEXTWAR3YR-SP-04 | Service Pack 3 Year Warranty Extension (for new product purchases) | https://www.se.com/us/en/product/WBEXTWAR3YR-SP-04 |  |  | SP POWER HBN WARR EXT | Unknown | Extended Warranties - Critical Power & Cooling | 0.14(kilos) 0.31(lbs) | 0.10x0.65x0.55(in) 0.25x1.65x1.40(cent) |  |  | 731304259282 | 292.00 | 429.00 | 526.00
| WBEXTWAR3YR-SP-05 | Service Pack 3 Year Warranty Extension (for new product purchases) | https://www.se.com/us/en/product/WBEXTWAR3YR-SP-05 |  |  | SP POWER HBN WARR EXT | Unknown | Extended Warranties - Critical Power & Cooling | 0.14(kilos) 0.32(lbs) | 0.87x5.51x6.50(in) 2.20x14.00x16.50(cent) |  |  | 731304259695 | 566.00 | 829.00 | 1020.00
| WBEXTWAR3YR-SP-06 | Service Pack 3 Year Warranty Extension (for new product purchases) | https://www.se.com/us/en/product/WBEXTWAR3YR-SP-06 |  |  | SP POWER HBN WARR EXT | Unknown | Extended Warranties - Critical Power & Cooling | 0.11(kilos) 0.25(lbs) | 9.49x0.24x12.52(in) 24.10x0.60x31.80(cent) |  |  | 731304259312 | 1135.00 | 1650.00 | 2040.00
| WBEXTWAR3YR-SP-07 | Service Pack 3 Year Warranty Extension (for new product purchases) | https://www.se.com/us/en/product/WBEXTWAR3YR-SP-07 |  |  | SP POWER HBN WARR EXT | Unknown | Extended Warranties - Critical Power & Cooling | 0.12(kilos) 0.25(lbs) | 9.49x0.24x12.52(in) 24.10x0.60x31.80(cent) |  |  | 731304259299 | 1885.00 | 2750.00 | 3395.00
| WBEXTWAR3YR-SP-08 | Service Pack 3 Year Warranty Extension (for new product purchases) | https://www.se.com/us/en/product/WBEXTWAR3YR-SP-08 |  |  | SP POWER HBN WARR EXT | Unknown | Extended Warranties - Critical Power & Cooling | 0.12(kilos) 0.26(lbs) | 9.49x0.24x12.52(in) 24.10x0.60x31.80(cent) |  |  | 731304259305 | 2640.00 | 3850.00 | 4755.00
| WBPMV-UP-01 | (1) Battery Preventive Maintenance Visit | https://www.se.com/us/en/product/WBPMV-UP-01 |  |  | Unknown | Unknown | On-demand Services |  |  |  |  | 731304779919 | 16.75 | 23.99 | 29.00
| WCAPREPLC-E6-C1 | (1) Complete DC Capacitor Replacement Service Labor for (1) EPS 6000 UPS 150-500 kVA | https://www.se.com/us/en/product/WCAPREPLC-E6-C1 |  |  | PROACTIVE SRV & INSP | Unknown | On-demand Services | [5 empty] | 3435.00 | 3450.00 | 4260.00
| WCAPREPLC-E6-C2 | (1) Complete DC Capacitor Replacement Service Labor for (1) EPS 6000 UPS 750-800 kVA | https://www.se.com/us/en/product/WCAPREPLC-E6-C2 |  |  | PROACTIVE SRV & INSP | Unknown | On-demand Services | [5 empty] | 4105.00 | 4125.00 | 5100.00
| WCAPREPLC-E7-00 | (1) Complete DC Capacitor Replacement Service Labor for (1) EPS 7000 UPS | https://www.se.com/us/en/product/WCAPREPLC-E7-00 |  |  | PROACTIVE SRV & INSP | Unknown | On-demand Services | [5 empty] | 3130.00 | 3150.00 | 3885.00
| WCAPREPLC-E8-00 | (1) Complete DC Capacitor Replacement Service Labor for (1) EPS 8000 UPS | https://www.se.com/us/en/product/WCAPREPLC-E8-00 |  |  | PROACTIVE SRV & INSP | Unknown | On-demand Services | [5 empty] | 4120.00 | 4125.00 | 5115.00
| WCAPREPLC-G4-00 | (1) Complete DC Capacitor Replacement Service Labor for (1) Galaxy 4000 UPS | https://www.se.com/us/en/product/WCAPREPLC-G4-00 |  |  | PROACTIVE SRV & INSP | Unknown | On-demand Services | [5 empty] | 2380.00 | 2400.00 | 2955.00
| WCAPREPLC-G5-00 | (1) Complete DC Capacitor Replacement Service Labor for (1) Galaxy 5000 or 5500 UPS | https://www.se.com/us/en/product/WCAPREPLC-G5-00 |  |  | PROACTIVE SRV & INSP | Unknown | On-demand Services | [5 empty] | 2380.00 | 2400.00 | 2955.00
| WCAPREPLC-GP-00 | (1) Complete DC Capacitor Replacement Service Labor for (1) Galaxy PW or PWI UPS | https://www.se.com/us/en/product/WCAPREPLC-GP-00 |  |  | PROACTIVE SRV & INSP | Unknown | On-demand Services | [5 empty] | 3130.00 | 3150.00 | 3885.00
| WCHECKUPS | (1) Post Start-Up Check-UPS Visit for New UPS | https://www.se.com/us/en/product/WCHECKUPS |  |  | PROACTIVE SRV & INSP | Unknown | On-demand Services |  |  |  |  | 731304539667 | 894.00 | 1250.00 | 1535.00
| WCONFIGCAL | Configuration - Calibration Service for (1) Batt Manager System Module | https://www.se.com/us/en/product/WCONFIGCAL |  |  | SP POWER STARTUP | Unknown | Installation Services for Critical Power & Cooling | [5 empty] | 1360.00 | 1975.00 | 2445.00
| WCOOLPOSTSTARTUP | Cooling Post Start-Up Site Optimization | https://www.se.com/us/en/product/WCOOLPOSTSTARTUP |  |  | SP COOLING INSTALL | Unknown | Installation Services for Critical Power & Cooling | [5 empty] | Call for Quote | Call for Quote | Call for Quote
| WDCUILTCOURSES | Data Center University Instructor Lead Training without examination | https://www.se.com/us/en/product/WDCUILTCOURSES |  |  | ECOCONSULT ASSESSMENT | Unknown | Data Center University | [5 empty] | Call for Quote | Call for Quote | Call for Quote
| WE7TMM-OPT2-SPL3 | MGE EPS 7000 50HZ MM Complete Set - Spare Part Kit Level 3 | https://www.se.com/us/en/product/WE7TMM-OPT2-SPL3 |  |  | SPARES 3PH | Unknown | MGE Accessories | 14.44(kilos) 31.84(lbs) | 31.50x11.81x19.69(in) 80.00x30.00x50.00(cent) |  |  | 731304570172 | 75520.00 | 79500.00 | 143090.00
| WE7TMM-SPL1 | MGE EPS 7000 MM Emergency Set - Spare Part Kit Level 1 | https://www.se.com/us/en/product/WE7TMM-SPL1 |  |  | SPARES 3PH | Unknown | MGE Accessories | 10.95(kilos) 24.15(lbs) | 31.50x11.81x19.69(in) 80.00x30.00x50.00(cent) |  |  | 731304570189 | 11395.00 | 12000.00 | 21590.00
| WE7TMM-SPL2 | MGE EPS 7000 MM Support Set - Spare Part Kit Level 2 | https://www.se.com/us/en/product/WE7TMM-SPL2 |  |  | SPARES 3PH | Unknown | MGE Accessories | 14.24(kilos) 31.40(lbs) | 31.50x11.81x19.69(in) 80.00x30.00x50.00(cent) |  |  | 731304570196 | 31830.00 | 33600.00 | 60310.00
| WE7TMM-SPL3 | MGE EPS 7000 MM Complete Set- Spare Part Kit Level 3 | https://www.se.com/us/en/product/WE7TMM-SPL3 |  |  | SPARES 3PH | Unknown | MGE EPS | 174.72(kilos) 385.25(lbs) | 31.50x11.81x19.69(in) 80.00x30.00x50.00(cent) |  |  | 731304570202 | 74275.00 | 78200.00 | 140725.00
| WE7TSM-OPT1-SPL1 | MGE EPS 7000 600V SM Emergency Set - Spare Part Kit Level 1 | https://www.se.com/us/en/product/WE7TSM-OPT1-SPL1 |  |  | SPARES 3PH | Unknown | MGE Accessories | 10.95(kilos) 24.15(lbs) | 31.50x11.81x19.69(in) 80.00x30.00x50.00(cent) |  |  | 731304570219 | 9550.00 | 10100.00 | 18095.00
| WE7TSM-OPT1-SPL2 | MGE EPS 7000 600V SM Support Set - Spare Part Kit Level 2 | https://www.se.com/us/en/product/WE7TSM-OPT1-SPL2 |  |  | SPARES 3PH | Unknown | MGE Accessories | 14.24(kilos) 31.40(lbs) | 31.50x11.81x19.69(in) 80.00x30.00x50.00(cent) |  |  | 731304570226 | 29975.00 | 31600.00 | 56795.00
| WE7TSM-OPT1-SPL3 | MGE EPS 7000 600V SM Complete Set - Spare Part Kit Level 3 | https://www.se.com/us/en/product/WE7TSM-OPT1-SPL3 |  |  | SPARES 3PH | Unknown | MGE EPS | 14.44(kilos) 31.84(lbs) | 31.50x11.81x19.69(in) 80.00x30.00x50.00(cent) |  |  | 731304570233 | 67050.00 | 70600.00 | 127045.00
| WE7TSM-OPT2-SPL3 | MGE EPS 7000 50HZ SM Complete Set - Spare Part Kit Level 3 | https://www.se.com/us/en/product/WE7TSM-OPT2-SPL3 |  |  | SPARES 3PH | Unknown | MGE Accessories | 14.44(kilos) 31.84(lbs) | 31.50x11.81x19.69(in) 80.00x30.00x50.00(cent) |  |  | 731304570240 | 65095.00 | 68600.00 | 123340.00
| WE7TSM-SPL1 | MGE EPS 7000 SM Emergency Set - Spare Part Kit Level 1 | https://www.se.com/us/en/product/WE7TSM-SPL1 |  |  | SPARES 3PH | Unknown | MGE Accessories | 10.95(kilos) 24.15(lbs) | 31.50x11.81x19.69(in) 80.00x30.00x50.00(cent) |  |  | 731304570257 | 11515.00 | 12200.00 | 21820.00
| WE7TSM-SPL2 | MGE EPS 7000 SM Support Set - Spare Part Kit Level 2 | https://www.se.com/us/en/product/WE7TSM-SPL2 |  |  | SPARES 3PH | Unknown | MGE Accessories | 14.24(kilos) 31.40(lbs) | 31.50x11.81x19.69(in) 80.00x30.00x50.00(cent) |  |  | 731304570264 | 31950.00 | 33700.00 | 60530.00
| WE7TSM-SPL3 | MGE EPS 7000 SM Complete Set - Spare Part Kit Level 3 | https://www.se.com/us/en/product/WE7TSM-SPL3 |  |  | SPARES 3PH | Unknown | MGE EPS | 195.13(kilos) 430.26(lbs) | 31.50x11.81x19.69(in) 80.00x30.00x50.00(cent) |  |  | 731304570271 | 80860.00 | 85200.00 | 153205.00
| WE8T555K625-SPL1 | MGE EPS 8000 555-625 Emergency Set - Spare Part Kit Level 1 | https://www.se.com/us/en/product/WE8T555K625-SPL1 |  |  | SPARES 3PH | Unknown | MGE Accessories | 10.95(kilos) 24.15(lbs) | 31.50x11.81x19.69(in) 80.00x30.00x50.00(cent) |  |  | 731304570424 | 3815.00 | 4025.00 | 7220.00
| WE8T555K625L-SPL1 | MGE EPS 8000 555-625 600V Emergency Set - Spare Part Kit Level 1 | https://www.se.com/us/en/product/WE8T555K625L-SPL1 |  |  | SPARES 3PH | Unknown | MGE Accessories | 10.95(kilos) 24.15(lbs) | 31.50x11.81x19.69(in) 80.00x30.00x50.00(cent) |  |  | 731304570417 | 3010.00 | 3175.00 | 5700.00
| WE8T555K-OPT1-SPL2 | MGE EPS 8000 555 600V Support Set - Spare Part Kit Level 2 | https://www.se.com/us/en/product/WE8T555K-OPT1-SPL2 |  |  | SPARES 3PH | Unknown | MGE Accessories | 14.24(kilos) 31.40(lbs) | 31.50x11.81x19.69(in) 80.00x30.00x50.00(cent) |  |  | 731304570455 | 36450.00 | 38400.00 | 69065.00
| WE8T555K-OPT1-SPL3 | MGE EPS 8000 555 SM 600V Complete Set - Spare Part Kit Level 3 | https://www.se.com/us/en/product/WE8T555K-OPT1-SPL3 |  |  | SPARES 3PH | Unknown | MGE EPS | 14.44(kilos) 31.84(lbs) | 31.50x11.81x19.69(in) 80.00x30.00x50.00(cent) |  |  | 731304570462 | 69345.00 | 73000.00 | 131390.00
| WE8T555K-OPT2-SPL3 | MGE EPS 8000 555 MM 600V Complete Set - Spare Part Kit Level 3 | https://www.se.com/us/en/product/WE8T555K-OPT2-SPL3 |  |  | SPARES 3PH | Unknown | MGE Accessories | 14.44(kilos) 31.84(lbs) | 31.50x11.81x19.69(in) 80.00x30.00x50.00(cent) |  |  | 731304570479 | 68690.00 | 72400.00 | 130150.00
| WE8T555K-SPL2 | MGE EPS 8000 555 Support Set - Spare Part Kit Level 2 | https://www.se.com/us/en/product/WE8T555K-SPL2 |  |  | SPARES 3PH | Unknown | MGE Accessories | 14.24(kilos) 31.40(lbs) | 31.50x11.81x19.69(in) 80.00x30.00x50.00(cent) |  |  | 731304570509 | 37265.00 | 39300.00 | 70605.00
| WE8T555KMM-SPL3 | MGE EPS 8000 555 MM Comprehensive Set - Spare Part Kit Level 3 | https://www.se.com/us/en/product/WE8T555KMM-SPL3 |  |  | SPARES 3PH | Unknown | MGE EPS | 14.44(kilos) 31.84(lbs) | 31.50x11.81x19.69(in) 80.00x30.00x50.00(cent) |  |  | 731304570431 | 60640.00 | 63900.00 | 114890.00
| WE8T555KMM-SPL4 | MGE EPS 8000 555 MM Complete Set - Spare Part Kit Level 4 | https://www.se.com/us/en/product/WE8T555KMM-SPL4 |  |  | SPARES 3PH | Unknown | MGE Accessories | 20.41(kilos) 45.01(lbs) | 31.50x23.62x15.75(in) 80.00x60.00x40.00(cent) |  |  | 731304570448 | 86385.00 | 91000.00 | 163680.00
| WE8T555KSM-SPL3 | MGE EPS 8000 555 SM Comprehensive Set - Spare Part Kit Level 3 | https://www.se.com/us/en/product/WE8T555KSM-SPL3 |  |  | SPARES 3PH | Unknown | MGE EPS | 14.44(kilos) 31.84(lbs) | 31.50x11.81x19.69(in) 80.00x30.00x50.00(cent) |  |  | 731304570486 | 62720.00 | 66100.00 | 118835.00
| WE8T555KSM-SPL4 | MMGE EPS 8000 555 SM Complete Set - Spare Part Kit Level 4 | https://www.se.com/us/en/product/WE8T555KSM-SPL4 |  |  | SPARES 3PH | Unknown | MGE Accessories | 20.41(kilos) 45.01(lbs) | 31.50x23.62x15.75(in) 80.00x60.00x40.00(cent) |  |  | 731304570493 | 89645.00 | 94400.00 | 169850.00
| WE8T625K800-SPL1 | MGE EPS 8000 625-800 50Hz Emergency Set - Spare Part Kit Level 1 | https://www.se.com/us/en/product/WE8T625K800-SPL1 |  |  | SPARES 3PH | Unknown | MGE Accessories | 10.95(kilos) 24.15(lbs) | 31.50x11.81x19.69(in) 80.00x30.00x50.00(cent) |  |  | 731304570530 | 3525.00 | 3725.00 | 6675.00
| WE8T625K800MM-SPL3 | MGE EPS 8000 625-800 MM 50Hz Complete Set - Spare Part Kit Level 3 | https://www.se.com/us/en/product/WE8T625K800MM-SPL3 |  |  | SPARES 3PH | Unknown | MGE Accessories | 14.44(kilos) 31.84(lbs) | 31.50x11.81x19.69(in) 80.00x30.00x50.00(cent) |  |  | 731304570516 | 66335.00 | 69900.00 | 125690.00
| WE8T625K800SM-SPL3 | MGE EPS 8000 625-800 SM 50Hz Complete Set - Spare Part Kit Level 3 | https://www.se.com/us/en/product/WE8T625K800SM-SPL3 |  |  | SPARES 3PH | Unknown | MGE Accessories | 14.44(kilos) 31.84(lbs) | 31.50x11.81x19.69(in) 80.00x30.00x50.00(cent) |  |  | 731304570523 | 64620.00 | 68100.00 | 122435.00
| WE8T625K-OPT1-SPL2 | MGE EPS 8000 625 600V Support Set - Spare Part Kit Level 2 | https://www.se.com/us/en/product/WE8T625K-OPT1-SPL2 |  |  | SPARES 3PH | Unknown | MGE Accessories | 14.24(kilos) 31.40(lbs) | 31.50x11.81x19.69(in) 80.00x30.00x50.00(cent) |  |  | 731304570592 | 36750.00 | 38700.00 | 69630.00
| WE8T625K-OPT1-SPL3 | MGE EPS 8000 625 SM 600V Complete Set - Spare Part Kit Level 3 | https://www.se.com/us/en/product/WE8T625K-OPT1-SPL3 |  |  | SPARES 3PH | Unknown | MGE EPS | 14.44(kilos) 31.84(lbs) | 31.50x11.81x19.69(in) 80.00x30.00x50.00(cent) |  |  | 731304570608 | 69930.00 | 73700.00 | 132500.00
| WE8T625K-OPT2-SPL3 | MGE EPS 8000 625 MM 600V Complete Set - Spare Part Kit Level 3 | https://www.se.com/us/en/product/WE8T625K-OPT2-SPL3 |  |  | SPARES 3PH | Unknown | MGE EPS | 14.44(kilos) 31.84(lbs) | 31.50x11.81x19.69(in) 80.00x30.00x50.00(cent) |  |  | 731304570615 | 69275.00 | 73000.00 | 131250.00
| WE8T625K-SPL2 | MGE EPS 8000 625 Support Set - Spare Part Kit Level 2 | https://www.se.com/us/en/product/WE8T625K-SPL2 |  |  | SPARES 3PH | Unknown | MGE Accessories | 14.24(kilos) 31.40(lbs) | 31.50x11.81x19.69(in) 80.00x30.00x50.00(cent) |  |  | 731304570646 | 37555.00 | 39600.00 | 71150.00
| WE8T625KMM-SPL3 | MGE EPS 8000 625 MM Comprehensive Set - Spare Part Kit Level 3 | https://www.se.com/us/en/product/WE8T625KMM-SPL3 |  |  | SPARES 3PH | Unknown | MGE EPS | 14.44(kilos) 31.84(lbs) | 31.50x11.81x19.69(in) 80.00x30.00x50.00(cent) |  |  | 731304570578 | 62995.00 | 66400.00 | 119360.00
| WE8T625KMM-SPL4 | MGE EPS 8000 625 MM Complete Set - Spare Part Kit Level 4 | https://www.se.com/us/en/product/WE8T625KMM-SPL4 |  |  | SPARES 3PH | Unknown | MGE Accessories | 20.41(kilos) 45.01(lbs) | 31.50x23.62x15.75(in) 80.00x60.00x40.00(cent) |  |  | 731304570585 | 88225.00 | 92900.00 | 167160.00
| WE8T625KSM-SPL3 | MGE EPS 8000 625 SM Comprehensive Set - Spare Part Kit Level 3 | https://www.se.com/us/en/product/WE8T625KSM-SPL3 |  |  | SPARES 3PH | Unknown | MGE EPS | 14.44(kilos) 31.84(lbs) | 31.50x11.81x19.69(in) 80.00x30.00x50.00(cent) |  |  | 731304570622 | 63555.00 | 66900.00 | 120420.00
| WE8T625KSM-SPL4 | MGE EPS 8000 625 SM Complete Set - Spare Part Kit Level 4 | https://www.se.com/us/en/product/WE8T625KSM-SPL4 |  |  | SPARES 3PH | Unknown | MGE Accessories | 20.41(kilos) 45.01(lbs) | 31.50x23.62x15.75(in) 80.00x60.00x40.00(cent) |  |  | 731304570639 | 90540.00 | 95400.00 | 171550.00
| WE8T800K-OPT1-SPL1 | MGE EPS 8000 800 600V Emergency Set - Spare Part Kit Level 1 | https://www.se.com/us/en/product/WE8T800K-OPT1-SPL1 |  |  | SPARES 3PH | Unknown | MGE Accessories | 10.95(kilos) 24.15(lbs) | 31.50x11.81x19.69(in) 80.00x30.00x50.00(cent) |  |  | 731304570684 | 4035.00 | 4250.00 | 7640.00
| WE8T800K-OPT1-SPL2 | MGE EPS 8000 800 EU 600V Support Set - Spare Part Kit Level 2 | https://www.se.com/us/en/product/WE8T800K-OPT1-SPL2 |  |  | SPARES 3PH | Unknown | MGE Accessories | 14.24(kilos) 31.40(lbs) | 31.50x11.81x19.69(in) 80.00x30.00x50.00(cent) |  |  | 731304570691 | 36235.00 | 38200.00 | 68655.00
| WE8T800K-OPT1-SPL3 | MGE EPS 8000 800 SM EU TL2 Complete Set - Spare Part Kit Level 3 | https://www.se.com/us/en/product/WE8T800K-OPT1-SPL3 |  |  | SPARES 3PH | Unknown | MGE EPS | 14.44(kilos) 31.84(lbs) | 31.50x15.83x19.69(in) 80.00x40.20x50.00(cent) |  |  | 731304570707 | 61370.00 | 64600.00 | 116275.00
| WE8T800K-OPT1-SPL4 | MGE EPS 8000 800 SM EU TL2 Comprehensive Set - Spare Part Kit Level 4 | https://www.se.com/us/en/product/WE8T800K-OPT1-SPL4 |  |  | SPARES 3PH | Unknown | MGE EPS | 14.44(kilos) 31.84(lbs) | 31.50x21.81x19.69(in) 80.00x55.40x50.00(cent) |  |  | 731304570714 | 90035.00 | 94800.00 | 170590.00
| WE8T800K-OPT2-SPL3 | MGE EPS 8000 800 MM EU TL2 Complete Set - Spare Part Kit Level 3 | https://www.se.com/us/en/product/WE8T800K-OPT2-SPL3 |  |  | SPARES 3PH | Unknown | MGE EPS | 14.44(kilos) 31.84(lbs) | 31.50x15.83x19.69(in) 80.00x40.20x50.00(cent) |  |  | 731304570721 | 60805.00 | 64100.00 | 115205.00
| WE8T800K-OPT2-SPL4 | MGE EPS 8000 800 MM EU TL2 Comprehensive Set - Spare Part Kit Level 4 | https://www.se.com/us/en/product/WE8T800K-OPT2-SPL4 |  |  | SPARES 3PH | Unknown | MGE EPS | 14.44(kilos) 31.84(lbs) | 31.50x15.83x19.69(in) 80.00x40.20x50.00(cent) |  |  | 731304570738 | 86430.00 | 91000.00 | 163760.00
| WE8T800K-OPT3-SPL3 | MGE EPS 8000 800 MM EU TL3 Complete Set - Spare Part Kit Level 3 | https://www.se.com/us/en/product/WE8T800K-OPT3-SPL3 |  |  | SPARES 3PH | Unknown | MGE EPS | 14.47(kilos) 31.91(lbs) | 31.50x15.83x19.69(in) 80.00x40.20x50.00(cent) |  |  | 731304570745 | 62065.00 | 65400.00 | 117600.00
| WE8T800K-OPT3-SPL4 | MGE EPS 8000 800 MM EU TL3 Comprehensive Set - Spare Part Kit Level 4 | https://www.se.com/us/en/product/WE8T800K-OPT3-SPL4 |  |  | SPARES 3PH | Unknown | MGE EPS | 14.44(kilos) 31.84(lbs) | 31.50x15.83x19.69(in) 80.00x40.20x50.00(cent) |  |  | 731304570752 | 86485.00 | 91100.00 | 163865.00
| WE8T800K-OPT4-SPL3 | MGE EPS 8000 800 SM EU TL3 600V Complete Set - Spare Part Kit Level 3 | https://www.se.com/us/en/product/WE8T800K-OPT4-SPL3 |  |  | SPARES 3PH | Unknown | MGE EPS | 14.44(kilos) 31.84(lbs) | 31.50x11.81x19.69(in) 80.00x30.00x50.00(cent) |  |  | 731304570769 | 68925.00 | 72600.00 | 130590.00
| WE8T800K-SPL1 | MGE EPS 8000 800 Emergency Set - Spare Part Kit Level 1 | https://www.se.com/us/en/product/WE8T800K-SPL1 |  |  | SPARES 3PH | Unknown | MGE Accessories | 10.95(kilos) 24.15(lbs) | 31.50x11.81x19.69(in) 80.00x30.00x50.00(cent) |  |  | 731304570776 | 3225.00 | 3400.00 | 6110.00
| WE8T800K-SPL2 | MGE EPS 8000 800 EU Support Set - Spare Part Kit Level 2 | https://www.se.com/us/en/product/WE8T800K-SPL2 |  |  | SPARES 3PH | Unknown | MGE Accessories | 14.24(kilos) 31.40(lbs) | 31.50x11.81x19.69(in) 80.00x30.00x50.00(cent) |  |  | 731304570783 | 35425.00 | 37300.00 | 67125.00
| WE8T800K-SPL3 | MGE EPS 8000 800 SM EU TL3 Complete Set - Spare Part Kit Level 3 | https://www.se.com/us/en/product/WE8T800K-SPL3 |  |  | SPARES 3PH | Unknown | MGE EPS | 14.44(kilos) 31.84(lbs) | 31.50x15.83x19.69(in) 80.00x40.20x50.00(cent) |  |  | 731304570790 | 61430.00 | 64700.00 | 116390.00
| WE8T800K-SPL4 | MGE EPS 8000 800 SM EU TL3 Comprehensive Set - Spare Part Kit Level 4 | https://www.se.com/us/en/product/WE8T800K-SPL4 |  |  | SPARES 3PH | Unknown | MGE EPS | 14.44(kilos) 31.84(lbs) | 31.50x15.83x19.69(in) 80.00x40.20x50.00(cent) |  |  | 731304570806 | 90090.00 | 94900.00 | 170700.00
| WECON-PX-01 | 1 Year Essential Connect Service Plan L1 for Symmetra PX 0-40kVA | https://www.se.com/us/en/product/WECON-PX-01 |  |  | ASSET ADV SP&C | Unknown | Advantage Service Plan for 3-Phase UPS |  |  |  |  | 731304781561 | Call for Quote | Call for Quote | Call for Quote
| WECON-PX-02 | 1 Year Essential Connect Service Plan L2 for Symmetra PX 41-150kVA | https://www.se.com/us/en/product/WECON-PX-02 |  |  | ASSET ADV SP&C | Unknown | Advantage Service Plan for 3-Phase UPS |  |  |  |  | 731304781578 | Call for Quote | Call for Quote | Call for Quote
| WECON-PX-03 | 1 Year Essential Connect Service Plan L3 for Symmetra PX 151-500kVA | https://www.se.com/us/en/product/WECON-PX-03 |  |  | ASSET ADV SP&C | Unknown | Advantage Service Plan for 3-Phase UPS |  |  |  |  | 731304781585 | Call for Quote | Call for Quote | Call for Quote
| WESPPLUS2-EZU-15 | (2) Year EcoStruxure Service Plan Plus for (1) Easy UPS 3S UL 10 - 15kVA UPS | https://www.se.com/us/en/product/WESPPLUS2-EZU-15 |  |  | ESX SERVICE PLANS | Unknown | EcoStruxure Service Plan for 3-Phase UPS |  |  |  |  | 731304473145 | 7500.00 | 7500.00 | 13400.00
| WESPPLUS2-EZU-20 | (2) Year EcoStruxure Service Plan Plus for (1) Easy UPS 3S UL 20 kVA UPS | https://www.se.com/us/en/product/WESPPLUS2-EZU-20 |  |  | ESX SERVICE PLANS | Unknown | EcoStruxure Service Plan for 3-Phase UPS |  |  |  |  | 731304473152 | 7670.00 | 7675.00 | 13700.00
| WESPPLUS2-EZU-30 | (2) Year EcoStruxure Service Plan Plus for (1) Easy UPS 3S UL 30 kVA UPS | https://www.se.com/us/en/product/WESPPLUS2-EZU-30 |  |  | ESX SERVICE PLANS | Unknown | EcoStruxure Service Plan for 3-Phase UPS |  |  |  |  | 731304473169 | 7845.00 | 7850.00 | 14005.00
| WESPPLUS2-EZU-40 | (2) Year EcoStruxure Service Plan Plus for (1) Easy UPS 3S UL 40 kVA UPS | https://www.se.com/us/en/product/WESPPLUS2-EZU-40 |  |  | ESX SERVICE PLANS | Unknown | EcoStruxure Service Plan for 3-Phase UPS |  |  |  |  | 731304473176 | 8010.00 | 8025.00 | 14305.00
| WESPPLUS2-G3-21 | (2) Year EcoStruxure Service Plan Plus for (1) Galaxy 3500 or SUVT 10-15 kVA UPS | https://www.se.com/us/en/product/WESPPLUS2-G3-21 |  |  | ESX SERVICE PLANS | Unknown | EcoStruxure Service Plan for 3-Phase UPS |  |  |  |  | 731304472988 | 3940.00 | 3950.00 | 6355.00
| WESPPLUS2-G3-22 | (2) Year EcoStruxure Service Plan Plus for (1) Galaxy 3500 or SUVT 20 kVA UPS | https://www.se.com/us/en/product/WESPPLUS2-G3-22 |  |  | ESX SERVICE PLANS | Unknown | EcoStruxure Service Plan for 3-Phase UPS |  |  |  |  | 731304472995 | 4965.00 | 4975.00 | 8010.00
| WESPPLUS2-G3-23 | (2) Year EcoStruxure Service Plan Plus for (1) Galaxy 3500 or SUVT 30 kVA UPS | https://www.se.com/us/en/product/WESPPLUS2-G3-23 |  |  | ESX SERVICE PLANS | Unknown | EcoStruxure Service Plan for 3-Phase UPS |  |  |  |  | 731304473008 | 5670.00 | 5675.00 | 9145.00
| WESPPLUS2-G3-24 | (2) Year EcoStruxure Service Plan Plus for (1) Galaxy 3500 or SUVT 40 kVA UPS | https://www.se.com/us/en/product/WESPPLUS2-G3-24 |  |  | ESX SERVICE PLANS | Unknown | EcoStruxure Service Plan for 3-Phase UPS |  |  |  |  | 731304473015 | 6005.00 | 6025.00 | 9685.00
| WESPPLUS2-PX-21 | (2) Year EcoStruxure Service Plan Plus for (1) Symmetra PX UPS 10kVA 40 | https://www.se.com/us/en/product/WESPPLUS2-PX-21 |  |  | ESX SERVICE PLANS | Unknown | EcoStruxure Service Plan for 3-Phase UPS |  |  |  |  | 731304473374 | 5745.00 | 5750.00 | 9265.00
| WESPPLUS2-PX-22 | (2) Year EcoStruxure Service Plan Plus for (1) Symmetra PX UPS 20kVA 40 | https://www.se.com/us/en/product/WESPPLUS2-PX-22 |  |  | ESX SERVICE PLANS | Unknown | EcoStruxure Service Plan for 3-Phase UPS |  |  |  |  | 731304473381 | 6125.00 | 6125.00 | 9885.00
| WESPPLUS2-PX-23 | (2) Year EcoStruxure Service Plan Plus for (1) Symmetra PX UPS 30kVA 40 | https://www.se.com/us/en/product/WESPPLUS2-PX-23 |  |  | ESX SERVICE PLANS | Unknown | EcoStruxure Service Plan for 3-Phase UPS |  |  |  |  | 731304473398 | 6500.00 | 6500.00 | 10490.00
| WESPPLUS2-PX-24 | (2) Year EcoStruxure Service Plan Plus for (1) Symmetra PX UPS 40kVA 40 | https://www.se.com/us/en/product/WESPPLUS2-PX-24 |  |  | ESX SERVICE PLANS | Unknown | EcoStruxure Service Plan for 3-Phase UPS |  |  |  |  | 731304473404 | 6695.00 | 6700.00 | 10805.00
| WESPPLUS2-VS1-A15 | (2) Year EcoStruxure Service Plan Plus for (1) Galaxy VS 10 - 15kVA UPS | https://www.se.com/us/en/product/WESPPLUS2-VS1-A15 |  |  | ESX SERVICE PLANS | Unknown | EcoStruxure Service Plan for 3-Phase UPS |  |  |  |  | 731304473251 | 5040.00 | 5050.00 | 9000.00
| WESPPLUS2-VS1-A25 | (2) Year EcoStruxure Service Plan Plus for (1) Galaxy VS 20 kVA UPS | https://www.se.com/us/en/product/WESPPLUS2-VS1-A25 |  |  | ESX SERVICE PLANS | Unknown | EcoStruxure Service Plan for 3-Phase UPS |  |  |  |  | 731304473268 | 5040.00 | 5050.00 | 9000.00
| WESPPLUS2-VS1-A30 | (2) Year EcoStruxure Service Plan Plus for (1) Galaxy VS 30 kVA UPS | https://www.se.com/us/en/product/WESPPLUS2-VS1-A30 |  |  | ESX SERVICE PLANS | Unknown | EcoStruxure Service Plan for 3-Phase UPS |  |  |  |  | 731304473275 | 5040.00 | 5050.00 | 9000.00
| WESPPLUS2-VS1-A40 | (2) Year EcoStruxure Service Plan Plus for (1) Galaxy VS 40 kVA UPS | https://www.se.com/us/en/product/WESPPLUS2-VS1-A40 |  |  | ESX SERVICE PLANS | Unknown | EcoStruxure Service Plan for 3-Phase UPS |  |  |  |  | 731304473282 | 5040.00 | 5050.00 | 9000.00
| WESPPLUS2-VS2-A40 | (2) Year EcoStruxure Service Plan Plus for (1) Galaxy VS 10 - 15kVA UPS | https://www.se.com/us/en/product/WESPPLUS2-VS2-A40 |  |  | ESX SERVICE PLANS | Unknown | EcoStruxure Service Plan for 3-Phase UPS |  |  |  |  | 731304473299 | 5510.00 | 5525.00 | 9840.00
| WESPPLUS2-VS2-A41 | (2) Year EcoStruxure Service Plan Plus for (1) Galaxy VS 20 - 25kVA UPS | https://www.se.com/us/en/product/WESPPLUS2-VS2-A41 |  |  | ESX SERVICE PLANS | Unknown | EcoStruxure Service Plan for 3-Phase UPS |  |  |  |  | 731304473305 | 5510.00 | 5525.00 | 9840.00
| WESPPLUS2-VS2-A50 | (2) Year EcoStruxure Service Plan Plus for (1) Galaxy VS 30 - 40kVA UPS | https://www.se.com/us/en/product/WESPPLUS2-VS2-A50 |  |  | ESX SERVICE PLANS | Unknown | EcoStruxure Service Plan for 3-Phase UPS |  |  |  |  | 731304473312 | 5355.00 | 5375.00 | 8635.00
| WESPULTRA2-EZU-15 | (2) Year EcoStruxure Service Plan Ultra for (1) Easy UPS 3S UL 10 - 15kVA UPS | https://www.se.com/us/en/product/WESPULTRA2-EZU-15 |  |  | ESX SERVICE PLANS | Unknown | EcoStruxure Service Plan for 3-Phase UPS |  |  |  |  | 731304473060 | 12480.00 | 12500.00 | 22290.00
| WESPULTRA2-EZU-20 | (2) Year EcoStruxure Service Plan Ultra for (1) Easy UPS 3S UL 20 kVA UPS | https://www.se.com/us/en/product/WESPULTRA2-EZU-20 |  |  | ESX SERVICE PLANS | Unknown | EcoStruxure Service Plan for 3-Phase UPS |  |  |  |  | 731304473077 | 12715.00 | 12800.00 | 22705.00
| WESPULTRA2-EZU-30 | (2) Year EcoStruxure Service Plan Ultra for (1) Easy UPS 3S UL 30 kVA UPS | https://www.se.com/us/en/product/WESPULTRA2-EZU-30 |  |  | ESX SERVICE PLANS | Unknown | EcoStruxure Service Plan for 3-Phase UPS |  |  |  |  | 731304473084 | 13735.00 | 13800.00 | 24530.00
| WESPULTRA2-EZU-40 | (2) Year EcoStruxure Service Plan Ultra for (1) Easy UPS 3S UL 40 kVA UPS | https://www.se.com/us/en/product/WESPULTRA2-EZU-40 |  |  | ESX SERVICE PLANS | Unknown | EcoStruxure Service Plan for 3-Phase UPS |  |  |  |  | 731304473091 | 14460.00 | 14500.00 | 25820.00
| WESPULTRA2-G3-21 | (2) Year EcoStruxure Service Plan Ultra for (1) Galaxy 3500 or SUVT 10-15 kVA UPS | https://www.se.com/us/en/product/WESPULTRA2-G3-21 |  |  | ESX SERVICE PLANS | Unknown | EcoStruxure Service Plan for 3-Phase UPS |  |  |  |  | 731304472940 | 6570.00 | 6575.00 | 10600.00
| WESPULTRA2-G3-22 | (2) Year EcoStruxure Service Plan Ultra for (1) Galaxy 3500 or SUVT 20 kVA UPS | https://www.se.com/us/en/product/WESPULTRA2-G3-22 |  |  | ESX SERVICE PLANS | Unknown | EcoStruxure Service Plan for 3-Phase UPS |  |  |  |  | 731304472957 | 8570.00 | 8575.00 | 13825.00
| WESPULTRA2-G3-23 | (2) Year EcoStruxure Service Plan Ultra for (1) Galaxy 3500 or SUVT 30 kVA UPS | https://www.se.com/us/en/product/WESPULTRA2-G3-23 |  |  | ESX SERVICE PLANS | Unknown | EcoStruxure Service Plan for 3-Phase UPS |  |  |  |  | 731304472964 | 9755.00 | 9775.00 | 15740.00
| WESPULTRA2-G3-24 | (2) Year EcoStruxure Service Plan Ultra for (1) Galaxy 3500 or SUVT 40 kVA UPS | https://www.se.com/us/en/product/WESPULTRA2-G3-24 |  |  | ESX SERVICE PLANS | Unknown | EcoStruxure Service Plan for 3-Phase UPS |  |  |  |  | 731304472971 | 10355.00 | 10400.00 | 16705.00
| WESPULTRA2-PX-21 | (2) Year EcoStruxure Service Plan Ultra for (1) Symmetra PX UPS 10kVA 40 | https://www.se.com/us/en/product/WESPULTRA2-PX-21 |  |  | ESX SERVICE PLANS | Unknown | EcoStruxure Service Plan for 3-Phase UPS |  |  |  |  | 731304473329 | 9875.00 | 9875.00 | 15930.00
| WESPULTRA2-PX-22 | (2) Year EcoStruxure Service Plan Ultra for (1) Symmetra PX UPS 20kVA 40 | https://www.se.com/us/en/product/WESPULTRA2-PX-22 |  |  | ESX SERVICE PLANS | Unknown | EcoStruxure Service Plan for 3-Phase UPS |  |  |  |  | 731304473336 | 10500.00 | 10500.00 | 16945.00
| WESPULTRA2-PX-23 | (2) Year EcoStruxure Service Plan Ultra for (1) Symmetra PX UPS 30kVA 40 | https://www.se.com/us/en/product/WESPULTRA2-PX-23 |  |  | ESX SERVICE PLANS | Unknown | EcoStruxure Service Plan for 3-Phase UPS |  |  |  |  | 731304473343 | 11085.00 | 11100.00 | 17885.00
| WESPULTRA2-PX-24 | (2) Year EcoStruxure Service Plan Ultra for (1) Symmetra PX UPS 40kVA 40 | https://www.se.com/us/en/product/WESPULTRA2-PX-24 |  |  | ESX SERVICE PLANS | Unknown | EcoStruxure Service Plan for 3-Phase UPS |  |  |  |  | 731304473350 | 11800.00 | 11800.00 | 19040.00
| WESPULTRA2-VS1-A15 | (2) Year EcoStruxure Service Plan Ultra for (1) Galaxy VS 10 - 15kVA UPS | https://www.se.com/us/en/product/WESPULTRA2-VS1-A15 |  |  | ESX SERVICE PLANS | Unknown | EcoStruxure Service Plan for 3-Phase UPS |  |  |  |  | 731304473183 | 9030.00 | 9050.00 | 16130.00
| WESPULTRA2-VS1-A25 | (2) Year EcoStruxure Service Plan Ultra for (1) Galaxy VS 20 kVA UPS | https://www.se.com/us/en/product/WESPULTRA2-VS1-A25 |  |  | ESX SERVICE PLANS | Unknown | EcoStruxure Service Plan for 3-Phase UPS |  |  |  |  | 731304473190 | 9185.00 | 9200.00 | 16400.00
| WESPULTRA2-VS1-A30 | (2) Year EcoStruxure Service Plan Ultra for (1) Galaxy VS 30 kVA UPS | https://www.se.com/us/en/product/WESPULTRA2-VS1-A30 |  |  | ESX SERVICE PLANS | Unknown | EcoStruxure Service Plan for 3-Phase UPS |  |  |  |  | 731304473206 | 9340.00 | 9350.00 | 16680.00
| WESPULTRA2-VS1-A40 | (2) Year EcoStruxure Service Plan Ultra for (1) Galaxy VS 40 kVA UPS | https://www.se.com/us/en/product/WESPULTRA2-VS1-A40 |  |  | ESX SERVICE PLANS | Unknown | EcoStruxure Service Plan for 3-Phase UPS |  |  |  |  | 731304473213 | 9505.00 | 9525.00 | 16970.00
| WESPULTRA2-VS2-A40 | (2) Year EcoStruxure Service Plan Ultra for (1) Galaxy VS 10 - 15kVA UPS | https://www.se.com/us/en/product/WESPULTRA2-VS2-A40 |  |  | ESX SERVICE PLANS | Unknown | EcoStruxure Service Plan for 3-Phase UPS |  |  |  |  | 731304473220 | 10130.00 | 10200.00 | 18090.00
| WESPULTRA2-VS2-A41 | (2) Year EcoStruxure Service Plan Ultra for (1) Galaxy VS 20 - 25kVA UPS | https://www.se.com/us/en/product/WESPULTRA2-VS2-A41 |  |  | ESX SERVICE PLANS | Unknown | EcoStruxure Service Plan for 3-Phase UPS |  |  |  |  | 731304473237 | 10340.00 | 10400.00 | 18470.00
| WESPULTRA2-VS2-A50 | (2) Year EcoStruxure Service Plan Ultra for (1) Galaxy VS 30 - 40kVA UPS | https://www.se.com/us/en/product/WESPULTRA2-VS2-A50 |  |  | ESX SERVICE PLANS | Unknown | EcoStruxure Service Plan for 3-Phase UPS |  |  |  |  | 731304473244 | 10090.00 | 10100.00 | 16280.00
| WEXT1YR-MDC-03 | 1 Year Extended Warranty for (1) Level 3 Micro DC | https://www.se.com/us/en/product/WEXT1YR-MDC-03 |  |  | SP POWER HBN WARR EXT | Unknown | Extended Warranties - Critical Power & Cooling |  |  |  |  | 731304392583 | 1060.00 | 1550.00 | 1905.00
| WEXT1YR-MDC-04 | 1 Year Extended Warranty for (1) Level 4 Micro DC | https://www.se.com/us/en/product/WEXT1YR-MDC-04 |  |  | SP POWER HBN WARR EXT | Unknown | Extended Warranties - Critical Power & Cooling |  |  |  |  | 731304392590 | 3145.00 | 4575.00 | 5660.00
| WEXT1YR-MDC-05 | 1 Year Extended Warranty for (1) Level 5 Micro DC | https://www.se.com/us/en/product/WEXT1YR-MDC-05 |  |  | SP POWER HBN WARR EXT | Unknown | Extended Warranties - Critical Power & Cooling |  |  |  |  | 731304392606 | 5430.00 | 7875.00 | 9775.00
| WEXT1YR-UF-10 | 1 Year Extended Warranty for DX LE Model 0511 thru 0611 Compressor(s) Only | https://www.se.com/us/en/product/WEXT1YR-UF-10 |  |  | SP COOL WARRANTY EXT | Unknown | Extended Warranties - Critical Power & Cooling | [5 empty] | 146.00 | 219.99 | 263.00
| WEXT1YR-UF-11 | 1 Year Extended Warranty for DX LE Model 0721 thru 0921 Compressor(s) Only | https://www.se.com/us/en/product/WEXT1YR-UF-11 |  |  | SP COOL WARRANTY EXT | Unknown | Extended Warranties - Critical Power & Cooling | [5 empty] | 231.00 | 339.99 | 416.00
| WEXT1YR-UF-12 | 1 Year Extended Warranty for DX LE Model 1422 thru 1822 Compressor(s) Only | https://www.se.com/us/en/product/WEXT1YR-UF-12 |  |  | SP COOL WARRANTY EXT | Unknown | Extended Warranties - Critical Power & Cooling | [5 empty] | 261.00 | 379.99 | 470.00
| WEXT1YR-UF-13 | 1 Year Extended Warranty for DX LE Max Model 2222 thru 3342 Compressor(s) Only | https://www.se.com/us/en/product/WEXT1YR-UF-13 |  |  | SP COOL WARRANTY EXT | Unknown | Extended Warranties - Critical Power & Cooling | [5 empty] | 362.00 | 529.00 | 652.00
| WEXT1YR-UF-21 | 1 Year Extended Warranty, Parts Only, for CW LE Model 0600 thru 1400 | https://www.se.com/us/en/product/WEXT1YR-UF-21 |  |  | SP COOL WARRANTY EXT | Unknown | Extended Warranties - Critical Power & Cooling |  |  |  |  | 731304779612 | 759.00 | 1125.00 | 1370.00
| WEXT1YR-UF-22 | 1 Year Extended Warranty, Parts Only, for CW LE Model 1700 thru 2900 | https://www.se.com/us/en/product/WEXT1YR-UF-22 |  |  | SP COOL WARRANTY EXT | Unknown | Extended Warranties - Critical Power & Cooling | [5 empty] | 827.00 | 1200.00 | 1490.00
| WEXT1YR-UF-23 | 1 Year Extended Warranty, Parts Only, for 1 CW LE Model 3400 thru 4600 | https://www.se.com/us/en/product/WEXT1YR-UF-23 |  |  | SP COOL WARRANTY EXT | Unknown | Extended Warranties - Critical Power & Cooling | [5 empty] | 965.00 | 1400.00 | 1740.00
| WEXT1YR-UF-24 | 1 Year Extended Warranty, Parts Only, for 1 CW LE Model 4800 thru 5300 | https://www.se.com/us/en/product/WEXT1YR-UF-24 |  |  | SP COOL WARRANTY EXT | Unknown | Extended Warranties - Critical Power & Cooling | [5 empty] | 1070.00 | 1575.00 | 1925.00
| WEXT1YR-UF-31 | 1 Year Extended Warranty, Parts Only, for 1 DX LE Model 0511 thru 0611 | https://www.se.com/us/en/product/WEXT1YR-UF-31 |  |  | SP COOL WARRANTY EXT | Unknown | Extended Warranties - Critical Power & Cooling | [5 empty] | 582.00 | 849.00 | 1050.00
| WEXT1YR-UF-32 | 1 Year Extended Warranty, Parts Only, for 1 DX LE Model 0721 thru 0921 | https://www.se.com/us/en/product/WEXT1YR-UF-32 |  |  | SP COOL WARRANTY EXT | Unknown | Extended Warranties - Critical Power & Cooling |  |  |  |  | 731304779629 | 649.00 | 949.00 | 1170.00
| WEXT1YR-UF-33 | 1 Year Extended Warranty, Parts Only, for 1 DX LE Model 1422 thru 1822 | https://www.se.com/us/en/product/WEXT1YR-UF-33 |  |  | SP COOL WARRANTY EXT | Unknown | Extended Warranties - Critical Power & Cooling | [5 empty] | 780.00 | 1150.00 | 1405.00
| WEXT1YR-UF-34 | 1 Year Extended Warranty, Parts Only, for 1 DX LE Max Model 2222 thru 3342 | https://www.se.com/us/en/product/WEXT1YR-UF-34 |  |  | SP COOL WARRANTY EXT | Unknown | Extended Warranties - Critical Power & Cooling |  |  |  |  | 731304779636 | 896.00 | 1300.00 | 1615.00
| WEXT1YR-UF-45 | 1 Year Extended Warranty, Parts Only, for 1 DX Unisplit Ceiling or Wall Mount Unit - Model 0341 | https://www.se.com/us/en/product/WEXT1YR-UF-45 |  |  | SP COOL WARRANTY EXT | Unknown | Extended Warranties - Critical Power & Cooling | [5 empty] | 311.00 | 459.00 | 560.00
| WEXT1YR-UF-45C | 1 Year Extended Warranty for DX Unisplit Ceiling or Wall Mount Unit - Model 0341 Compressor(s) Only | https://www.se.com/us/en/product/WEXT1YR-UF-45C |  |  | SP COOL WARRANTY EXT | Unknown | Extended Warranties - Critical Power & Cooling | [5 empty] | 228.00 | 339.99 | 411.00
| WEXT1YR-UF-47 | 1 Year Extended Warranty, Parts Only, for 1 DX Unisplit Ceiling or Wall Mount Unit - Model 0481 | https://www.se.com/us/en/product/WEXT1YR-UF-47 |  |  | SP COOL WARRANTY EXT | Unknown | Extended Warranties - Critical Power & Cooling | [5 empty] | 355.00 | 519.00 | 639.00
| WEXT1YR-UF-47C | 1 Year Extended Warranty for DX Unisplit Ceiling or Wall Mount Unit - Model 0481 Compressor(s) Only | https://www.se.com/us/en/product/WEXT1YR-UF-47C |  |  | SP COOL WARRANTY EXT | Unknown | Extended Warranties - Critical Power & Cooling | [5 empty] | 264.00 | 389.99 | 476.00
| WEXT2YR-UF-10 | 2 Year Extended Warranty for DX LE Model 0511 thru 0611 Compressor(s) Only | https://www.se.com/us/en/product/WEXT2YR-UF-10 |  |  | SP COOL WARRANTY EXT | Unknown | Extended Warranties - Critical Power & Cooling | [5 empty] | 218.00 | 319.99 | 393.00
| WEXT2YR-UF-11 | 2 Year Extended Warranty for DX LE Model 0721 thru 0921 Compressor(s) Only | https://www.se.com/us/en/product/WEXT2YR-UF-11 |  |  | SP COOL WARRANTY EXT | Unknown | Extended Warranties - Critical Power & Cooling | [5 empty] | 362.00 | 529.00 | 652.00
| WEXT2YR-UF-12 | 2 Year Extended Warranty for DX LE Model 1422 thru 1822 Compressor(s) Only | https://www.se.com/us/en/product/WEXT2YR-UF-12 |  |  | SP COOL WARRANTY EXT | Unknown | Extended Warranties - Critical Power & Cooling |  |  |  |  | 731304779599 | 374.00 | 549.00 | 674.00
| WEXT2YR-UF-13 | 2 Year Extended Warranty for DX LE Max Model 2222 thru 3342 Compressor(s) Only | https://www.se.com/us/en/product/WEXT2YR-UF-13 |  |  | SP COOL WARRANTY EXT | Unknown | Extended Warranties - Critical Power & Cooling |  |  |  |  | 731304779605 | 650.00 | 949.00 | 1170.00
| WEXT2YR-UF-21 | 2 Year Extended Warranty, Parts Only, for CW LE Model 0600 thru 1400 | https://www.se.com/us/en/product/WEXT2YR-UF-21 |  |  | SP COOL WARRANTY EXT | Unknown | Extended Warranties - Critical Power & Cooling | [5 empty] | 1930.00 | 2800.00 | 3475.00
| WEXT2YR-UF-22 | 2 Year Extended Warranty, Parts Only, for CW LE Model 1700 thru 2900 | https://www.se.com/us/en/product/WEXT2YR-UF-22 |  |  | SP COOL WARRANTY EXT | Unknown | Extended Warranties - Critical Power & Cooling | [5 empty] | 2065.00 | 3000.00 | 3720.00
| WEXT2YR-UF-23 | 2 Year Extended Warranty, Parts Only, for 1 CW LE Model 3400 thru 4600 | https://www.se.com/us/en/product/WEXT2YR-UF-23 |  |  | SP COOL WARRANTY EXT | Unknown | Extended Warranties - Critical Power & Cooling | [5 empty] | 2345.00 | 3400.00 | 4215.00
| WEXT2YR-UF-24 | 2 Year Extended Warranty, Parts Only, for 1 CW LE Model 4800 thru 5300 | https://www.se.com/us/en/product/WEXT2YR-UF-24 |  |  | SP COOL WARRANTY EXT | Unknown | Extended Warranties - Critical Power & Cooling | [5 empty] | 2575.00 | 3750.00 | 4630.00
| WEXT2YR-UF-31 | 2 Year Extended Warranty, Parts Only, for 1 DX LE Model 0511 thru 0611 | https://www.se.com/us/en/product/WEXT2YR-UF-31 |  |  | SP COOL WARRANTY EXT | Unknown | Extended Warranties - Critical Power & Cooling | [5 empty] | 1430.00 | 2075.00 | 2575.00
| WEXT2YR-UF-32 | 2 Year Extended Warranty, Parts Only, for 1 DX LE Model 0721 thru 0921 | https://www.se.com/us/en/product/WEXT2YR-UF-32 |  |  | SP COOL WARRANTY EXT | Unknown | Extended Warranties - Critical Power & Cooling | [5 empty] | 1595.00 | 2325.00 | 2870.00
| WEXT2YR-UF-33 | 2 Year Extended Warranty, Parts Only, for 1 DX LE Model 1422 thru 1822 | https://www.se.com/us/en/product/WEXT2YR-UF-33 |  |  | SP COOL WARRANTY EXT | Unknown | Extended Warranties - Critical Power & Cooling | [5 empty] | 1915.00 | 2775.00 | 3445.00
| WEXT2YR-UF-34 | 2 Year Extended Warranty, Parts Only, for 1 DX LE Max Model 2222 thru 3342 | https://www.se.com/us/en/product/WEXT2YR-UF-34 |  |  | SP COOL WARRANTY EXT | Unknown | Extended Warranties - Critical Power & Cooling | [5 empty] | 2205.00 | 3200.00 | 3970.00
| WEXT2YR-UF-45 | 2 Year Extended Warranty, Parts Only, for 1 DX Unisplit Ceiling or Wall Mount Unit - Model 0341 | https://www.se.com/us/en/product/WEXT2YR-UF-45 |  |  | SP COOL WARRANTY EXT | Unknown | Extended Warranties - Critical Power & Cooling | [5 empty] | 591.00 | 859.00 | 1065.00
| WEXT2YR-UF-45C | 2 Year Extended Warranty for DX Unisplit Ceiling or Wall Mount Unit - Model 0341 Compressor(s) Only | https://www.se.com/us/en/product/WEXT2YR-UF-45C |  |  | SP COOL WARRANTY EXT | Unknown | Extended Warranties - Critical Power & Cooling | [5 empty] | 469.00 | 689.00 | 845.00
| WEXT2YR-UF-47 | 2 Year Extended Warranty, Parts Only, for 1 DX Unisplit Ceiling or Wall Mount Unit - Model 0481 | https://www.se.com/us/en/product/WEXT2YR-UF-47 |  |  | SP COOL WARRANTY EXT | Unknown | Extended Warranties - Critical Power & Cooling | [5 empty] | 673.00 | 979.00 | 1215.00
| WEXT2YR-UF-47C | 2 Year Extended Warranty for DX Unisplit Ceiling or Wall Mount Unit - Model 0481 Compressor(s) Only | https://www.se.com/us/en/product/WEXT2YR-UF-47C |  |  | SP COOL WARRANTY EXT | Unknown | Extended Warranties - Critical Power & Cooling | [5 empty] | 537.00 | 779.00 | 967.00
| WEXT4YR-MDC-03 | 4 Year Extended Warranty for (1) Level 3 Micro DC | https://www.se.com/us/en/product/WEXT4YR-MDC-03 |  |  | SP POWER HBN WARR EXT | Unknown | Extended Warranties - Critical Power & Cooling | [5 empty] | 3590.00 | 5225.00 | 6465.00
| WEXT4YR-MDC-04 | 4 Year Extended Warranty for (1) Level 4 Micro DC | https://www.se.com/us/en/product/WEXT4YR-MDC-04 |  |  | SP POWER HBN WARR EXT | Unknown | Extended Warranties - Critical Power & Cooling | [5 empty] | 10685.00 | 15500.00 | 19230.00
| WEXT4YR-MDC-05 | 4 Year Extended Warranty for (1) Level 5 Micro DC | https://www.se.com/us/en/product/WEXT4YR-MDC-05 |  |  | SP POWER HBN WARR EXT | Unknown | Extended Warranties - Critical Power & Cooling | [5 empty] | 18445.00 | 26800.00 | 33205.00
| WEXT7YR-LB-EE | "(7) year parts only warranty for (1) type "E" Li Ion battery cabinet." | https://www.se.com/us/en/product/WEXT7YR-LB-EE |  |  | SP POWER WARRANTY EXT | Unknown | Extended Warranties - Critical Power & Cooling | [5 empty] | 8075.00 | 8075.00 | 10025.00
| WEXT7YR-LB-GG | "(7) year parts only warranty for (1) type "G" Li Ion battery cabinet" | https://www.se.com/us/en/product/WEXT7YR-LB-GG |  |  | SP POWER WARRANTY EXT | Unknown | Extended Warranties - Critical Power & Cooling | [5 empty] | 8445.00 | 8450.00 | 10485.00
| WEXT7YR-LB-OO | "(7) year parts only warranty for (1) type "O" Li Ion battery cabinet" | https://www.se.com/us/en/product/WEXT7YR-LB-OO |  |  | SP POWER WARRANTY EXT | Unknown | Extended Warranties - Critical Power & Cooling | [5 empty] | 6175.00 | 6175.00 | 7665.00
| WEXT7YR-LB-SS | "(7) year parts only warranty for (1) type "S" Li Ion battery cabinet" | https://www.se.com/us/en/product/WEXT7YR-LB-SS |  |  | SP POWER WARRANTY EXT | Unknown | Extended Warranties - Critical Power & Cooling | [5 empty] | 7110.00 | 7125.00 | 8830.00
| WEXTWAR1YLB-SE-01 | (1) Year Extended Warranty for SRV UPS with Lithium-Ion Battery - Level 01 (renewal or high volum) | https://www.se.com/us/en/product/WEXTWAR1YLB-SE-01 |  |  | SP POWER HBN WARR EXT | Unknown | Extended Warranties - Critical Power & Cooling |  |  |  |  | 731304473541 | 172.00 | 249.99 | 310.00
| WEXTWAR1YLB-SE-02 | (1) Year Extended Warranty for SRV UPS with Lithium-Ion Battery - Level 02 (renewal or high volum) | https://www.se.com/us/en/product/WEXTWAR1YLB-SE-02 |  |  | SP POWER HBN WARR EXT | Unknown | Extended Warranties - Critical Power & Cooling |  |  |  |  | 731304473558 | 311.00 | 459.00 | 560.00
| WEXTWAR1YLB-SE-03 | (1) Year Extended Warranty for SRV UPS with Lithium-Ion Battery - Level 03 (renewal or high volum) | https://www.se.com/us/en/product/WEXTWAR1YLB-SE-03 |  |  | SP POWER HBN WARR EXT | Unknown | Extended Warranties - Critical Power & Cooling |  |  |  |  | 731304473565 | 496.00 | 729.00 | 893.00
| WEXTWAR1YR-AX-01 | 1 Year Extended Warranty for 3-10 kW Compressors | https://www.se.com/us/en/product/WEXTWAR1YR-AX-01 |  |  | SP COOL WARRANTY EXT | Unknown | Extended Warranties - Critical Power & Cooling | [5 empty] | 108.00 | 159.99 | 195.00
| WEXTWAR1YR-AX-02 | 1 Year Extended Warranty for 14-30 kW Compressors | https://www.se.com/us/en/product/WEXTWAR1YR-AX-02 |  |  | SP COOL WARRANTY EXT | Unknown | Extended Warranties - Critical Power & Cooling | [5 empty] | 129.00 | 189.99 | 233.00
| WEXTWAR1YR-AX-07 | 1 Year Extended Warranty, Parts Only for (1) 3.5kW split system unit | https://www.se.com/us/en/product/WEXTWAR1YR-AX-07 |  |  | SP COOL WARRANTY EXT | Unknown | Extended Warranties - Critical Power & Cooling |  |  |  |  | 731304779711 | 434.00 | 639.00 | 782.00
| WEXTWAR1YR-AX-60 | 1 Year Extended Warranty for (1) High-Density Cooling Enclosure | https://www.se.com/us/en/product/WEXTWAR1YR-AX-60 |  |  | SP COOL WARRANTY EXT | Unknown | Extended Warranties - Critical Power & Cooling | [5 empty] | 1430.00 | 2075.00 | 2570.00
| WEXTWAR1YR-NB-02 | 1 Year Parts and Software Support Extended Warranty for 1 NetBotz 2-Series | https://www.se.com/us/en/product/WEXTWAR1YR-NB-02 |  |  | SP POWER HBN WARR EXT | Unknown | Extended Warranties - Critical Power & Cooling |  |  |  |  | 731304392903 | 379.00 | 559.00 | 683.00
| WEXTWAR1YR-NB-07 | 1 Year Parts and Software Support Extended Warranty for 1 NetBotz 7-Series | https://www.se.com/us/en/product/WEXTWAR1YR-NB-07 |  |  | SP POWER HBN WARR EXT | Unknown | Extended Warranties - Critical Power & Cooling |  |  |  |  | 731304392910 | 894.00 | 1300.00 | 1610.00
| WEXTWAR1YR-SD-01 | (1) Year Extended Warranty for (1) Easy UPS SMV Level 01 | https://www.se.com/us/en/product/WEXTWAR1YR-SD-01 |  |  | SP POWER HBN WARR EXT | Unknown | Extended Warranties - Critical Power & Cooling |  |  |  |  | 731304430407 | 59.00 | 89.99 | 106.00
| WEXTWAR1YR-SD-02 | (1) Year Extended Warranty for (1) Easy UPS SMV Level 02 | https://www.se.com/us/en/product/WEXTWAR1YR-SD-02 |  |  | SP POWER HBN WARR EXT | Unknown | Extended Warranties - Critical Power & Cooling |  |  |  |  | 731304430414 | 65.00 | 99.99 | 117.00
| WEXTWAR1YR-SD-03 | (1) Year Extended Warranty for (1) Easy UPS SMV Level 03 | https://www.se.com/us/en/product/WEXTWAR1YR-SD-03 |  |  | SP POWER HBN WARR EXT | Unknown | Extended Warranties - Critical Power & Cooling |  |  |  |  | 731304430421 | 107.00 | 159.99 | 193.00
| WEXTWAR1YR-SD-04 | (1) Year Extended Warranty for (1) Easy UPS SMV Level 04 | https://www.se.com/us/en/product/WEXTWAR1YR-SD-04 |  |  | SP POWER HBN WARR EXT | Unknown | Extended Warranties - Critical Power & Cooling |  |  |  |  | 731304430438 | 204.00 | 299.99 | 368.00
| WEXTWAR1YR-SP-01 | 1 Year Extended Warranty (Renewal or High Volume) | https://www.se.com/us/en/product/WEXTWAR1YR-SP-01 |  |  | SP POWER HBN WARR EXT | Unknown | Extended Warranties - Critical Power & Cooling | [5 empty] | 47.00 | 69.99 | 84.00
| WEXTWAR1YR-SP-02 | 1 Year Extended Warranty (Renewal or High Volume) | https://www.se.com/us/en/product/WEXTWAR1YR-SP-02 |  |  | SP POWER HBN WARR EXT | Unknown | Extended Warranties - Critical Power & Cooling | [5 empty] | 51.00 | 79.99 | 92.00
| WEXTWAR1YR-SP-03 | 1 Year Extended Warranty (Renewal or High Volume) | https://www.se.com/us/en/product/WEXTWAR1YR-SP-03 |  |  | SP POWER HBN WARR EXT | Unknown | Extended Warranties - Critical Power & Cooling | [5 empty] | 84.00 | 129.99 | 150.00
| WEXTWAR1YR-SP-04 | 1 Year Extended Warranty (Renewal or High Volume) | https://www.se.com/us/en/product/WEXTWAR1YR-SP-04 |  |  | SP POWER HBN WARR EXT | Unknown | Extended Warranties - Critical Power & Cooling | [5 empty] | 160.00 | 239.99 | 288.00
| WEXTWAR1YR-SP-05 | 1 Year Extended Warranty (Renewal or High Volume) | https://www.se.com/us/en/product/WEXTWAR1YR-SP-05 |  |  | SP POWER HBN WARR EXT | Unknown | Extended Warranties - Critical Power & Cooling | [5 empty] | 310.00 | 459.00 | 558.00
| WEXTWAR1YR-SP-06 | 1 Year Extended Warranty (Renewal or High Volume) | https://www.se.com/us/en/product/WEXTWAR1YR-SP-06 |  |  | SP POWER HBN WARR EXT | Unknown | Extended Warranties - Critical Power & Cooling | [5 empty] | 615.00 | 899.00 | 1110.00
| WEXTWAR1YR-SP-07 | 1 Year Extended Warranty (Renewal or High Volume) | https://www.se.com/us/en/product/WEXTWAR1YR-SP-07 |  |  | SP POWER HBN WARR EXT | Unknown | Extended Warranties - Critical Power & Cooling | [5 empty] | 1025.00 | 1500.00 | 1840.00
| WEXTWAR1YR-SP-08 | 1 Year Extended Warranty (Renewal or High Volume) | https://www.se.com/us/en/product/WEXTWAR1YR-SP-08 |  |  | SP POWER HBN WARR EXT | Unknown | Extended Warranties - Critical Power & Cooling | [5 empty] | 1430.00 | 2075.00 | 2575.00
| WEXTWAR1YR-SPL-11 | 1 Year Extended Warranty for Li-Ion Smart-UPS L11 | https://www.se.com/us/en/product/WEXTWAR1YR-SPL-11 |  |  | SP POWER HBN WARR EXT | Unknown | Extended Warranties - Critical Power & Cooling |  |  |  |  | 731304577713 | 59.00 | 89.99 | 106.00
| WEXTWAR1YR-SPL-12 | 1 Year Extended Warranty for Li-Ion Smart-UPS L12 | https://www.se.com/us/en/product/WEXTWAR1YR-SPL-12 |  |  | SP POWER HBN WARR EXT | Unknown | Extended Warranties - Critical Power & Cooling |  |  |  |  | 731304577720 | 63.00 | 99.99 | 113.00
| WEXTWAR1YR-SPL-13 | 1 Year Extended Warranty for Li-Ion Smart-UPS L13 | https://www.se.com/us/en/product/WEXTWAR1YR-SPL-13 |  |  | SP POWER HBN WARR EXT | Unknown | Extended Warranties - Critical Power & Cooling |  |  |  |  | 731304577737 | 107.00 | 159.99 | 193.00
| WEXTWAR1YR-SPL-14 | 1 Year Extended Warranty for Li-Ion Smart-UPS L14 | https://www.se.com/us/en/product/WEXTWAR1YR-SPL-14 |  |  | SP POWER HBN WARR EXT | Unknown | Extended Warranties - Critical Power & Cooling |  |  |  |  | 731304577744 | 197.00 | 289.99 | 355.00
| WEXTWAR1YR-SPL-15 | 1 Year Extended Warranty for Li-Ion Smart-UPS L15 | https://www.se.com/us/en/product/WEXTWAR1YR-SPL-15 |  |  | SP POWER HBN WARR EXT | Unknown | Extended Warranties - Critical Power & Cooling |  |  |  |  | 731304577751 | 383.00 | 559.00 | 690.00
| WEXTWAR1YR-SPL-16 | 1 Year Extended Warranty for Li-Ion Smart-UPS L16 | https://www.se.com/us/en/product/WEXTWAR1YR-SPL-16 |  |  | SP POWER HBN WARR EXT | Unknown | Extended Warranties - Critical Power & Cooling |  |  |  |  | 731304577768 | 758.00 | 1100.00 | 1365.00
| WEXTWAR1YR-SPL-17 | 1 Year Extended Warranty for Li-Ion Smart-UPS L17 | https://www.se.com/us/en/product/WEXTWAR1YR-SPL-17 |  |  | SP POWER HBN WARR EXT | Unknown | Extended Warranties - Critical Power & Cooling |  |  |  |  | 731304577775 | 1330.00 | 1950.00 | 2395.00
| WEXTWAR1YR-SPL-18 | 1 Year Extended Warranty for Li-Ion Smart-UPS L18 | https://www.se.com/us/en/product/WEXTWAR1YR-SPL-18 |  |  | SP POWER HBN WARR EXT | Unknown | Extended Warranties - Critical Power & Cooling |  |  |  |  | 731304577782 | 1780.00 | 2600.00 | 3200.00
| WEXTWAR2YLB-SE-01 | (2) Year Extended Warranty for SRV UPS with Lithium-Ion Battery - Level 01 (renewal or high volum) | https://www.se.com/us/en/product/WEXTWAR2YLB-SE-01 |  |  | SP POWER HBN WARR EXT | Unknown | Extended Warranties - Critical Power & Cooling |  |  |  |  | 731304473572 | 240.00 | 349.99 | 432.00
| WEXTWAR2YLB-SE-02 | (2) Year Extended Warranty for SRV UPS with Lithium-Ion Battery - Level 02 (renewal or high volum) | https://www.se.com/us/en/product/WEXTWAR2YLB-SE-02 |  |  | SP POWER HBN WARR EXT | Unknown | Extended Warranties - Critical Power & Cooling |  |  |  |  | 731304473589 | 434.00 | 639.00 | 782.00
| WEXTWAR2YLB-SE-03 | (2) Year Extended Warranty for SRV UPS with Lithium-Ion Battery - Level 03 (renewal or high volum) | https://www.se.com/us/en/product/WEXTWAR2YLB-SE-03 |  |  | SP POWER HBN WARR EXT | Unknown | Extended Warranties - Critical Power & Cooling |  |  |  |  | 731304473596 | 693.00 | 1025.00 | 1250.00
| WEXTWAR2YR-AX-07 | 2 Year Extended Warranty, Parts Only for (1) 3.5kW split system unit | https://www.se.com/us/en/product/WEXTWAR2YR-AX-07 |  |  | SP COOL WARRANTY EXT | Unknown | Extended Warranties - Critical Power & Cooling |  |  |  |  | 731304779728 | 822.00 | 1200.00 | 1480.00
| WEXTWAR3YR-NB-02 | 3 Years Parts and Software Support Extended Warranty for 1 NetBotz 2-Series | https://www.se.com/us/en/product/WEXTWAR3YR-NB-02 |  |  | SP POWER HBN WARR EXT | Unknown | Extended Warranties - Critical Power & Cooling |  |  |  |  | 731304393092 | 920.00 | 1350.00 | 1660.00
| WEXTWAR3YR-NB-07 | 3 Years Parts and Software Support Extended Warranty for 1 NetBotz 7-Series | https://www.se.com/us/en/product/WEXTWAR3YR-NB-07 |  |  | SP POWER HBN WARR EXT | Unknown | Extended Warranties - Critical Power & Cooling |  |  |  |  | 731304393108 | 2175.00 | 3175.00 | 3915.00
| WEXTWAR3YR-SC-03 | (3) Year Extended Warranty for (1) Smart-UPS with SmartConnect | https://www.se.com/us/en/product/WEXTWAR3YR-SC-03 |  |  | SP POWER HBN WARR EXT | Unknown | Extended Warranties - Critical Power & Cooling | [5 empty] | 178.00 | 259.99 | 321.00
| WEXTWAR3YR-SD-03 | (3) Year Extended Warranty for (1) Smart-UPS with SmartConnect Level 03 | https://www.se.com/us/en/product/WEXTWAR3YR-SD-03 |  |  | SP POWER HBN WARR EXT | Unknown | Extended Warranties - Critical Power & Cooling |  |  |  |  | 731304430469 | 267.00 | 389.99 | 481.00
| WEXTWAR3YR-SP-01 | 3 Year Extended Warranty (High Volume) | https://www.se.com/us/en/product/WEXTWAR3YR-SP-01 |  |  | SP POWER HBN WARR EXT | Unknown | Extended Warranties - Critical Power & Cooling | [5 empty] | 96.00 | 139.99 | 172.00
| WEXTWAR3YR-SP-02 | 3 Year Extended Warranty (High Volume) | https://www.se.com/us/en/product/WEXTWAR3YR-SP-02 |  |  | SP POWER HBN WARR EXT | Unknown | Extended Warranties - Critical Power & Cooling | [5 empty] | 134.00 | 199.99 | 242.00
| WEXTWAR3YR-SP-03 | 3 Year Extended Warranty (High Volume) | https://www.se.com/us/en/product/WEXTWAR3YR-SP-03 |  |  | SP POWER HBN WARR EXT | Unknown | Extended Warranties - Critical Power & Cooling | [5 empty] | 207.00 | 309.99 | 373.00
| WEXTWAR3YR-SP-04 | 3 Year Extended Warranty (High Volume) | https://www.se.com/us/en/product/WEXTWAR3YR-SP-04 |  |  | SP POWER HBN WARR EXT | Unknown | Extended Warranties - Critical Power & Cooling | [5 empty] | 393.00 | 579.00 | 708.00
| WEXTWAR3YR-SP-05 | 3 Year Extended Warranty (High Volume) | https://www.se.com/us/en/product/WEXTWAR3YR-SP-05 |  |  | SP POWER HBN WARR EXT | Unknown | Extended Warranties - Critical Power & Cooling | [5 empty] | 770.00 | 1125.00 | 1390.00
| WEXTWAR3YR-SP-06 | 3 Year Extended Warranty (High Volume) | https://www.se.com/us/en/product/WEXTWAR3YR-SP-06 |  |  | SP POWER HBN WARR EXT | Unknown | Extended Warranties - Critical Power & Cooling | [5 empty] | 1540.00 | 2250.00 | 2770.00
| WEXTWAR3YR-SP-07 | 3 Year Extended Warranty (High Volume) | https://www.se.com/us/en/product/WEXTWAR3YR-SP-07 |  |  | SP POWER HBN WARR EXT | Unknown | Extended Warranties - Critical Power & Cooling | [5 empty] | 2560.00 | 3725.00 | 4605.00
| WEXTWAR3YR-SP-08 | 3 Year Extended Warranty (High Volume) | https://www.se.com/us/en/product/WEXTWAR3YR-SP-08 |  |  | SP POWER HBN WARR EXT | Unknown | Extended Warranties - Critical Power & Cooling | [5 empty] | 3585.00 | 5200.00 | 6450.00
| WEXWAR1Y-AC-01 | 1 Year Warranty Extension for (1) Accessory (Renewal or High Volume) | https://www.se.com/us/en/product/WEXWAR1Y-AC-01 |  |  | SP POWER HBN WARR EXT | Unknown | Extended Warranties - Critical Power & Cooling | [5 empty] | 42.00 | 59.99 | 74.00
| WEXWAR1Y-AC-02 | 1 Year Warranty Extension for (1) Accessory (Renewal or High Volume) | https://www.se.com/us/en/product/WEXWAR1Y-AC-02 |  |  | SP POWER HBN WARR EXT | Unknown | Extended Warranties - Critical Power & Cooling | [5 empty] | 59.00 | 89.99 | 106.00
| WEXWAR1Y-AC-03 | 1 Year Warranty Extension for (1) Accessory (Renewal or High Volume) | https://www.se.com/us/en/product/WEXWAR1Y-AC-03 |  |  | SP POWER HBN WARR EXT | Unknown | Extended Warranties - Critical Power & Cooling | [5 empty] | 92.00 | 139.99 | 166.00
| WEXWAR1Y-AC-04 | 1 Year Warranty Extension for (1) Accessory (Renewal or High Volume) | https://www.se.com/us/en/product/WEXWAR1Y-AC-04 |  |  | SP POWER HBN WARR EXT | Unknown | Extended Warranties - Critical Power & Cooling | [5 empty] | 177.00 | 259.99 | 319.00
| WEXWAR1Y-AC-05 | 1 Year Warranty Extension for (1) Accessory (Renewal or High Volume) | https://www.se.com/us/en/product/WEXWAR1Y-AC-05 |  |  | SP POWER HBN WARR EXT | Unknown | Extended Warranties - Critical Power & Cooling | [5 empty] | 345.00 | 509.00 | 621.00
| WEXWAR1Y-AC-06 | 1 Year Warranty Extension for (1) Accessory (Renewal or High Volume) | https://www.se.com/us/en/product/WEXWAR1Y-AC-06 |  |  | SP POWER HBN WARR EXT | Unknown | Extended Warranties - Critical Power & Cooling | [5 empty] | 686.00 | 999.00 | 1235.00
| WEXWAR1Y-AC-07 | 1 Year Warranty Extension for (1) Accessory (Renewal or High Volume) | https://www.se.com/us/en/product/WEXWAR1Y-AC-07 |  |  | SP POWER HBN WARR EXT | Unknown | Extended Warranties - Critical Power & Cooling | [5 empty] | 1150.00 | 1675.00 | 2065.00
| WFANREPLC-E8-00 | (1) Fan Replacement Service for (1) EPS UPS | https://www.se.com/us/en/product/WFANREPLC-E8-00 |  |  | PROACTIVE SRV & INSP | Unknown | On-demand Services | [5 empty] | Call for Quote | Call for Quote | Call for Quote
| WFANREPLC-G5-00 | (1) Complete Fan Replacement Service for (1) Galaxy 5000 or 5500 UPS | https://www.se.com/us/en/product/WFANREPLC-G5-00 |  |  | PROACTIVE SRV & INSP | Unknown | On-demand Services | [5 empty] | Call for Quote | Call for Quote | Call for Quote
| WFANREPLC-G7-00 | (1) Complete Fan Replacement Service for (1) Galaxy 7000 UPS | https://www.se.com/us/en/product/WFANREPLC-G7-00 |  |  | PROACTIVE SRV & INSP | Unknown | On-demand Services | [5 empty] | Call for Quote | Call for Quote | Call for Quote
| WFANREPLC-G9-00 | (1) Complete Fan Replacement Service for (1) Galaxy 9000 UPS | https://www.se.com/us/en/product/WFANREPLC-G9-00 |  |  | PROACTIVE SRV & INSP | Unknown | On-demand Services | [5 empty] | Call for Quote | Call for Quote | Call for Quote
| WFANREPLC-GP-00 | (1) Complete Fan Replacement Service for (1) Galaxy PW or PWI UPS | https://www.se.com/us/en/product/WFANREPLC-GP-00 |  |  | PROACTIVE SRV & INSP | Unknown | On-demand Services | [5 empty] | Call for Quote | Call for Quote | Call for Quote
| WG5T20-40K-SPL1 | Galaxy 5000 20/30/40KVA Emergency Set - Spare Part Kit Level 1 | https://www.se.com/us/en/product/WG5T20-40K-SPL1 |  |  | SPARES 3PH | Unknown | Galaxy 5000 | 10.98(kilos) 24.20(lbs) | 31.50x11.81x19.69(in) 80.00x30.00x50.00(cent) |  |  | 731304570950 | 1315.00 | 1400.00 | 2490.00
| WG5T40K80-SPL1 | MGE GALAXY 5000 40-80 Emergency Set - Spare Part Kit Level 1 | https://www.se.com/us/en/product/WG5T40K80-SPL1 |  |  | SPARES 3PH | Unknown | Galaxy 5000 | 9.05(kilos) 19.96(lbs) | 12.01x12.01x12.01(in) 30.50x30.50x30.50(cent) |  |  | 731304570981 | 1225.00 | 1300.00 | 2320.00
| WG5T40K80-SPL2 | MGE GALAXY 5000 40-80 Support Set - Spare Part Kit Level 2 | https://www.se.com/us/en/product/WG5T40K80-SPL2 |  |  | SPARES 3PH | Unknown | Galaxy 5000 | 27.21(kilos) 60.00(lbs) | 12.01x42.01x47.99(in) 30.50x106.70x121.90(cent) |  |  | 731304570998 | 2625.00 | 2775.00 | 4965.00
| WG5T40K80-SPL3 | MGE GALAXY 5000 40-80 Comprehensive Set - Spare Part Kit Level 3 | https://www.se.com/us/en/product/WG5T40K80-SPL3 |  |  | SPARES 3PH | Unknown | Galaxy 5000 | 40.74(kilos) 89.83(lbs) | 24.02x24.02x47.99(in) 61.00x61.00x121.90(cent) |  |  | 731304571001 | 13100.00 | 13800.00 | 24820.00
| WG5T40K80-SPL4 | MGE GALAXY 5000 40-80 Complete Set - Spare Part Kit Level 4 | https://www.se.com/us/en/product/WG5T40K80-SPL4 |  |  | SPARES 3PH | Unknown | Galaxy 5000 | 67.89(kilos) 149.71(lbs) | 35.98x42.01x47.99(in) 91.40x106.70x121.90(cent) |  |  | 731304571018 | 20400.00 | 21500.00 | 38650.00
| WG5T60K-SPL1 | Galaxy 5000 60KVA Emergency Set - Spare Part Kit Level 1 | https://www.se.com/us/en/product/WG5T60K-SPL1 |  |  | SPARES 3PH | Unknown | Galaxy 5000 | 10.98(kilos) 24.20(lbs) | 31.50x11.81x19.69(in) 80.00x30.00x50.00(cent) |  |  | 731304571025 | 1315.00 | 1400.00 | 2490.00
| WG5T60K-SPL2 | Galaxy 5000 60KVA Support Set - Spare Part Kit Level 2 | https://www.se.com/us/en/product/WG5T60K-SPL2 |  |  | SPARES 3PH | Unknown | Galaxy 5000 | 14.27(kilos) 31.47(lbs) | 31.50x14.17x19.69(in) 80.00x36.00x50.00(cent) |  |  | 731304571032 | 4800.00 | 5050.00 | 9090.00
| WG5T80K-SPL1 | Galaxy 5000 80KVA Emergency Set - Spare Part Kit Level 1 | https://www.se.com/us/en/product/WG5T80K-SPL1 |  |  | SPARES 3PH | Unknown | Galaxy 5000 | 11.18(kilos) 24.65(lbs) | 31.50x11.81x19.69(in) 80.00x30.00x50.00(cent) |  |  | 731304571056 | 1435.00 | 1525.00 | 2720.00
| WG5T80K-SPL3 | Galaxy 5000 80KVA Complete Set - Spare Part Kit Level 3 | https://www.se.com/us/en/product/WG5T80K-SPL3 |  |  | SPARES 3PH | Unknown | Galaxy 5000 | 20.66(kilos) 45.55(lbs) | 31.50x23.62x15.75(in) 80.00x60.00x40.00(cent) |  |  | 731304571070 | 7580.00 | 7975.00 | 14355.00
| WG5T100-120K-SPL1 | Galaxy 5000 100/120KVA Emergency Set - Spare Part Kit Level 1 | https://www.se.com/us/en/product/WG5T100-120K-SPL1 |  |  | SPARES 3PH | Unknown | Galaxy 5000 | 11.18(kilos) 24.65(lbs) | 31.50x11.81x19.69(in) 80.00x30.00x50.00(cent) |  |  | 731304570882 | 1425.00 | 1500.00 | 2700.00
| WG5T100-120K-SPL2 | Galaxy 5000 100/120KVA Support Set - Spare Part Kit Level 2 | https://www.se.com/us/en/product/WG5T100-120K-SPL2 |  |  | SPARES 3PH | Unknown | Galaxy 5000 | 14.47(kilos) 31.91(lbs) | 31.50x14.17x19.69(in) 80.00x36.00x50.00(cent) |  |  | 731304570899 | 4910.00 | 5175.00 | 9300.00
| WG5T100-120K-SPL3 | Galaxy 5000 100/120KVA Complete Set - Spare Part Kit Level 3 | https://www.se.com/us/en/product/WG5T100-120K-SPL3 |  |  | SPARES 3PH | Unknown | Galaxy 5000 | 20.66(kilos) 45.55(lbs) | 31.50x23.62x15.75(in) 80.00x60.00x40.00(cent) |  |  | 731304570905 | 7555.00 | 7975.00 | 14315.00
| WG5T100K130-SPL1 | MGE GALAXY 5000 100-130 Emergency Set - Spare Part Kit Level 1 | https://www.se.com/us/en/product/WG5T100K130-SPL1 |  |  | SPARES 3PH | Unknown | Galaxy 5000 | 9.05(kilos) 19.96(lbs) | 12.01x12.01x12.01(in) 30.50x30.50x30.50(cent) |  |  | 731304570912 | 1220.00 | 1300.00 | 2310.00
| WG5T100K130-SPL2 | MGE GALAXY 5000 100-130 Support Set - Spare Part Kit Level 2 | https://www.se.com/us/en/product/WG5T100K130-SPL2 |  |  | SPARES 3PH | Unknown | Galaxy 5000 | 27.16(kilos) 59.88(lbs) | 12.01x42.01x47.99(in) 30.50x106.70x121.90(cent) |  |  | 731304570929 | 2515.00 | 2650.00 | 4765.00
| WG5T100K130-SPL3 | MGE GALAXY 5000 100-130 Comprehensive Set - Spare Part Kit Level 3 | https://www.se.com/us/en/product/WG5T100K130-SPL3 |  |  | SPARES 3PH | Unknown | Galaxy 5000 | 40.74(kilos) 89.83(lbs) | 24.02x42.01x47.99(in) 61.00x106.70x121.90(cent) |  |  | 731304570936 | 15555.00 | 16400.00 | 29470.00
| WG5T100K130-SPL4 | MGE GALAXY 5000 100-130 Complet Set - Spare Part Kit Level 4 | https://www.se.com/us/en/product/WG5T100K130-SPL4 |  |  | SPARES 3PH | Unknown | Galaxy 5000 | 67.89(kilos) 149.71(lbs) | 35.98x42.01x47.99(in) 91.40x106.70x121.90(cent) |  |  | 731304570943 | 22810.00 | 24100.00 | 43215.00
| WG6T160/200K-SPL1 | MGE Galaxy 6000 160/200KVA Emergency Set - Spare Part Kit Level 1 | https://www.se.com/us/en/product/WG6T160/200K-SPL1 |  |  | SPARES 3PH | Unknown | Unknown | [5 empty] | 10115.00 | 10700.00 | 19165.00
| WG6T160/200K-SPL2 | MGE Galaxy 6000 Unitary UPS 160/200KVA Support Set - Spare Part Kit Level 2 | https://www.se.com/us/en/product/WG6T160/200K-SPL2 |  |  | SPARES 3PH | Unknown | Unknown | [5 empty] | 26340.00 | 27800.00 | 49900.00
| WG6T160/200K-SPL3 | MGE Galaxy 6000 Unitary UPS 160/200KVA Complete Set - Spare Part Kit Level 3 | https://www.se.com/us/en/product/WG6T160/200K-SPL3 |  |  | SPARES 3PH | Unknown | Unknown | [5 empty] | 48555.00 | 51200.00 | 91995.00
| WG6T250/300K-SPL1 | MGE Galaxy 6000 250/300KVA Emergency Set - Spare Part Kit Level 1 | https://www.se.com/us/en/product/WG6T250/300K-SPL1 |  |  | SPARES 3PH | Unknown | Unknown | [5 empty] | 10315.00 | 10900.00 | 19540.00
| WG6T250/300K-SPL2 | MGE Galaxy 6000 Unitary UPS 250/300KVA Support Set - Spare Part Kit Level 2 | https://www.se.com/us/en/product/WG6T250/300K-SPL2 |  |  | SPARES 3PH | Unknown | Unknown | [5 empty] | 26510.00 | 28000.00 | 50225.00
| WG6T250/300K-SPL3 | MGE Galaxy 6000 Unitary UPS 250/300KVA Complete Set - Spare Part Kit Level 3 | https://www.se.com/us/en/product/WG6T250/300K-SPL3 |  |  | SPARES 3PH | Unknown | Unknown | [5 empty] | 32665.00 | 34400.00 | 61885.00
| WG6T250K-OPT1-SPL1 | MGE Galaxy 6000 Modular UPS 250/300KVA Emergency Set - Spare Part Kit Level 1 | https://www.se.com/us/en/product/WG6T250K-OPT1-SPL1 |  |  | SPARES 3PH | Unknown | MGE Galaxy | 12.97(kilos) 28.61(lbs) | 34.49x11.81x19.69(in) 87.60x30.00x50.00(cent) |  |  | 731304571209 | 9630.00 | 10200.00 | 18240.00
| WG6T250K-OPT1-SPL2 | MGE Galaxy 6000 Modular UPS 250/300KVA Support Set - Spare Part Kit Level 2 | https://www.se.com/us/en/product/WG6T250K-OPT1-SPL2 |  |  | SPARES 3PH | Unknown | MGE Galaxy | 45.90(kilos) 101.22(lbs) | 39.37x33.46x21.65(in) 100.00x85.00x55.00(cent) |  |  | 731304571216 | 29170.00 | 30800.00 | 55265.00
| WG6T250K-OPT1-SPL3 | MGE Galaxy 6000 Modular UPS 250/300KVA Complete Set - Spare Part Kit 3 | https://www.se.com/us/en/product/WG6T250K-OPT1-SPL3 |  |  | SPARES 3PH | Unknown | MGE Galaxy | 75.84(kilos) 167.23(lbs) | 46.06x38.98x27.56(in) 117.00x99.00x70.00(cent) |  |  | 731304571223 | 43310.00 | 45600.00 | 82055.00
| WG6T250K-OPT2-SPL2 | MGE Galaxy 6000 Parallel UPS 250/300KVA Support Set - Spare Part Kit Level 2 | https://www.se.com/us/en/product/WG6T250K-OPT2-SPL2 |  |  | SPARES 3PH | Unknown | MGE Galaxy | 42.91(kilos) 94.62(lbs) | 39.37x27.56x21.65(in) 100.00x70.00x55.00(cent) |  |  | 731304571230 | 27035.00 | 28500.00 | 51225.00
| WG6T250K-OPT2-SPL3 | MGE Galaxy 6000 Parallel UPS 250/300KVA Complete Set - Spare Part Kit Level 3 | https://www.se.com/us/en/product/WG6T250K-OPT2-SPL3 |  |  | SPARES 3PH | Unknown | MGE Galaxy | 126.47(kilos) 278.86(lbs) | 43.31x33.07x27.56(in) 110.00x84.00x70.00(cent) |  |  | 731304571247 | 42765.00 | 45100.00 | 81025.00
| WG6T400K-OPT1-SPL1 | MGE Galaxy 6000 Modular UPS 400KVA Emergency Set - Spare Part Kit Level 1 | https://www.se.com/us/en/product/WG6T400K-OPT1-SPL1 |  |  | SPARES 3PH | Unknown | MGE Galaxy | 12.97(kilos) 28.61(lbs) | 21.26x15.75x15.75(in) 54.00x40.00x40.00(cent) |  |  | 731304571254 | 10330.00 | 10900.00 | 19575.00
| WG6T400K-OPT1-SPL2 | MGE Galaxy 6000 Modular UPS 400KVA Support Set - Spare Part Kit Level 2 | https://www.se.com/us/en/product/WG6T400K-OPT1-SPL2 |  |  | SPARES 3PH | Unknown | MGE Galaxy | 47.90(kilos) 105.62(lbs) | 39.37x33.46x22.44(in) 100.00x85.00x57.00(cent) |  |  | 731304571261 | 29630.00 | 31200.00 | 56135.00
| WG6T400K-OPT1-SPL3 | MGE Galaxy 6000 Modular UPS 400KVA Complete Set - Spare Part Kit Level 3 | https://www.se.com/us/en/product/WG6T400K-OPT1-SPL3 |  |  | SPARES 3PH | Unknown | MGE Galaxy | 79.83(kilos) 176.03(lbs) | 43.31x38.98x27.56(in) 110.00x99.00x70.00(cent) |  |  | 731304571278 | 45270.00 | 47700.00 | 85770.00
| WG6T400K-OPT2-SPL2 | MGE Galaxy 6000 Parallel UPS 400KVA Support Set - Spare Part Kit Level 2 | https://www.se.com/us/en/product/WG6T400K-OPT2-SPL2 |  |  | SPARES 3PH | Unknown | MGE Galaxy | 64.86(kilos) 143.03(lbs) | 39.37x27.56x21.65(in) 100.00x70.00x55.00(cent) |  |  | 731304571285 | 27775.00 | 29300.00 | 52620.00
| WG6T400K-OPT2-SPL3 | MGE Galaxy 6000 Parallel UPS 400KVA Complete Set - Spare Part Kit Level 3 | https://www.se.com/us/en/product/WG6T400K-OPT2-SPL3 |  |  | SPARES 3PH | Unknown | MGE Galaxy | 97.80(kilos) 215.64(lbs) | 43.31x33.07x27.56(in) 110.00x84.00x70.00(cent) |  |  | 731304571292 | 44735.00 | 47100.00 | 84765.00
| WG6T400K-SPL1 | MGE Galaxy 6000 400KVA Emergency Set - Spare Part Kit Level 1 | https://www.se.com/us/en/product/WG6T400K-SPL1 |  |  | SPARES 3PH | Unknown | MGE Galaxy | 15.97(kilos) 35.21(lbs) | 19.69x15.75x15.75(in) 50.00x40.00x40.00(cent) |  |  | 731304571308 | 10990.00 | 11600.00 | 20825.00
| WG6T400K-SPL2 | MGE Galaxy 6000 Unitary UPS 400KVA Support Set - Spare Part Kit Level 2 | https://www.se.com/us/en/product/WG6T400K-SPL2 |  |  | SPARES 3PH | Unknown | MGE Galaxy | 63.87(kilos) 140.82(lbs) | 39.37x27.56x21.65(in) 100.00x70.00x55.00(cent) |  |  | 731304571315 | 27155.00 | 28600.00 | 51445.00
| WG6T400K-SPL3 | MGE Galaxy 6000 Unitary UPS 400KVA Complete Set - Spare Part Kit Level 3 | https://www.se.com/us/en/product/WG6T400K-SPL3 |  |  | SPARES 3PH | Unknown | MGE Galaxy | 96.80(kilos) 213.44(lbs) | 43.31x33.07x27.56(in) 110.00x84.00x70.00(cent) |  |  | 731304571322 | 43345.00 | 45700.00 | 82130.00
| WG6T450K-OPT1-SPL1 | MGE Galaxy 6000 Modular UPS 450KVA Emergency Set - Spare Part Kit Level 1 | https://www.se.com/us/en/product/WG6T450K-OPT1-SPL1 |  |  | SPARES 3PH | Unknown | MGE Galaxy | 12.97(kilos) 28.61(lbs) | 19.69x15.75x15.75(in) 50.00x40.00x40.00(cent) |  |  | 731304571339 | 11075.00 | 11700.00 | 20980.00
| WG6T450K-OPT1-SPL2 | MGE Galaxy 6000 Modular UPS 450KVA Support Set - Spare Part Kit Level 2 | https://www.se.com/us/en/product/WG6T450K-OPT1-SPL2 |  |  | SPARES 3PH | Unknown | MGE Galaxy | 57.88(kilos) 127.62(lbs) | 39.37x33.46x25.59(in) 100.00x85.00x65.00(cent) |  |  | 731304571346 | 24660.00 | 26000.00 | 46720.00
| WG6T450K-OPT1-SPL3 | MGE Galaxy 6000 Modular UPS 450KVA Complete Set - Spare Part Kit Level 3 | https://www.se.com/us/en/product/WG6T450K-OPT1-SPL3 |  |  | SPARES 3PH | Unknown | MGE Galaxy | 84.82(kilos) 187.03(lbs) | 39.37x27.56x24.65(in) 100.00x70.00x62.60(cent) |  |  | 731304571353 | 39525.00 | 41700.00 | 74890.00
| WG6T450K-OPT2-SPL2 | MGE Galaxy 6000 Parallel UPS 450KVA Support Set - Spare Part Kit Level 2 | https://www.se.com/us/en/product/WG6T450K-OPT2-SPL2 |  |  | SPARES 3PH | Unknown | MGE Galaxy | 46.90(kilos) 103.42(lbs) | 39.37x33.46x22.83(in) 100.00x85.00x58.00(cent) |  |  | 731304571360 | 25405.00 | 26800.00 | 48140.00
| WG6T450K-OPT2-SPL3 | MGE Galaxy 6000 Parallel UPS 450KVA Complete Set - Spare Part Kit Level 3 | https://www.se.com/us/en/product/WG6T450K-OPT2-SPL3 |  |  | SPARES 3PH | Unknown | MGE Galaxy | 64.86(kilos) 143.03(lbs) | 39.37x33.46x31.50(in) 100.00x85.00x80.00(cent) |  |  | 731304571377 | 37950.00 | 40000.00 | 71905.00
| WG6T450K-SPL1 | MGE Galaxy 6000 450KVA Emergency Set - Spare Part Kit Level 1 | https://www.se.com/us/en/product/WG6T450K-SPL1 |  |  | SPARES 3PH | Unknown | MGE Galaxy | 14.97(kilos) 33.01(lbs) | 31.50x14.80x19.69(in) 80.00x37.60x50.00(cent) |  |  | 731304571384 | 11805.00 | 12500.00 | 22365.00
| WG6T450K-SPL3 | MGE Galaxy 6000 Unitary UPS 450KVA Complete Set - Spare Part Kit Level 3 | https://www.se.com/us/en/product/WG6T450K-SPL3 |  |  | SPARES 3PH | Unknown | MGE Galaxy | 72.85(kilos) 160.63(lbs) | 39.37x27.56x21.65(in) 100.00x70.00x55.00(cent) |  |  | 731304571407 | 37120.00 | 39100.00 | 70335.00
| WG6T500K-OPT1-SPL1 | MGE Galaxy 6000 Modular UPS 500KVA Emergency Set - Spare Part Kit Level 1 | https://www.se.com/us/en/product/WG6T500K-OPT1-SPL1 |  |  | SPARES 3PH | Unknown | MGE Galaxy | 16.96(kilos) 37.41(lbs) | 19.69x15.75x15.75(in) 50.00x40.00x40.00(cent) |  |  | 731304571414 | 11305.00 | 11900.00 | 21420.00
| WG6T500K-OPT1-SPL2 | MGE Galaxy 6000 Modular UPS 500KVA Support Set - Spare Part Kit Level 2 | https://www.se.com/us/en/product/WG6T500K-OPT1-SPL2 |  |  | SPARES 3PH | Unknown | MGE Galaxy | 52.89(kilos) 116.62(lbs) | 39.37x27.56x21.65(in) 100.00x70.00x55.00(cent) |  |  | 731304571421 | 24905.00 | 26300.00 | 47185.00
| WG6T500K-OPT1-SPL3 | MGE Galaxy 6000 Modular UPS 500KVA Complete Set - Spare Part Kit Level 3 | https://www.se.com/us/en/product/WG6T500K-OPT1-SPL3 |  |  | SPARES 3PH | Unknown | MGE Galaxy | 141.70(kilos) 312.45(lbs) | 44.33x33.07x27.56(in) 112.60x84.00x70.00(cent) |  |  | 731304571438 | 40650.00 | 42800.00 | 77015.00
| WG6T500K-OPT2-SPL2 | MGE Galaxy 6000 Parallel UPS 500KVA Support Set - Spare Part Kit Level 2 | https://www.se.com/us/en/product/WG6T500K-OPT2-SPL2 |  |  | SPARES 3PH | Unknown | MGE Galaxy | 48.90(kilos) 107.82(lbs) | 39.37x33.46x22.83(in) 100.00x85.00x58.00(cent) |  |  | 731304571445 | 25640.00 | 27000.00 | 48580.00
| WG6T500K-OPT2-SPL3 | MGE Galaxy 6000 Parallel UPS 500KVA Complete Set - Spare Part Kit Level 3 | https://www.se.com/us/en/product/WG6T500K-OPT2-SPL3 |  |  | SPARES 3PH | Unknown | MGE Galaxy | 68.86(kilos) 151.83(lbs) | 39.37x33.46x22.83(in) 100.00x85.00x58.00(cent) |  |  | 731304571452 | 39100.00 | 41200.00 | 74080.00
| WG6T500K-OPT3-SPL2 | MGE Galaxy 6000 380-415V SBS 500KVA Support Set - Spare Part Kit Level 2 | https://www.se.com/us/en/product/WG6T500K-OPT3-SPL2 |  |  | SPARES 3PH | Unknown | MGE Galaxy | 9.98(kilos) 22.00(lbs) | 19.69x15.75x15.75(in) 50.00x40.00x40.00(cent) |  |  | 731304571469 | 5780.00 | 6100.00 | 10950.00
| WG6T500K-OPT3-SPL3 | MGE Galaxy 6000 380-415V SBS 500KVA Complete Set - Spare Part Kit Level 3 | https://www.se.com/us/en/product/WG6T500K-OPT3-SPL3 |  |  | SPARES 3PH | Unknown | MGE Galaxy | 39.22(kilos) 86.48(lbs) | 31.50x11.81x19.69(in) 80.00x30.00x50.00(cent) |  |  | 731304571476 | 9530.00 | 10100.00 | 18055.00
| WG6T500K-SPL1 | MGE Galaxy 6000 500KVA Emergency Set - Spare Part Kit Level 1 | https://www.se.com/us/en/product/WG6T500K-SPL1 |  |  | SPARES 3PH | Unknown | MGE Galaxy | 16.96(kilos) 37.41(lbs) | 20.87x15.75x15.75(in) 53.00x40.00x40.00(cent) |  |  | 731304571483 | 12045.00 | 12700.00 | 22815.00
| WG6T500K-SPL2 | MGE Galaxy 6000 Unitary UPS 500KVA Support Set - Spare Part Kit Level 2 | https://www.se.com/us/en/product/WG6T500K-SPL2 |  |  | SPARES 3PH | Unknown | MGE Galaxy | 52.89(kilos) 116.62(lbs) | 39.37x27.56x21.65(in) 100.00x70.00x55.00(cent) |  |  | 731304571490 | 25020.00 | 26400.00 | 47405.00
| WG6T500K-SPL3 | MGE Galaxy 6000 Unitary UPS 500KVA Complete Set - Spare Part Kit Level 3 | https://www.se.com/us/en/product/WG6T500K-SPL3 |  |  | SPARES 3PH | Unknown | MGE Galaxy | 126.73(kilos) 279.45(lbs) | 43.31x33.07x27.56(in) 110.00x84.00x70.00(cent) |  |  | 731304571506 | 38280.00 | 40300.00 | 72525.00
| WG6T600K-OPT2-SPL2 | MGE Galaxy 6000 Parallel UPS 600KVA Support Set - Spare Part Kit Level 2 | https://www.se.com/us/en/product/WG6T600K-OPT2-SPL2 |  |  | SPARES 3PH | Unknown | MGE Galaxy | 57.88(kilos) 127.62(lbs) | 39.37x27.56x21.65(in) 100.00x70.00x55.00(cent) |  |  | 731304571513 | 27715.00 | 29200.00 | 52515.00
| WG6T600K-OPT2-SPL3 | MGE Galaxy 6000 Parallel UPS 600KVA Complete Set - Spare Part Kit Level 3 | https://www.se.com/us/en/product/WG6T600K-OPT2-SPL3 |  |  | SPARES 3PH | Unknown | MGE Galaxy | 91.81(kilos) 202.43(lbs) | 43.31x33.07x27.56(in) 110.00x84.00x70.00(cent) |  |  | 731304571520 | 46355.00 | 48800.00 | 87825.00
| WG6T600K-SPL1 | MGE Galaxy 6000 600KVA Emergency Set - Spare Part Kit Level 1 | https://www.se.com/us/en/product/WG6T600K-SPL1 |  |  | SPARES 3PH | Unknown | MGE Galaxy | 14.94(kilos) 32.94(lbs) | 19.69x15.75x15.75(in) 50.00x40.00x40.00(cent) |  |  | 731304571537 | 10745.00 | 11400.00 | 20360.00
| WG6T600K-SPL2 | MGE Galaxy 6000 Unitary UPS 600KVA Support Set - Spare Part Kit Level 2 | https://www.se.com/us/en/product/WG6T600K-SPL2 |  |  | SPARES 3PH | Unknown | MGE Galaxy | 54.89(kilos) 121.02(lbs) | 39.37x27.56x21.65(in) 100.00x70.00x55.00(cent) |  |  | 731304571544 | 27090.00 | 28600.00 | 51330.00
| WG6T600K-SPL3 | MGE Galaxy 6000 Unitary UPS 600KVA Complete Set - Spare Part Kit Level 3 | https://www.se.com/us/en/product/WG6T600K-SPL3 |  |  | SPARES 3PH | Unknown | MGE Galaxy | 89.81(kilos) 198.03(lbs) | 43.31x33.07x27.56(in) 110.00x84.00x70.00(cent) |  |  | 731304571551 | 44885.00 | 47300.00 | 85045.00
| WG6T2000K-SPL3 | MGE Galaxy 6000 380-415V SBS 2000KVA Complete Set - Spare Part Kit Level 3 | https://www.se.com/us/en/product/WG6T2000K-SPL3 |  |  | SPARES 3PH | Unknown | MGE Galaxy | 17.96(kilos) 39.61(lbs) | 33.50x14.80x19.69(in) 85.10x37.60x50.00(cent) |  |  | 731304571162 | 17995.00 | 19000.00 | 34100.00
| WG7T160/200K-SPL1 | MGE GALAXY 7000 160 / 200KVA EMERGENCY SET - SPARE PART KIT LEVEL 1 | https://www.se.com/us/en/product/WG7T160/200K-SPL1 |  |  | SPARES 3PH | Unknown | Unknown | [5 empty] | 819.00 | 869.00 | 1555.00
| WG7T160/200K-SPL2 | MGE GALAXY 7000 160 / 200KVA SUPPORT SET - SPARE PART KIT LEVEL 2 | https://www.se.com/us/en/product/WG7T160/200K-SPL2 |  |  | SPARES 3PH | Unknown | Unknown | [5 empty] | 5675.00 | 5975.00 | 10750.00
| WG7T160/200K-SPL3 | MGE GALAXY 7000 160 / 200KVA COMPLETE SET - SPARE PART KIT LEVEL 3 | https://www.se.com/us/en/product/WG7T160/200K-SPL3 |  |  | SPARES 3PH | Unknown | Unknown | [5 empty] | 8685.00 | 9150.00 | 16455.00
| WG7T250/300K-SPL1 | MGE Galaxy 7000 250/300KVA Emergency Set - Spare Part Kit Level 1 | https://www.se.com/us/en/product/WG7T250/300K-SPL1 |  |  | SPARES 3PH | Unknown | MGE Galaxy | [5 empty] | 893.00 | 949.00 | 1695.00
| WG7T250/300K-SPL2 | MGE Galaxy 7000 250/300KVA Support Set - Spare Part Kit Level 2 | https://www.se.com/us/en/product/WG7T250/300K-SPL2 |  |  | SPARES 3PH | Unknown | Unknown | [5 empty] | 4490.00 | 4725.00 | 8500.00
| WG7T250/300K-SPL3 | MGE Galaxy 7000 250/300KVA Complete Set - Spare Part Kit Level 3 | https://www.se.com/us/en/product/WG7T250/300K-SPL3 |  |  | SPARES 3PH | Unknown | Unknown | [5 empty] | 10870.00 | 11500.00 | 20590.00
| WG7T400K-SPL1 | MGE Galaxy 7000 400KVA Emergency Set - Spare Part Kit Level 1 | https://www.se.com/us/en/product/WG7T400K-SPL1 |  |  | SPARES 3PH | Unknown | MGE Galaxy | 9.98(kilos) 22.00(lbs) | 31.50x11.81x19.69(in) 80.00x30.00x50.00(cent) |  |  | 731304571667 | 2390.00 | 2525.00 | 4525.00
| WG7T400K-SPL2 | MGE Galaxy 7000 400KVA Support Set - Spare Part Kit Level 2 | https://www.se.com/us/en/product/WG7T400K-SPL2 |  |  | SPARES 3PH | Unknown | MGE Galaxy | 19.96(kilos) 44.01(lbs) | 31.50x11.81x19.69(in) 80.00x30.00x50.00(cent) |  |  | 731304571674 | 7155.00 | 7550.00 | 13550.00
| WG7T400K-SPL3 | MGE Galaxy 7000 400KVA Complete Set - Spare Part Kit Level 3 | https://www.se.com/us/en/product/WG7T400K-SPL3 |  |  | SPARES 3PH | Unknown | MGE Galaxy | 19.96(kilos) 44.01(lbs) | 31.50x11.81x19.69(in) 80.00x30.00x50.00(cent) |  |  | 731304571681 | 11330.00 | 12000.00 | 21460.00
| WG7T500K-SPL1 | MGE Galaxy 7000 500KVA Emergency Set - Spare Part Kit Level 1 | https://www.se.com/us/en/product/WG7T500K-SPL1 |  |  | SPARES 3PH | Unknown | MGE Galaxy | 9.98(kilos) 22.00(lbs) | 31.50x11.81x19.69(in) 80.00x30.00x50.00(cent) |  |  | 731304571698 | 1725.00 | 1825.00 | 3265.00
| WG7T500K-SPL2 | MGE Galaxy 7000 500KVA Support Set - Spare Part Kit Level 2 | https://www.se.com/us/en/product/WG7T500K-SPL2 |  |  | SPARES 3PH | Unknown | MGE Galaxy | 12.97(kilos) 28.61(lbs) | 31.50x11.81x19.69(in) 80.00x30.00x50.00(cent) |  |  | 731304571704 | 7275.00 | 7675.00 | 13780.00
| WG7T500K-SPL3 | MGE Galaxy 7000 500KVA Complete Set - Spare Part Kit Level 3 | https://www.se.com/us/en/product/WG7T500K-SPL3 |  |  | SPARES 3PH | Unknown | MGE Galaxy | 34.93(kilos) 77.01(lbs) | 31.50x11.81x19.69(in) 80.00x30.00x50.00(cent) |  |  | 731304571711 | 17775.00 | 18800.00 | 33675.00
| WG7T800K-SPL2 | MGE Galaxy 7000 800KVA Support Set - Spare Part Kit Level 2 | https://www.se.com/us/en/product/WG7T800K-SPL2 |  |  | SPARES 3PH | Unknown | MGE Galaxy | 12.95(kilos) 28.55(lbs) | 31.50x11.81x19.69(in) 80.00x30.00x50.00(cent) |  |  | 731304571728 | 2305.00 | 2425.00 | 4365.00
| WG7T800K-SPL3 | MGE Galaxy 7000 800KVA Complete Set - Spare Part Kit Level 3 | https://www.se.com/us/en/product/WG7T800K-SPL3 |  |  | SPARES 3PH | Unknown | MGE Galaxy | 34.85(kilos) 76.85(lbs) | 31.50x11.81x19.69(in) 80.00x30.00x50.00(cent) |  |  | 731304571735 | 3610.00 | 3800.00 | 6835.00
| WG9T900K-OPT2-SPL2 | MGE Galaxy 9000 Parallel UPS 900KVA Support Set - Spare Part Kit Level 2 | https://www.se.com/us/en/product/WG9T900K-OPT2-SPL2 |  |  | SPARES 3PH | Unknown | MGE Galaxy | 39.92(kilos) 88.01(lbs) | 31.50x15.75x23.62(in) 80.00x40.00x60.00(cent) |  |  | 731304571780 | 26650.00 | 28100.00 | 50490.00
| WG9T900K-OPT2-SPL3 | MGE Galaxy 9000 Parallel UPS 900KVA Complete Set - Spare Part Kit Level 3 | https://www.se.com/us/en/product/WG9T900K-OPT2-SPL3 |  |  | SPARES 3PH | Unknown | MGE Galaxy | 82.83(kilos) 182.63(lbs) | 39.37x23.62x21.65(in) 100.00x60.00x55.00(cent) |  |  | 731304571797 | 47465.00 | 50000.00 | 89935.00
| WG9T900K-SPL1 | MGE Galaxy 9000 900KVA Emergency Set - Spare Part Kit Level 1 | https://www.se.com/us/en/product/WG9T900K-SPL1 |  |  | SPARES 3PH | Unknown | MGE Galaxy | 23.95(kilos) 52.81(lbs) | 17.72x10.63x12.60(in) 45.00x27.00x32.00(cent) |  |  | 731304571803 | 8195.00 | 8625.00 | 15525.00
| WG9T900K-SPL2 | MGE Galaxy 9000 900KVA Support Set - Spare Part Kit Level 2 | https://www.se.com/us/en/product/WG9T900K-SPL2 |  |  | SPARES 3PH | Unknown | MGE Galaxy | 45.90(kilos) 101.22(lbs) | 31.50x15.75x23.62(in) 80.00x40.00x60.00(cent) |  |  | 731304571810 | 25920.00 | 27300.00 | 49105.00
| WG9T900K-SPL3 | MGE Galaxy 9000 900KVA Complete Set - Spare Part Kit Level 3 | https://www.se.com/us/en/product/WG9T900K-SPL3 |  |  | SPARES 3PH | Unknown | MGE Galaxy | 81.83(kilos) 180.43(lbs) | 39.37x27.56x21.65(in) 100.00x70.00x55.00(cent) |  |  | 731304571827 | 46730.00 | 49200.00 | 88540.00
| WG9T1200K-SPL2 | MGE Galaxy 9000 380-400V SBS 1200KVA Support Set - Spare Part Kit Level 2 | https://www.se.com/us/en/product/WG9T1200K-SPL2 |  |  | SPARES 3PH | Unknown | MGE Galaxy | 9.98(kilos) 22.00(lbs) | 19.69x15.75x15.75(in) 50.00x40.00x40.00(cent) |  |  | 731304571742 | 7475.00 | 7875.00 | 14160.00
| WG9T1200K-SPL3 | MGE Galaxy 9000 380-400V SBS 1200KVA Complete Set - Spare Part Kit Level 3 | https://www.se.com/us/en/product/WG9T1200K-SPL3 |  |  | SPARES 3PH | Unknown | MGE Galaxy | 11.98(kilos) 26.40(lbs) | 31.50x11.81x19.69(in) 80.00x30.00x50.00(cent) |  |  | 731304571759 | 13695.00 | 14500.00 | 25945.00
| WG9T2000K-SPL2 | MGE Galaxy 9000 380-415V SBS 2000KVA Support Set - Spare Part Kit Level 2 | https://www.se.com/us/en/product/WG9T2000K-SPL2 |  |  | SPARES 3PH | Unknown | MGE Galaxy | 10.98(kilos) 24.20(lbs) | 19.69x16.93x15.75(in) 50.00x43.00x40.00(cent) |  |  | 731304571766 | 9700.00 | 10300.00 | 18375.00
| WG9T2000K-SPL3 | MGE Galaxy 9000 380-415V SBS 2000KVA Complete Set - Spare Part Kit Level 3 | https://www.se.com/us/en/product/WG9T2000K-SPL3 |  |  | SPARES 3PH | Unknown | MGE Galaxy | 17.96(kilos) 39.61(lbs) | 35.51x14.80x19.69(in) 90.20x37.60x50.00(cent) |  |  | 731304571773 | 17995.00 | 19000.00 | 34100.00
| WGVS10-20K-SPL2 | Galaxy VS 10-20 KVA Narrow Spare Parts Kit Level 2 | https://www.se.com/us/en/product/WGVS10-20K-SPL2 |  |  | SPARES 3PH | Unknown | Galaxy VS |  |  |  |  | 731304571865 | 15770.00 | 16600.00 | 29880.00
| WGVS10-50K-SPL2 | Galaxy VS 30-50 KVA Wide Spare Parts Kit Level 2 | https://www.se.com/us/en/product/WGVS10-50K-SPL2 |  |  | SPARES 3PH | Unknown | Galaxy VS |  |  |  |  | 731304571872 | 28090.00 | 29600.00 | 53220.00
| WGVS20-100K-SPL2 | 60-100 KVA UPS External Batt Spare Parts Kit Level 2 | https://www.se.com/us/en/product/WGVS20-100K-SPL2 |  |  | SPARES 3PH | Unknown | Galaxy VS |  |  |  |  | 731304434863 | 26440.00 | 27900.00 | 50090.00
| WGVS20-150K-SPL2 | 100-150 KVA UPS External Batt Spare Parts Kit Level 2 | https://www.se.com/us/en/product/WGVS20-150K-SPL2 |  |  | SPARES 3PH | Unknown | Galaxy VS |  |  |  |  | 731304571902 | 26440.00 | 27900.00 | 50090.00
| WINSTL-BM-02 | Assembly Service for (1) Batt Manager Expansion System Module - Tab Washers Already Installed | https://www.se.com/us/en/product/WINSTL-BM-02 |  |  | SP POWER INSTALL | Unknown | Installation Services for Critical Power & Cooling | [5 empty] | 2990.00 | 4350.00 | 5385.00
| WINSTL-MDC-01 | Assembly, Start-UPS, and Integration Service for (1) Level 1 Micro DC | https://www.se.com/us/en/product/WINSTL-MDC-01 |  |  | SP POWER INSTALL | Unknown | Installation Services for Critical Power & Cooling |  |  |  |  | 731304394181 | 3075.00 | 4475.00 | 5535.00
| WINSTL-MDC-02 | Assembly, Start-UPS, and Integration Service for (1) Level 2 Micro DC | https://www.se.com/us/en/product/WINSTL-MDC-02 |  |  | SP POWER INSTALL | Unknown | Installation Services for Critical Power & Cooling |  |  |  |  | 731304394198 | 4230.00 | 6150.00 | 7610.00
| WINSTL-MDC-03 | Assembly, Start-UPS, and Integration Service for (1) Level 3 Micro DC | https://www.se.com/us/en/product/WINSTL-MDC-03 |  |  | SP POWER INSTALL | Unknown | Installation Services for Critical Power & Cooling |  |  |  |  | 731304394204 | 7685.00 | 11200.00 | 13835.00
| WINT-E3L250-300-L1 | Pro Plus Intervention Kit for Easy UPS 3L 250KH, 300KH and Galaxy UPS 250KHT, 300KHT | https://www.se.com/us/en/product/WINT-E3L250-300-L1 |  |  | SPARES 3PH | Unknown | Spare Parts Kits for UPS | 15.00(kilos) 33.08(lbs) | 3.94x3.94x3.94(in) 10.00x10.00x10.00(cent) |  |  | 731304645726 | 16765.00 | 17700.00 | 31765.00
| WINT-E3L400KH-L1 | Pro Plus Intervention Kit for Easy UPS 3L 400KH and Galaxy UPS 3L 400KHT | https://www.se.com/us/en/product/WINT-E3L400KH-L1 |  |  | SPARES 3PH | Unknown | Spare Parts Kits for UPS | 10.00(kilos) 22.05(lbs) | 3.94x7.87x7.87(in) 10.00x20.00x20.00(cent) |  |  | 731304645733 | 17030.00 | 18000.00 | 32265.00
| WINT-E3L500KH-L1 | Pro Plus Intervention Kit for Easy UPS 3L 500KH and Galaxy UPS 3L 500KHT | https://www.se.com/us/en/product/WINT-E3L500KH-L1 |  |  | SPARES 3PH | Unknown | Spare Parts Kits for UPS | 10.00(kilos) 22.05(lbs) | 3.94x7.87x7.87(in) 10.00x20.00x20.00(cent) |  |  | 731304645740 | 19250.00 | 20300.00 | 36470.00
| WINT-E3L600KH-L1 | Pro Plus Intervention Kit for Easy UPS 3L 600KH and Galaxy UPS 3L 600KHT | https://www.se.com/us/en/product/WINT-E3L600KH-L1 |  |  | SPARES 3PH | Unknown | Spare Parts Kits for UPS | 10.00(kilos) 22.05(lbs) | 3.94x7.87x7.87(in) 10.00x20.00x20.00(cent) |  |  | 731304645757 | 21625.00 | 22800.00 | 40975.00
| WINT-E3M60KH-L1 | Pro Plus Intervention Kit for Easy UPS 3M 60KHB | https://www.se.com/us/en/product/WINT-E3M60KH-L1 |  |  | SPARES 3PH | Unknown | Spare Parts Kits for UPS | 10.00(kilos) 22.05(lbs) | 3.94x7.87x7.87(in) 10.00x20.00x20.00(cent) |  |  | 731304645818 | 12350.00 | 13000.00 | 23395.00
| WINT-E3M60KHB-L1 | Pro Plus Intervention Kit for Easy UPS 3M 60KH | https://www.se.com/us/en/product/WINT-E3M60KHB-L1 |  |  | SPARES 3PH | Unknown | Spare Parts Kits for UPS | 10.00(kilos) 22.05(lbs) | 3.94x7.87x7.87(in) 10.00x20.00x20.00(cent) |  |  | 731304645801 | 11700.00 | 12400.00 | 22165.00
| WINT-E3M80KH-L1 | Pro Plus Intervention Kit for Easy UPS 3M 80KHB | https://www.se.com/us/en/product/WINT-E3M80KH-L1 |  |  | SPARES 3PH | Unknown | Spare Parts Kits for UPS | 10.00(kilos) 22.05(lbs) | 3.94x7.87x7.87(in) 10.00x20.00x20.00(cent) |  |  | 731304645832 | 10380.00 | 11000.00 | 19660.00
| WINT-E3M80KHB-L1 | Pro Plus Intervention Kit for Easy UPS 3M 80KH | https://www.se.com/us/en/product/WINT-E3M80KHB-L1 |  |  | SPARES 3PH | Unknown | Spare Parts Kits for UPS | 10.00(kilos) 22.05(lbs) | 3.94x7.87x7.87(in) 10.00x20.00x20.00(cent) |  |  | 731304645825 | 9690.00 | 10200.00 | 18355.00
| WINT-E3M100KH-L1 | Pro Plus Intervention Kit for Easy UPS 3M 100KH and 50KFN | https://www.se.com/us/en/product/WINT-E3M100KH-L1 |  |  | SPARES 3PH | Unknown | Spare Parts Kits for UPS | 10.00(kilos) 22.05(lbs) | 3.94x7.87x7.87(in) 10.00x20.00x20.00(cent) |  |  | 731304645764 | 10530.00 | 11100.00 | 19945.00
| WINT-E3M120KH-L1 | Pro Plus Intervention Kit for Easy UPS 3M 120KH and 60KFN | https://www.se.com/us/en/product/WINT-E3M120KH-L1 |  |  | SPARES 3PH | Unknown | Spare Parts Kits for UPS | 10.00(kilos) 22.05(lbs) | 3.94x7.87x7.87(in) 10.00x20.00x20.00(cent) |  |  | 731304645771 | 14150.00 | 14900.00 | 26810.00
| WINT-E3M160KH-L1 | Pro Plus Intervention Kit for Easy UPS 3M 160KH and 80KFN | https://www.se.com/us/en/product/WINT-E3M160KH-L1 |  |  | SPARES 3PH | Unknown | Spare Parts Kits for UPS | 10.00(kilos) 22.05(lbs) | 3.94x7.87x7.87(in) 10.00x20.00x20.00(cent) |  |  | 731304645788 | 14435.00 | 15200.00 | 27350.00
| WINT-E3M200KH-L1 | Pro Plus Intervention Kit for Easy UPS 3M 200KH and 100KFN | https://www.se.com/us/en/product/WINT-E3M200KH-L1 |  |  | SPARES 3PH | Unknown | Spare Parts Kits for UPS | 10.00(kilos) 22.05(lbs) | 3.94x7.87x7.87(in) 10.00x20.00x20.00(cent) |  |  | 731304645795 | 11255.00 | 11900.00 | 21320.00
| WINT-E3S10K-L1 | Essential Intervention Kit for Easy UPS 3S 10K | https://www.se.com/us/en/product/WINT-E3S10K-L1 |  |  | SPARES 3PH | Unknown | Spare Parts Kits for UPS | 12.00(kilos) 26.46(lbs) | 9.84x31.50x23.62(in) 25.00x80.00x60.00(cent) |  |  | 731304642657 | 207.00 | 219.99 | 391.00
| WINT-E3S10K-L2 | Pro Plus Intervention Kit for Easy UPS 3S 10K | https://www.se.com/us/en/product/WINT-E3S10K-L2 |  |  | SPARES 3PH | Unknown | Spare Parts Kits for UPS | 25.00(kilos) 55.13(lbs) | 26.77x47.24x39.37(in) 68.00x120.00x100.00(cent) |  |  | 731304643302 | 5820.00 | 6125.00 | 11025.00
| WINT-E3S10KFB-L1 | Essential Intervention Kit for Easy UPS 3S 10KFB | https://www.se.com/us/en/product/WINT-E3S10KFB-L1 |  |  | SPARES 3PH | Unknown | Spare Parts Kits for UPS | 12.00(kilos) 26.46(lbs) | 16.54x31.50x23.62(in) 42.00x80.00x60.00(cent) |  |  | 731304643296 | 374.00 | 399.99 | 708.00
| WINT-E3S10KFB-L2 | Pro Plus Intervention Kit for Easy UPS 3S 10K | https://www.se.com/us/en/product/WINT-E3S10KFB-L2 |  |  | SPARES 3PH | Unknown | Spare Parts Kits for UPS | 40.00(kilos) 88.20(lbs) | 39.37x47.24x39.37(in) 100.00x120.00x100.00(cent) |  |  | 731304642633 | 7855.00 | 8275.00 | 14880.00
| WINT-E3S15-20FB-L1 | Essential Intervention Kit for Easy UPS 3S 15-20FB | https://www.se.com/us/en/product/WINT-E3S15-20FB-L1 |  |  | SPARES 3PH | Unknown | Spare Parts Kits for UPS | 12.00(kilos) 26.46(lbs) | 16.54x31.50x23.62(in) 42.00x80.00x60.00(cent) |  |  | 731304643371 | 259.00 | 279.99 | 490.00
| WINT-E3S15-20FB-L2 | Pro Plus Intervention Kit for Easy UPS 3S 15-20FB | https://www.se.com/us/en/product/WINT-E3S15-20FB-L2 |  |  | SPARES 3PH | Unknown | Spare Parts Kits for UPS | 30.00(kilos) 66.15(lbs) | 26.77x47.24x39.37(in) 68.00x120.00x100.00(cent) |  |  | 731304643388 | 12465.00 | 13200.00 | 23610.00
| WINT-E3S15K3I-L1 | Essential Intervention Kit for Easy UPS 3S 15K3I | https://www.se.com/us/en/product/WINT-E3S15K3I-L1 |  |  | SPARES 3PH | Unknown | Spare Parts Kits for UPS | 12.00(kilos) 26.46(lbs) | 9.84x31.50x23.62(in) 25.00x80.00x60.00(cent) |  |  | 731304642664 | 422.00 | 449.00 | 800.00
| WINT-E3S15K3I-L2 | Pro Plus Intervention Kit for Easy UPS 3S 15K3I | https://www.se.com/us/en/product/WINT-E3S15K3I-L2 |  |  | SPARES 3PH | Unknown | Spare Parts Kits for UPS | 40.00(kilos) 88.20(lbs) | 39.37x47.24x39.37(in) 100.00x120.00x100.00(cent) |  |  | 731304642671 | 6440.00 | 6800.00 | 12200.00
| WINT-E3S15KH-L1 | Essential Intervention Kit for Easy UPS 3S 15KH | https://www.se.com/us/en/product/WINT-E3S15KH-L1 |  |  | SPARES 3PH | Unknown | Spare Parts Kits for UPS | 12.00(kilos) 26.46(lbs) | 9.84x31.50x23.62(in) 25.00x80.00x60.00(cent) |  |  | 731304642725 | 285.00 | 309.99 | 540.00
| WINT-E3S15KH-L2 | Pro Plus Intervention Kit for Easy UPS 3S 15KH | https://www.se.com/us/en/product/WINT-E3S15KH-L2 |  |  | SPARES 3PH | Unknown | Spare Parts Kits for UPS | 40.00(kilos) 88.20(lbs) | 39.37x47.24x39.37(in) 100.00x120.00x100.00(cent) |  |  | 731304642732 | 6240.00 | 6575.00 | 11825.00
| WINT-E3S20K3I-L1 | Essential Intervention Kit for Easy UPS 3S 20K3I | https://www.se.com/us/en/product/WINT-E3S20K3I-L1 |  |  | SPARES 3PH | Unknown | Spare Parts Kits for UPS | 12.00(kilos) 26.46(lbs) | 9.84x31.50x23.62(in) 25.00x80.00x60.00(cent) |  |  | 731304642763 | 347.00 | 369.99 | 657.00
| WINT-E3S20K3I-L2 | Pro Plus Intervention Kit for Easy UPS 3S 20K3I | https://www.se.com/us/en/product/WINT-E3S20K3I-L2 |  |  | SPARES 3PH | Unknown | Spare Parts Kits for UPS | 40.00(kilos) 88.20(lbs) | 39.37x47.24x39.37(in) 100.00x120.00x100.00(cent) |  |  | 731304642770 | 8700.00 | 9175.00 | 16485.00
| WINT-E3S20KH-L1 | Essential Intervention Kit for Easy UPS 3S 20KH and 10KFB1 | https://www.se.com/us/en/product/WINT-E3S20KH-L1 |  |  | SPARES 3PH | Unknown | Spare Parts Kits for UPS | 12.00(kilos) 26.46(lbs) | 9.84x31.50x23.62(in) 25.00x80.00x60.00(cent) |  |  | 731304642800 | 347.00 | 369.99 | 657.00
| WINT-E3S20KH-L2 | Pro Plus Intervention Kit for Easy UPS 3S 20KH and 10KFB1 | https://www.se.com/us/en/product/WINT-E3S20KH-L2 |  |  | SPARES 3PH | Unknown | Spare Parts Kits for UPS | 40.00(kilos) 88.20(lbs) | 39.37x47.24x39.37(in) 100.00x120.00x100.00(cent) |  |  | 731304642817 | 8590.00 | 9050.00 | 16275.00
| WINT-E3S30K3I-L1 | Essential Intervention Kit for Easy UPS 3S 30K3I | https://www.se.com/us/en/product/WINT-E3S30K3I-L1 |  |  | SPARES 3PH | Unknown | Spare Parts Kits for UPS | 12.00(kilos) 26.46(lbs) | 9.84x31.50x23.62(in) 25.00x80.00x60.00(cent) |  |  | 731304642824 | 338.00 | 359.99 | 639.00
| WINT-E3S30K3I-L2 | Pro Plus Intervention Kit for Easy UPS 3S 30K3I | https://www.se.com/us/en/product/WINT-E3S30K3I-L2 |  |  | SPARES 3PH | Unknown | Spare Parts Kits for UPS | 40.00(kilos) 88.20(lbs) | 39.37x47.24x39.37(in) 100.00x120.00x100.00(cent) |  |  | 731304642831 | 9460.00 | 9975.00 | 17920.00
| WINT-E3S30KFB-L1 | Essential Intervention Kit for Easy UPS 3S 30KFB | https://www.se.com/us/en/product/WINT-E3S30KFB-L1 |  |  | SPARES 3PH | Unknown | Spare Parts Kits for UPS | 12.00(kilos) 26.46(lbs) | 9.84x31.50x23.62(in) 25.00x80.00x60.00(cent) |  |  | 731304642848 | 258.00 | 279.99 | 488.00
| WINT-E3S30KFB-L2 | Pro Plus Intervention Kit for Easy UPS 3S 30KFB | https://www.se.com/us/en/product/WINT-E3S30KFB-L2 |  |  | SPARES 3PH | Unknown | Spare Parts Kits for UPS | 40.00(kilos) 88.20(lbs) | 39.37x47.24x39.37(in) 100.00x120.00x100.00(cent) |  |  | 731304642855 | 13775.00 | 14500.00 | 26095.00
| WINT-E3S30KH-L1 | Essential Intervention Kit for Easy UPS 3S 30KH and 15KFB1 | https://www.se.com/us/en/product/WINT-E3S30KH-L1 |  |  | SPARES 3PH | Unknown | Spare Parts Kits for UPS | 12.00(kilos) 26.46(lbs) | 9.84x31.50x23.62(in) 25.00x80.00x60.00(cent) |  |  | 731304642862 | 338.00 | 359.99 | 639.00
| WINT-E3S30KH-L2 | Pro Plus Intervention Kit for Easy UPS 3S 30KH and 15KFB1 | https://www.se.com/us/en/product/WINT-E3S30KH-L2 |  |  | SPARES 3PH | Unknown | Spare Parts Kits for UPS | 40.00(kilos) 88.20(lbs) | 39.37x47.24x39.37(in) 100.00x120.00x100.00(cent) |  |  | 731304642879 | 9075.00 | 9550.00 | 17190.00
| WINT-E3S40KFB-L1 | Essential Intervention Kit for Easy UPS 3S 40KFB | https://www.se.com/us/en/product/WINT-E3S40KFB-L1 |  |  | SPARES 3PH | Unknown | Spare Parts Kits for UPS | 12.00(kilos) 26.46(lbs) | 9.84x31.50x23.62(in) 25.00x80.00x60.00(cent) |  |  | 731304642886 | 725.00 | 769.00 | 1375.00
| WINT-E3S40KFB-L2 | Pro Plus Intervention Kit for Easy UPS 3S 40KFB | https://www.se.com/us/en/product/WINT-E3S40KFB-L2 |  |  | SPARES 3PH | Unknown | Spare Parts Kits for UPS | 40.00(kilos) 88.20(lbs) | 39.37x47.24x39.37(in) 100.00x120.00x100.00(cent) |  |  | 731304642893 | 16700.00 | 17600.00 | 31635.00
| WINT-E3S40KH-L1 | Essential Intervention Kit for Easy UPS 3S 40KHB and 20KFB1 | https://www.se.com/us/en/product/WINT-E3S40KH-L1 |  |  | SPARES 3PH | Unknown | Spare Parts Kits for UPS | 12.00(kilos) 26.46(lbs) | 9.84x31.50x23.62(in) 25.00x80.00x60.00(cent) |  |  | 731304638841 | 274.00 | 289.99 | 519.00
| WINT-E3S40KH-L2 | Pro Plus Intervention Kit for Easy UPS 3S 40KHB and 20KFB1 | https://www.se.com/us/en/product/WINT-E3S40KH-L2 |  |  | SPARES 3PH | Unknown | Spare Parts Kits for UPS | 40.00(kilos) 88.20(lbs) | 39.37x47.24x39.37(in) 100.00x120.00x100.00(cent) |  |  | 731304638858 | 7815.00 | 8225.00 | 14805.00
| WINT-E3S40KHB-L1 | Essential Intervention Kit for Easy UPS 3S 40KH | https://www.se.com/us/en/product/WINT-E3S40KHB-L1 |  |  | SPARES 3PH | Unknown | Spare Parts Kits for UPS | 12.00(kilos) 26.46(lbs) | 16.54x31.50x23.62(in) 42.00x80.00x60.00(cent) |  |  | 731304643319 | 275.00 | 289.99 | 521.00
| WINT-E3S40KHB-L2 | Pro Plus Intervention Kit for Easy UPS 3S 40KH | https://www.se.com/us/en/product/WINT-E3S40KHB-L2 |  |  | SPARES 3PH | Unknown | Spare Parts Kits for UPS | 27.00(kilos) 59.53(lbs) | 26.77x47.24x39.37(in) 68.00x120.00x100.00(cent) |  |  | 731304643326 | 7620.00 | 8025.00 | 14435.00
| WITEDS1YOFW-SDL-11 | 1 YR On-Site (Out of Factory Wty) IT Expert Enabled Dispatch Service for Li-Ion Smart-UPS L11 | https://www.se.com/us/en/product/WITEDS1YOFW-SDL-11 |  |  | FAMILY OTHER FOR SPIBS | Unknown | Unknown |  |  |  |  | 731304628507 | 305.00 | 439.00 | 535.00
| WITEDS1YOFW-SDL-12 | 1 YR On-Site (Out of Factory Wty) IT Expert Enabled Dispatch Service for Li-Ion Smart-UPS L12 | https://www.se.com/us/en/product/WITEDS1YOFW-SDL-12 |  |  | FAMILY OTHER FOR SPIBS | Unknown | Unknown |  |  |  |  | 731304628514 | 328.00 | 469.00 | 576.00
| WITEDS1YOFW-SDL-13 | 1 YR On-Site (Out of Factory Wty) IT Expert Enabled Dispatch Service for Li-Ion Smart-UPS L13 | https://www.se.com/us/en/product/WITEDS1YOFW-SDL-13 |  |  | FAMILY OTHER FOR SPIBS | Unknown | Unknown |  |  |  |  | 731304628521 | 410.00 | 589.00 | 720.00
| WITEDS1YOFW-SDL-14 | 1 YR On-Site (Out of Factory Wty) IT Expert Enabled Dispatch Service for Li-Ion Smart-UPS L14 | https://www.se.com/us/en/product/WITEDS1YOFW-SDL-14 |  |  | FAMILY OTHER FOR SPIBS | Unknown | Unknown |  |  |  |  | 731304628538 | 550.00 | 779.00 | 965.00
| WITEDS1YOFW-SDL-15 | 1 YR On-Site (Out of Factory Wty) IT Expert Enabled Dispatch Service for Li-Ion Smart-UPS L15 | https://www.se.com/us/en/product/WITEDS1YOFW-SDL-15 |  |  | FAMILY OTHER FOR SPIBS | Unknown | Unknown |  |  |  |  | 731304628545 | 740.00 | 1050.00 | 1300.00
| WITEDS1YOFW-SDL-16 | 1 YR On-Site (Out of Factory Wty) IT Expert Enabled Dispatch Service for Li-Ion Smart-UPS L16 | https://www.se.com/us/en/product/WITEDS1YOFW-SDL-16 |  |  | FAMILY OTHER FOR SPIBS | Unknown | Unknown |  |  |  |  | 731304628552 | 1075.00 | 1525.00 | 1890.00
| WITEDS1YOFW-SDL-17 | 1 YR On-Site (Out of Factory Wty) IT Expert Enabled Dispatch Service for Li-Ion Smart-UPS L17 | https://www.se.com/us/en/product/WITEDS1YOFW-SDL-17 |  |  | FAMILY OTHER FOR SPIBS | Unknown | Unknown |  |  |  |  | 731304628569 | 1720.00 | 2450.00 | 3025.00
| WITEDS1YOFW-SDL-18 | 1 YR On-Site (Out of Factory Wty) IT Expert Enabled Dispatch Service for Li-Ion Smart-UPS L18 | https://www.se.com/us/en/product/WITEDS1YOFW-SDL-18 |  |  | FAMILY OTHER FOR SPIBS | Unknown | Unknown |  |  |  |  | 731304628576 | 2250.00 | 3200.00 | 3950.00
| WITEDS1YR-AD-01 | 1 YR On-Site Upg to Factory Wty for Accessories with IT Expert Enabled Dispatch Service | https://www.se.com/us/en/product/WITEDS1YR-AD-01 |  |  | FAMILY OTHER FOR SPIBS | Unknown | Unknown |  |  |  |  | 731304628385 | 73.00 | 109.99 | 128.00
| WITEDS1YR-AD-02 | 1 YR On-Site Upg to Factory Wty for Accessories with IT Expert Enabled Dispatch Service | https://www.se.com/us/en/product/WITEDS1YR-AD-02 |  |  | FAMILY OTHER FOR SPIBS | Unknown | Unknown |  |  |  |  | 731304628392 | 73.00 | 109.99 | 128.00
| WITEDS1YR-AD-03 | 1 YR On-Site Upg to Factory Wty for Accessories with IT Expert Enabled Dispatch Service | https://www.se.com/us/en/product/WITEDS1YR-AD-03 |  |  | FAMILY OTHER FOR SPIBS | Unknown | Unknown |  |  |  |  | 731304628408 | 93.00 | 139.99 | 162.00
| WITEDS1YR-AD-04 | 1 YR On-Site Upg to Factory Wty for Accessories with IT Expert Enabled Dispatch Service | https://www.se.com/us/en/product/WITEDS1YR-AD-04 |  |  | FAMILY OTHER FOR SPIBS | Unknown | Unknown |  |  |  |  | 731304628415 | 168.00 | 239.99 | 294.00
| WITEDS1YR-SD-01 | 1 YR On-Site Upgrade to Factory Warranty with IT Expert Enabled Dispatch Service | https://www.se.com/us/en/product/WITEDS1YR-SD-01 |  |  | FAMILY OTHER FOR SPIBS | Unknown | Unknown |  |  |  |  | 731304627982 | 68.00 | 99.99 | 119.00
| WITEDS1YR-SD-02 | 1 YR On-Site Upgrade to Factory Warranty with IT Expert Enabled Dispatch Service | https://www.se.com/us/en/product/WITEDS1YR-SD-02 |  |  | FAMILY OTHER FOR SPIBS | Unknown | Unknown |  |  |  |  | 731304627999 | 68.00 | 99.99 | 119.00
| WITEDS1YR-SD-03 | 1 YR On-Site Upgrade to Factory Warranty with IT Expert Enabled Dispatch Service | https://www.se.com/us/en/product/WITEDS1YR-SD-03 |  |  | FAMILY OTHER FOR SPIBS | Unknown | Unknown |  |  |  |  | 731304628002 | 87.00 | 129.99 | 152.00
| WITEDS1YR-SD-04 | 1 YR On-Site Upgrade to Factory Warranty with IT Expert Enabled Dispatch Service | https://www.se.com/us/en/product/WITEDS1YR-SD-04 |  |  | FAMILY OTHER FOR SPIBS | Unknown | Unknown |  |  |  |  | 731304628019 | 156.00 | 229.99 | 274.00
| WITEDS1YR-SD-05 | 1 YR On-Site Upgrade to Factory Warranty with IT Expert Enabled Dispatch Service | https://www.se.com/us/en/product/WITEDS1YR-SD-05 |  |  | FAMILY OTHER FOR SPIBS | Unknown | Unknown |  |  |  |  | 731304628026 | 352.00 | 499.00 | 618.00
| WITEDS1YR-SD-06 | 1 YR On-Site Upgrade to Factory Warranty with IT Expert Enabled Dispatch Service | https://www.se.com/us/en/product/WITEDS1YR-SD-06 |  |  | FAMILY OTHER FOR SPIBS | Unknown | Unknown |  |  |  |  | 731304628033 | 407.00 | 579.00 | 715.00
| WITEDS1YR-SD-07 | 1 YR On-Site Upgrade to Factory Warranty with IT Expert Enabled Dispatch Service | https://www.se.com/us/en/product/WITEDS1YR-SD-07 |  |  | FAMILY OTHER FOR SPIBS | Unknown | Unknown |  |  |  |  | 731304628040 | 466.00 | 659.00 | 818.00
| WITEDS1YR-SD-08 | 1 YR On-Site Upgrade to Factory Warranty with IT Expert Enabled Dispatch Service | https://www.se.com/us/en/product/WITEDS1YR-SD-08 |  |  | FAMILY OTHER FOR SPIBS | Unknown | Unknown |  |  |  |  | 731304628057 | 491.00 | 699.00 | 863.00
| WITEDS1YR-SDL-11 | 1 YR On-Site for Li-Ion Smart-UPS with IT Expert Enabled Dispatch Service L11 | https://www.se.com/us/en/product/WITEDS1YR-SDL-11 |  |  | FAMILY OTHER FOR SPIBS | Unknown | Unknown |  |  |  |  | 731304628422 | 68.00 | 99.99 | 119.00
| WITEDS1YR-SDL-12 | 1 YR On-Site for Li-Ion Smart-UPS with IT Expert Enabled Dispatch Service L12 | https://www.se.com/us/en/product/WITEDS1YR-SDL-12 |  |  | FAMILY OTHER FOR SPIBS | Unknown | Unknown |  |  |  |  | 731304628439 | 68.00 | 99.99 | 119.00
| WITEDS1YR-SDL-13 | 1 YR On-Site for Li-Ion Smart-UPS with IT Expert Enabled Dispatch Service L13 | https://www.se.com/us/en/product/WITEDS1YR-SDL-13 |  |  | FAMILY OTHER FOR SPIBS | Unknown | Unknown |  |  |  |  | 731304628446 | 87.00 | 129.99 | 152.00
| WITEDS1YR-SDL-14 | 1 YR On-Site for Li-Ion Smart-UPS with IT Expert Enabled Dispatch Service L14 | https://www.se.com/us/en/product/WITEDS1YR-SDL-14 |  |  | FAMILY OTHER FOR SPIBS | Unknown | Unknown |  |  |  |  | 731304628453 | 156.00 | 229.99 | 274.00
| WITEDS1YR-SDL-15 | 1 YR On-Site for Li-Ion Smart-UPS with IT Expert Enabled Dispatch Service L15 | https://www.se.com/us/en/product/WITEDS1YR-SDL-15 |  |  | FAMILY OTHER FOR SPIBS | Unknown | Unknown |  |  |  |  | 731304628460 | 355.00 | 509.00 | 623.00
| WITEDS1YR-SDL-16 | 1 YR On-Site for Li-Ion Smart-UPS with IT Expert Enabled Dispatch Service L16 | https://www.se.com/us/en/product/WITEDS1YR-SDL-16 |  |  | FAMILY OTHER FOR SPIBS | Unknown | Unknown |  |  |  |  | 731304628477 | 408.00 | 579.00 | 717.00
| WITEDS1YR-SDL-17 | 1 YR On-Site for Li-Ion Smart-UPS with IT Expert Enabled Dispatch Service L17 | https://www.se.com/us/en/product/WITEDS1YR-SDL-17 |  |  | FAMILY OTHER FOR SPIBS | Unknown | Unknown |  |  |  |  | 731304628484 | 466.00 | 659.00 | 818.00
| WITEDS1YR-SDL-18 | 1 YR On-Site for Li-Ion Smart-UPS with IT Expert Enabled Dispatch Service L18 | https://www.se.com/us/en/product/WITEDS1YR-SDL-18 |  |  | FAMILY OTHER FOR SPIBS | Unknown | Unknown |  |  |  |  | 731304628491 | 496.00 | 709.00 | 870.00
| WITEDS1YROFW-SD-01 | 1 YR On-Site (Out of Factory Wty) IT Expert Enabled Dispatch Service | https://www.se.com/us/en/product/WITEDS1YROFW-SD-01 |  |  | FAMILY OTHER FOR SPIBS | Unknown | Unknown |  |  |  |  | 731304628149 | 204.00 | 289.99 | 359.00
| WITEDS1YROFW-SD-02 | 1 YR On-Site (Out of Factory Wty) IT Expert Enabled Dispatch Service | https://www.se.com/us/en/product/WITEDS1YROFW-SD-02 |  |  | FAMILY OTHER FOR SPIBS | Unknown | Unknown |  |  |  |  | 731304628156 | 271.00 | 389.99 | 476.00
| WITEDS1YROFW-SD-03 | 1 YR On-Site (Out of Factory Wty) IT Expert Enabled Dispatch Service | https://www.se.com/us/en/product/WITEDS1YROFW-SD-03 |  |  | FAMILY OTHER FOR SPIBS | Unknown | Unknown |  |  |  |  | 731304628163 | 289.00 | 409.00 | 506.00
| WITEDS1YROFW-SD-04 | 1 YR On-Site (Out of Factory Wty) IT Expert Enabled Dispatch Service | https://www.se.com/us/en/product/WITEDS1YROFW-SD-04 |  |  | FAMILY OTHER FOR SPIBS | Unknown | Unknown |  |  |  |  | 731304628170 | 305.00 | 439.00 | 535.00
| WITEDS1YROFW-SD-05 | 1 YR On-Site (Out of Factory Wty) IT Expert Enabled Dispatch Service | https://www.se.com/us/en/product/WITEDS1YROFW-SD-05 |  |  | FAMILY OTHER FOR SPIBS | Unknown | Unknown |  |  |  |  | 731304628187 | 447.00 | 639.00 | 785.00
| WITEDS1YROFW-SD-06 | 1 YR On-Site (Out of Factory Wty) IT Expert Enabled Dispatch Service | https://www.se.com/us/en/product/WITEDS1YROFW-SD-06 |  |  | FAMILY OTHER FOR SPIBS | Unknown | Unknown |  |  |  |  | 731304628194 | 859.00 | 1225.00 | 1510.00
| WITEDS1YROFW-SD-07 | 1 YR On-Site (Out of Factory Wty) IT Expert Enabled Dispatch Service | https://www.se.com/us/en/product/WITEDS1YROFW-SD-07 |  |  | FAMILY OTHER FOR SPIBS | Unknown | Unknown |  |  |  |  | 731304628200 | 1400.00 | 2000.00 | 2455.00
| WITEDS1YROFW-SD-08 | 1 YR On-Site (Out of Factory Wty) IT Expert Enabled Dispatch Service | https://www.se.com/us/en/product/WITEDS1YROFW-SD-08 |  |  | FAMILY OTHER FOR SPIBS | Unknown | Unknown |  |  |  |  | 731304628217 | 1720.00 | 2450.00 | 3025.00
| WITEDS3YR-SD-01 | 3 YR On-Site Upgrade to Factory Warranty with IT Expert Enabled Dispatch Service | https://www.se.com/us/en/product/WITEDS3YR-SD-01 |  |  | FAMILY OTHER FOR SPIBS | Unknown | Unknown |  |  |  |  | 731304628064 | 223.00 | 319.99 | 391.00
| WITEDS3YR-SD-02 | 3 YR On-Site Upgrade to Factory Warranty with IT Expert Enabled Dispatch Service | https://www.se.com/us/en/product/WITEDS3YR-SD-02 |  |  | FAMILY OTHER FOR SPIBS | Unknown | Unknown |  |  |  |  | 731304628071 | 223.00 | 319.99 | 391.00
| WITEDS3YR-SD-03 | 3 YR On-Site Upgrade to Factory Warranty with IT Expert Enabled Dispatch Service | https://www.se.com/us/en/product/WITEDS3YR-SD-03 |  |  | FAMILY OTHER FOR SPIBS | Unknown | Unknown |  |  |  |  | 731304628088 | 289.00 | 409.00 | 506.00
| WITEDS3YR-SD-04 | 3 YR On-Site Upgrade to Factory Warranty with IT Expert Enabled Dispatch Service | https://www.se.com/us/en/product/WITEDS3YR-SD-04 |  |  | FAMILY OTHER FOR SPIBS | Unknown | Unknown |  |  |  |  | 731304628095 | 514.00 | 729.00 | 902.00
| WITEDS3YR-SD-05 | 3 YR On-Site Upgrade to Factory Warranty with IT Expert Enabled Dispatch Service | https://www.se.com/us/en/product/WITEDS3YR-SD-05 |  |  | FAMILY OTHER FOR SPIBS | Unknown | Unknown |  |  |  |  | 731304628101 | 1160.00 | 1650.00 | 2035.00
| WITEDS3YR-SD-06 | 3 YR On-Site Upgrade to Factory Warranty with IT Expert Enabled Dispatch Service | https://www.se.com/us/en/product/WITEDS3YR-SD-06 |  |  | FAMILY OTHER FOR SPIBS | Unknown | Unknown |  |  |  |  | 731304628118 | 1340.00 | 1900.00 | 2355.00
| WITEDS3YR-SD-07 | 3 YR On-Site Upgrade to Factory Warranty with IT Expert Enabled Dispatch Service | https://www.se.com/us/en/product/WITEDS3YR-SD-07 |  |  | FAMILY OTHER FOR SPIBS | Unknown | Unknown |  |  |  |  | 731304628125 | 1540.00 | 2175.00 | 2700.00
| WITEDS3YR-SD-08 | 3 YR On-Site Upgrade to Factory Warranty with IT Expert Enabled Dispatch Service | https://www.se.com/us/en/product/WITEDS3YR-SD-08 |  |  | FAMILY OTHER FOR SPIBS | Unknown | Unknown |  |  |  |  | 731304628132 | 1625.00 | 2300.00 | 2850.00
| WITEDS5YR-SD-01 | 5 YR On-Site with IT Expert Enabled Dispatch Service | https://www.se.com/us/en/product/WITEDS5YR-SD-01 |  |  | FAMILY OTHER FOR SPIBS | Unknown | Unknown |  |  |  |  | 731304628224 | 444.00 | 629.00 | 780.00
| WITEDS5YR-SD-02 | 5 YR On-Site with IT Expert Enabled Dispatch Service | https://www.se.com/us/en/product/WITEDS5YR-SD-02 |  |  | FAMILY OTHER FOR SPIBS | Unknown | Unknown |  |  |  |  | 731304628231 | 444.00 | 629.00 | 780.00
| WITEDS5YR-SD-03 | 5 YR On-Site with IT Expert Enabled Dispatch Service | https://www.se.com/us/en/product/WITEDS5YR-SD-03 |  |  | FAMILY OTHER FOR SPIBS | Unknown | Unknown |  |  |  |  | 731304628248 | 626.00 | 889.00 | 1100.00
| WITEDS5YR-SD-04 | 5 YR On-Site with IT Expert Enabled Dispatch Service | https://www.se.com/us/en/product/WITEDS5YR-SD-04 |  |  | FAMILY OTHER FOR SPIBS | Unknown | Unknown |  |  |  |  | 731304628255 | 1265.00 | 1800.00 | 2220.00
| WITEDS5YR-SD-05 | 5 YR On-Site with IT Expert Enabled Dispatch Service | https://www.se.com/us/en/product/WITEDS5YR-SD-05 |  |  | FAMILY OTHER FOR SPIBS | Unknown | Unknown |  |  |  |  | 731304628262 | 2310.00 | 3275.00 | 4055.00
| WITEDS5YR-SD-06 | 5 YR On-Site with IT Expert Enabled Dispatch Service | https://www.se.com/us/en/product/WITEDS5YR-SD-06 |  |  | FAMILY OTHER FOR SPIBS | Unknown | Unknown |  |  |  |  | 731304628279 | 4220.00 | 5975.00 | 7415.00
| WITEDS5YR-SD-07 | 5 YR On-Site with IT Expert Enabled Dispatch Service | https://www.se.com/us/en/product/WITEDS5YR-SD-07 |  |  | FAMILY OTHER FOR SPIBS | Unknown | Unknown |  |  |  |  | 731304628286 | 5280.00 | 7475.00 | 9270.00
| WITEDS5YR-SD-08 | 5 YR On-Site with IT Expert Enabled Dispatch Service | https://www.se.com/us/en/product/WITEDS5YR-SD-08 |  |  | FAMILY OTHER FOR SPIBS | Unknown | Unknown |  |  |  |  | 731304628293 | 5870.00 | 8300.00 | 10305.00
| WITEDS5YR-SDL-11 | 5 YR On-Site with IT Expert Enabled Dispatch Service | https://www.se.com/us/en/product/WITEDS5YR-SDL-11 |  |  | FAMILY OTHER FOR SPIBS | Unknown | Unknown |  |  |  |  | 731304628309 | 302.00 | 429.00 | 530.00
| WITEDS5YR-SDL-12 | 5 YR On-Site with IT Expert Enabled Dispatch Service | https://www.se.com/us/en/product/WITEDS5YR-SDL-12 |  |  | FAMILY OTHER FOR SPIBS | Unknown | Unknown |  |  |  |  | 731304628316 | 302.00 | 429.00 | 530.00
| WITEDS5YR-SDL-13 | 5 YR On-Site with IT Expert Enabled Dispatch Service | https://www.se.com/us/en/product/WITEDS5YR-SDL-13 |  |  | FAMILY OTHER FOR SPIBS | Unknown | Unknown |  |  |  |  | 731304628323 | 393.00 | 559.00 | 690.00
| WITEDS5YR-SDL-14 | 5 YR On-Site with IT Expert Enabled Dispatch Service | https://www.se.com/us/en/product/WITEDS5YR-SDL-14 |  |  | FAMILY OTHER FOR SPIBS | Unknown | Unknown |  |  |  |  | 731304628330 | 704.00 | 999.00 | 1235.00
| WITEDS5YR-SDL-15 | 5 YR On-Site with IT Expert Enabled Dispatch Service | https://www.se.com/us/en/product/WITEDS5YR-SDL-15 |  |  | FAMILY OTHER FOR SPIBS | Unknown | Unknown |  |  |  |  | 731304628347 | 1600.00 | 2275.00 | 2805.00
| WITEDS5YR-SDL-16 | 5 YR On-Site with IT Expert Enabled Dispatch Service | https://www.se.com/us/en/product/WITEDS5YR-SDL-16 |  |  | FAMILY OTHER FOR SPIBS | Unknown | Unknown |  |  |  |  | 731304628354 | 1835.00 | 2600.00 | 3220.00
| WITEDS5YR-SDL-17 | 5 YR On-Site with IT Expert Enabled Dispatch Service | https://www.se.com/us/en/product/WITEDS5YR-SDL-17 |  |  | FAMILY OTHER FOR SPIBS | Unknown | Unknown |  |  |  |  | 731304628361 | 2095.00 | 2975.00 | 3680.00
| WITEDS5YR-SDL-18 | 5 YR On-Site with IT Expert Enabled Dispatch Service | https://www.se.com/us/en/product/WITEDS5YR-SDL-18 |  |  | FAMILY OTHER FOR SPIBS | Unknown | Unknown |  |  |  |  | 731304628378 | 2220.00 | 3150.00 | 3900.00
| WITEDS-TT-D1 | IT Expert Enabled Dispatch Services Operator Training for L1 Troubleshooting | https://www.se.com/us/en/product/WITEDS-TT-D1 |  |  | SP POWER INSTALL | Unknown | Unknown |  |  |  |  | 731304627975 | 850.00 | 1250.00 | 1530.00
| WLBPMV-LB-01 | (1) Preventive Maintenance Service for (1) Cabinet Li-Ion Battery solution | https://www.se.com/us/en/product/WLBPMV-LB-01 |  |  | Unknown | Unknown | On-demand Services |  |  |  |  | 731304780694 | 1690.00 | 2350.00 | 2895.00
| WLBPMV-LB-02 | (1) Preventive Maintenance Service for (2) Cabinets Li-Ion Battery solution | https://www.se.com/us/en/product/WLBPMV-LB-02 |  |  | Unknown | Unknown | On-demand Services |  |  |  |  | 731304784173 | 1935.00 | 2675.00 | 3320.00
| WLBPMV-LB-03 | (1) Preventive Maintenance Service for (3) Cabinets Li-Ion Battery solution | https://www.se.com/us/en/product/WLBPMV-LB-03 |  |  | Unknown | Unknown | On-demand Services |  |  |  |  | 731304780595 | 2180.00 | 3025.00 | 3740.00
| WLBPMV-LB-04 | (1) Preventive Maintenance Service for (4) Cabinets Li-Ion Battery solution | https://www.se.com/us/en/product/WLBPMV-LB-04 |  |  | Unknown | Unknown | On-demand Services |  |  |  |  | 731304780601 | 2430.00 | 3350.00 | 4160.00
| WLBPMV-LB-05 | (1) Preventive Maintenance Service for (5) Cabinets Li-Ion Battery solution | https://www.se.com/us/en/product/WLBPMV-LB-05 |  |  | Unknown | Unknown | On-demand Services |  |  |  |  | 731304780618 | 2675.00 | 3700.00 | 4585.00
| WLBPMV-LB-06 | (1) Preventive Maintenance Service for (6) Cabinets Li-Ion Battery solution | https://www.se.com/us/en/product/WLBPMV-LB-06 |  |  | Unknown | Unknown | On-demand Services |  |  |  |  | 731304780625 | 2920.00 | 4050.00 | 5005.00
| WLBPMV-LB-07 | (1) Preventive Maintenance Service for (7) Cabinets Li-Ion Battery solution | https://www.se.com/us/en/product/WLBPMV-LB-07 |  |  | Unknown | Unknown | On-demand Services |  |  |  |  | 731304780632 | 3165.00 | 4375.00 | 5430.00
| WLBPMV-LB-08 | (1) Preventive Maintenance Service for (8) Cabinets Li-Ion Battery solution | https://www.se.com/us/en/product/WLBPMV-LB-08 |  |  | Unknown | Unknown | On-demand Services |  |  |  |  | 731304780649 | 4470.00 | 6175.00 | 7660.00
| WLBPMV-LB-09 | (1) Preventive Maintenance Service for (9) Cabinets Li-Ion Battery solution | https://www.se.com/us/en/product/WLBPMV-LB-09 |  |  | Unknown | Unknown | On-demand Services |  |  |  |  | 731304394297 | 4715.00 | 6525.00 | 8080.00
| WLBPMV-LB-10 | (1) Preventive Maintenance Service for (10) Cabinets Li-Ion Battery solution | https://www.se.com/us/en/product/WLBPMV-LB-10 |  |  | Unknown | Unknown | On-demand Services |  |  |  |  | 731304780656 | 2520.00 | 3500.00 | 4320.00
| WLBPMV-LB-11 | (1) Preventive Maintenance Service for (11) Cabinets Li-Ion Battery solution | https://www.se.com/us/en/product/WLBPMV-LB-11 |  |  | Unknown | Unknown | On-demand Services |  |  |  |  | 731304394303 | 3040.00 | 4200.00 | 5215.00
| WLBPMV-LB-12 | (1) Preventive Maintenance Service for (12) Cabinets Li-Ion Battery solution | https://www.se.com/us/en/product/WLBPMV-LB-12 |  |  | Unknown | Unknown | On-demand Services |  |  |  |  | 731304780663 | 3680.00 | 5100.00 | 6310.00
| WLBPMV-LB-13 | (1) Preventive Maintenance Service for 1 Type S or O Li-ion Batt Cabinet | https://www.se.com/us/en/product/WLBPMV-LB-13 |  |  | Unknown | Unknown | On-demand Services |  |  |  |  | 731304779902 | 3750.00 | 5200.00 | 6430.00
| WLBPMV-LB-14 | (1) Preventive Maintenance Service for (14) Cabinets Li-Ion Battery solution | https://www.se.com/us/en/product/WLBPMV-LB-14 |  |  | Unknown | Unknown | On-demand Services |  |  |  |  | 731304780670 | 3970.00 | 5500.00 | 6805.00
| WLBPMV-LB-15 | (1) Preventive Maintenance Service for (15) Cabinets Li-Ion Battery solution | https://www.se.com/us/en/product/WLBPMV-LB-15 |  |  | Unknown | Unknown | On-demand Services |  |  |  |  | 731304394310 | 4035.00 | 5575.00 | 6915.00
| WLBPMV-LB-16 | (1) Preventive Maintenance Service for (16) Cabinets Li-Ion Battery solution | https://www.se.com/us/en/product/WLBPMV-LB-16 |  |  | Unknown | Unknown | On-demand Services |  |  |  |  | 731304780687 | 4260.00 | 5900.00 | 7300.00
| WLOCALCONTRACT | LOCAL AGS SERVICE CONTRACT | https://www.se.com/us/en/product/WLOCALCONTRACT |  |  | 3PH&BATT ADV SER PLAN | Unknown | Advantage Service Plan for 3-Phase UPS |  |  |  |  | 731304781196 | Call for Quote | Call for Quote | Call for Quote
| WMBRS1-MB7-GVS | Modular Battery Replacement Service - (1) GVSBT4 7Ah for (1) Galaxy VS UPS Narrow | https://www.se.com/us/en/product/WMBRS1-MB7-GVS |  |  | SP POWER WMBRS | Unknown | Battery Replacement Services | [5 empty] | 4840.00 | 4850.00 | 6010.00
| WMBRS1-MB9-GVS | Modular Battery Replacement Service - (1) GVSBTH4 9Ah for (1) Galaxy VS UPS or GVS Battery Cabinet | https://www.se.com/us/en/product/WMBRS1-MB9-GVS |  |  | SP POWER WMBRS | Unknown | Battery Replacement Services | [5 empty] | 5415.00 | 5425.00 | 6720.00
| WMBRS1-MB9LL-GVS | Modular Battery Replacement Service - (1) GVSBTH4LL 9Ah long life for (1) GVS UPS or Batt. Cabinet | https://www.se.com/us/en/product/WMBRS1-MB9LL-GVS |  |  | SP POWER WMBRS | Unknown | Battery Replacement Services | [5 empty] | 6245.00 | 6250.00 | 7755.00
| WMBRS1-MB-GVM1 | Modular Battery Replacement Service - 1 GVMMBTU for 1 Galaxy VM UPS Battery Cabinet Narrow or Wide | https://www.se.com/us/en/product/WMBRS1-MB-GVM1 |  |  | SP POWER WMBRS | Unknown | Battery Replacement Services | [5 empty] | 5635.00 | 5650.00 | 6995.00
| WMBRS1-MB-T9B4 | Modular Battery Replacement Service 1 X SYBT9-B4 | https://www.se.com/us/en/product/WMBRS1-MB-T9B4 |  |  | SP POWER WMBRS | Unknown | Battery Replacement Services | [5 empty] | 4185.00 | 4200.00 | 5190.00
| WMBRS1-MB-T9B6 | Modular Battery Replacement Service 1 X SYBT9-B6 | https://www.se.com/us/en/product/WMBRS1-MB-T9B6 |  |  | SP POWER WMBRS | Unknown | Battery Replacement Services | [5 empty] | 5660.00 | 5675.00 | 7030.00
| WMBRS2-MB7-GVS | Modular Battery Replacement Service - (2) GVSBT4 7Ah for (1) Galaxy VS UPS Narrow | https://www.se.com/us/en/product/WMBRS2-MB7-GVS |  |  | SP POWER WMBRS | Unknown | Battery Replacement Services | [5 empty] | 7665.00 | 7675.00 | 9510.00
| WMBRS2-MB9-GVS | Modular Battery Replacement Service - (2) GVSBTH4 9Ah for (1) Galaxy VS UPS or GVS Battery Cabinet | https://www.se.com/us/en/product/WMBRS2-MB9-GVS |  |  | SP POWER WMBRS | Unknown | Battery Replacement Services | [5 empty] | 8825.00 | 8825.00 | 10955.00
| WMBRS2-MB9LL-GVS | Modular Battery Replacement Service - (2) GVSBTH4LL 9Ah long life for (1) GVS UPS or Batt. Cabinet | https://www.se.com/us/en/product/WMBRS2-MB9LL-GVS |  |  | SP POWER WMBRS | Unknown | Battery Replacement Services | [5 empty] | 10310.00 | 10400.00 | 12795.00
| WMBRS2-MB-GVM2 | Modular Battery Replacement Service - 2 GVMMBTU for 1 Galaxy VM UPS Battery Cabinet Narrow or Wide | https://www.se.com/us/en/product/WMBRS2-MB-GVM2 |  |  | SP POWER WMBRS | Unknown | Battery Replacement Services | [5 empty] | 8030.00 | 8050.00 | 9965.00
| WMBRS2-MB-T4 | Modular Battery Replacement Service 2 X SYBT4 | https://www.se.com/us/en/product/WMBRS2-MB-T4 |  |  | SP POWER WMBRS | Unknown | Battery Replacement Services | [5 empty] | 5625.00 | 5625.00 | 6980.00
| WMBRS2-MB-T9B4 | Modular Battery Replacement Service 2 X SYBT9-B4 | https://www.se.com/us/en/product/WMBRS2-MB-T9B4 |  |  | SP POWER WMBRS | Unknown | Battery Replacement Services | [5 empty] | 6660.00 | 6675.00 | 8265.00
| WMBRS3-MB9-GVS | Modular Battery Replacement Service - (3) GVSBTH4 9Ah for (1) Galaxy VS UPS or GVS Battery Cabinet | https://www.se.com/us/en/product/WMBRS3-MB9-GVS |  |  | SP POWER WMBRS | Unknown | Battery Replacement Services | [5 empty] | 12015.00 | 12100.00 | 14915.00
| WMBRS3-MB9LL-GVS | Modular Battery Replacement Service - (3) GVSBTH4LL 9Ah long life for (1) GVS UPS or Batt. Cabinet | https://www.se.com/us/en/product/WMBRS3-MB9LL-GVS |  |  | SP POWER WMBRS | Unknown | Battery Replacement Services | [5 empty] | 14570.00 | 14600.00 | 18085.00
| WMBRS3-MB-GVM3 | Modular Battery Replacement Service - 3 GVMMBTU for 1 Galaxy VM UPS Battery Cabinet Narrow or Wide | https://www.se.com/us/en/product/WMBRS3-MB-GVM3 |  |  | SP POWER WMBRS | Unknown | Battery Replacement Services | [5 empty] | 10570.00 | 10600.00 | 13120.00
| WMBRS3-MB-T4 | Modular Battery Replacement Service 3 X SYBT4 | https://www.se.com/us/en/product/WMBRS3-MB-T4 |  |  | SP POWER WMBRS | Unknown | Battery Replacement Services | [5 empty] | 8210.00 | 8225.00 | 10190.00
| WMBRS3-MB-T5 | Modular Battery Replacement Service 3 X SYBT5 | https://www.se.com/us/en/product/WMBRS3-MB-T5 |  |  | SP POWER WMBRS | Unknown | Battery Replacement Services | [5 empty] | 3940.00 | 3950.00 | 4890.00
| WMBRS3-MB-T9B4 | Modular Battery Replacement Service 3 X SYBT9-B4 | https://www.se.com/us/en/product/WMBRS3-MB-T9B4 |  |  | SP POWER WMBRS | Unknown | Battery Replacement Services | [5 empty] | 9990.00 | 10000.00 | 12405.00
| WMBRS4-MB9-GVS | Modular Battery Replacement Service - (4) GVSBTH4 9Ah for (1) Galaxy VS UPS or GVS Battery Cabinet | https://www.se.com/us/en/product/WMBRS4-MB9-GVS |  |  | SP POWER WMBRS | Unknown | Battery Replacement Services | [5 empty] | 15420.00 | 15500.00 | 19145.00
| WMBRS4-MB9LL-GVS | Modular Battery Replacement Service - (4) GVSBTH4LL 9Ah long life for (1) GVS UPS or Batt. Cabinet | https://www.se.com/us/en/product/WMBRS4-MB9LL-GVS |  |  | SP POWER WMBRS | Unknown | Battery Replacement Services | [5 empty] | 18755.00 | 18800.00 | 23280.00
| WMBRS4-MB-GVM4 | Modular Battery Replacement Service - 4 GVMMBTU for 1 Galaxy VM UPS Battery Cabinet Narrow or Wide | https://www.se.com/us/en/product/WMBRS4-MB-GVM4 |  |  | SP POWER WMBRS | Unknown | Battery Replacement Services | [5 empty] | 13015.00 | 13100.00 | 16155.00
| WMBRS4-MB-T4 | Modular Battery Replacement Service 4 X SYBT4 | https://www.se.com/us/en/product/WMBRS4-MB-T4 |  |  | SP POWER WMBRS | Unknown | Battery Replacement Services | [5 empty] | 10735.00 | 10800.00 | 13330.00
| WMBRS4-MB-T5 | Modular Battery Replacement Service 4 X SYBT5 | https://www.se.com/us/en/product/WMBRS4-MB-T5 |  |  | SP POWER WMBRS | Unknown | Battery Replacement Services | [5 empty] | 5185.00 | 5200.00 | 6435.00
| WMBRS4-MB-T9B4 | Modular Battery Replacement Service 4 X SYBT9-B4 | https://www.se.com/us/en/product/WMBRS4-MB-T9B4 |  |  | SP POWER WMBRS | Unknown | Battery Replacement Services | [5 empty] | 13075.00 | 13100.00 | 16235.00
| WMBRS4-MB-TT | Modular Battery Replacement Service 4 X SYBATT | https://www.se.com/us/en/product/WMBRS4-MB-TT |  |  | SP POWER WMBRS | Unknown | Battery Replacement Services | [5 empty] | 3935.00 | 3950.00 | 4880.00
| WMBRS5-MB9-GVS | Modular Battery Replacement Service - (5) GVSBTH4 9Ah for (1) Galaxy VS UPS or GVS Battery Cabinet | https://www.se.com/us/en/product/WMBRS5-MB9-GVS |  |  | SP POWER WMBRS | Unknown | Battery Replacement Services | [5 empty] | 19500.00 | 19500.00 | 24210.00
| WMBRS5-MB9LL-GVS | Modular Battery Replacement Service - (5) GVSBTH4LL 9Ah long life for (1) GVS UPS or Batt. Cabinet | https://www.se.com/us/en/product/WMBRS5-MB9LL-GVS |  |  | SP POWER WMBRS | Unknown | Battery Replacement Services | [5 empty] | 22990.00 | 23000.00 | 28540.00
| WMBRS5-MB-GVM5 | Modular Battery Replacement Service - 5 GVMMBTU for 1 Galaxy VM UPS Battery Cabinet Narrow or Wide | https://www.se.com/us/en/product/WMBRS5-MB-GVM5 |  |  | SP POWER WMBRS | Unknown | Battery Replacement Services | [5 empty] | 15530.00 | 15600.00 | 19280.00
| WMBRS5-MB-T9B4 | Modular Battery Replacement Service 5 X SYBT9-B4 | https://www.se.com/us/en/product/WMBRS5-MB-T9B4 |  |  | SP POWER WMBRS | Unknown | Battery Replacement Services | [5 empty] | 16105.00 | 16200.00 | 19995.00
| WMBRS6-MB9-GVS | Modular Battery Replacement Service - (6) GVSBTH4 9Ah for (1) Galaxy VS UPS or GVS Battery Cabinet | https://www.se.com/us/en/product/WMBRS6-MB9-GVS |  |  | SP POWER WMBRS | Unknown | Battery Replacement Services | [5 empty] | 22835.00 | 22900.00 | 28350.00
| WMBRS6-MB9LL-GVS | Modular Battery Replacement Service - (6) GVSBTH4LL 9Ah long life for (1) GVS UPS or Batt. Cabinet | https://www.se.com/us/en/product/WMBRS6-MB9LL-GVS |  |  | SP POWER WMBRS | Unknown | Battery Replacement Services | [5 empty] | 27805.00 | 27900.00 | 34515.00
| WMBRS6-MB-GVM6 | Modular Battery Replacement Service - 6 GVMMBTU for 1 Galaxy VM UPS Battery Cabinet Narrow or Wide | https://www.se.com/us/en/product/WMBRS6-MB-GVM6 |  |  | SP POWER WMBRS | Unknown | Battery Replacement Services | [5 empty] | 17915.00 | 18000.00 | 22235.00
| WMBRS6-MB-T5 | Modular Battery Replacement Service 6 X SYBT5 | https://www.se.com/us/en/product/WMBRS6-MB-T5 |  |  | SP POWER WMBRS | Unknown | Battery Replacement Services | [5 empty] | 5360.00 | 5375.00 | 6650.00
| WMBRS6-MB-T9B4 | Modular Battery Replacement Service 6 X SYBT9-B4 | https://www.se.com/us/en/product/WMBRS6-MB-T9B4 |  |  | SP POWER WMBRS | Unknown | Battery Replacement Services | [5 empty] | 19250.00 | 19300.00 | 23895.00
| WMBRS7-MB9-GVS | Modular Battery Replacement Service - (7) GVSBTH4 9Ah for (1) Galaxy VS UPS or GVS Battery Cabinet | https://www.se.com/us/en/product/WMBRS7-MB9-GVS |  |  | SP POWER WMBRS | Unknown | Battery Replacement Services | [5 empty] | 26055.00 | 26100.00 | 32345.00
| WMBRS7-MB9LL-GVS | Modular Battery Replacement Service - (7) GVSBTH4LL 9Ah long life for (1) GVS UPS or Batt. Cabinet | https://www.se.com/us/en/product/WMBRS7-MB9LL-GVS |  |  | SP POWER WMBRS | Unknown | Battery Replacement Services | [5 empty] | 31970.00 | 32000.00 | 39690.00
| WMBRS7-MB-GVM7 | Modular Battery Replacement Service - 7 GVMMBTU for 1 Galaxy VM UPS Battery Cabinet Narrow or Wide | https://www.se.com/us/en/product/WMBRS7-MB-GVM7 |  |  | SP POWER WMBRS | Unknown | Battery Replacement Services | [5 empty] | 20405.00 | 20500.00 | 25325.00
| WMBRS7-MB-T9B4 | Modular Battery Replacement Service 7 X SYBT9-B4 | https://www.se.com/us/en/product/WMBRS7-MB-T9B4 |  |  | SP POWER WMBRS | Unknown | Battery Replacement Services | [5 empty] | 21060.00 | 21100.00 | 26140.00
| WMBRS7-MB-T9B6 | Modular Battery Replacement Service 7 X SYBT9-B6 | https://www.se.com/us/en/product/WMBRS7-MB-T9B6 |  |  | SP POWER WMBRS | Unknown | Battery Replacement Services | [5 empty] | 32615.00 | 32700.00 | 40485.00
| WMBRS8-MB9-GVS | Modular Battery Replacement Service - (8) GVSBTH4 9Ah for (1) Galaxy VS UPS or GVS Battery Cabinet | https://www.se.com/us/en/product/WMBRS8-MB9-GVS |  |  | SP POWER WMBRS | Unknown | Battery Replacement Services | [5 empty] | 29375.00 | 29400.00 | 36465.00
| WMBRS8-MB9LL-GVS | Modular Battery Replacement Service - (8) GVSBTH4LL 9Ah long life for (1) GVS UPS or Batt. Cabinet | https://www.se.com/us/en/product/WMBRS8-MB9LL-GVS |  |  | SP POWER WMBRS | Unknown | Battery Replacement Services | [5 empty] | 36135.00 | 36200.00 | 44860.00
| WMBRS8-MB-GVM8 | Modular Battery Replacement Service - 8 GVMMBTU for 1 Galaxy VM UPS Battery Cabinet Narrow or Wide | https://www.se.com/us/en/product/WMBRS8-MB-GVM8 |  |  | SP POWER WMBRS | Unknown | Battery Replacement Services | [5 empty] | 22900.00 | 22900.00 | 28425.00
| WMBRS8-MB-T4 | Modular Battery Replacement Service 8 X SYBT4 | https://www.se.com/us/en/product/WMBRS8-MB-T4 |  |  | SP POWER WMBRS | Unknown | Battery Replacement Services | [5 empty] | 20475.00 | 20500.00 | 25420.00
| WMBRS8-MB-T9B4 | Modular Battery Replacement Service 8 X SYBT9-B4 | https://www.se.com/us/en/product/WMBRS8-MB-T9B4 |  |  | SP POWER WMBRS | Unknown | Battery Replacement Services | [5 empty] | 25255.00 | 25300.00 | 31355.00
| WMBRS8-MB-T9B6 | Modular Battery Replacement Service 8 X SYBT9-B6 | https://www.se.com/us/en/product/WMBRS8-MB-T9B6 |  |  | SP POWER WMBRS | Unknown | Battery Replacement Services | [5 empty] | 37395.00 | 37400.00 | 46420.00
| WMBRS8-MB-TT | Modular Battery Replacement Service 8 X SYBATT | https://www.se.com/us/en/product/WMBRS8-MB-TT |  |  | SP POWER WMBRS | Unknown | Battery Replacement Services | [5 empty] | 6110.00 | 6125.00 | 7585.00
| WMBRS9-MB9-GVS | Modular Battery Replacement Service - (9) GVSBTH4 9Ah for (1) Galaxy VS UPS or GVS Battery Cabinet | https://www.se.com/us/en/product/WMBRS9-MB9-GVS |  |  | SP POWER WMBRS | Unknown | Battery Replacement Services | [5 empty] | 32695.00 | 32700.00 | 40585.00
| WMBRS9-MB9LL-GVS | Modular Battery Replacement Service - (9) GVSBTH4LL 9Ah long life for (1) GVS UPS or Batt. Cabinet | https://www.se.com/us/en/product/WMBRS9-MB9LL-GVS |  |  | SP POWER WMBRS | Unknown | Battery Replacement Services | [5 empty] | 40300.00 | 40300.00 | 50025.00
| WMBRS9-MB-GVM9 | Modular Battery Replacement Service - 9 GVMMBTU for 1 Galaxy VM UPS Battery Cabinet Narrow or Wide | https://www.se.com/us/en/product/WMBRS9-MB-GVM9 |  |  | SP POWER WMBRS | Unknown | Battery Replacement Services | [5 empty] | 25390.00 | 25400.00 | 31515.00
| WMBRS9-MB-T5 | Modular Battery Replacement Service 9 X SYBT5 | https://www.se.com/us/en/product/WMBRS9-MB-T5 |  |  | SP POWER WMBRS | Unknown | Battery Replacement Services | [5 empty] | 6895.00 | 6900.00 | 8555.00
| WMBRS9-MB-T9B4 | Modular Battery Replacement Service 9 X SYBT9-B4 | https://www.se.com/us/en/product/WMBRS9-MB-T9B4 |  |  | SP POWER WMBRS | Unknown | Battery Replacement Services | [5 empty] | 27090.00 | 27100.00 | 33625.00
| WMBRS10-MB-GVM10 | Modular Battery Replacement Service - 10 GVMMBTU for 1 Galaxy VM UPS Battery Cabinet Narrow or Wide | https://www.se.com/us/en/product/WMBRS10-MB-GVM10 |  |  | SP POWER WMBRS | Unknown | Battery Replacement Services | [5 empty] | 27880.00 | 27900.00 | 34610.00
| WMBRS10-MB-T9B6 | Modular Battery Replacement Service 10 X SYBT9-B6 | https://www.se.com/us/en/product/WMBRS10-MB-T9B6 |  |  | SP POWER WMBRS | Unknown | Battery Replacement Services | [5 empty] | 45035.00 | 45100.00 | 55905.00
| WMBRS11-MB-GVM11 | Modular Battery Replacement Service - 11 GVMMBTU for 1 Galaxy VM UPS Battery Cabinet Narrow or Wide | https://www.se.com/us/en/product/WMBRS11-MB-GVM11 |  |  | SP POWER WMBRS | Unknown | Battery Replacement Services | [5 empty] | 29970.00 | 30000.00 | 37205.00
| WMBRS12-MB-GVM12 | Modular Battery Replacement Service - 12 GVMMBTU for 1 Galaxy VM UPS Battery Cabinet Narrow or Wide | https://www.se.com/us/en/product/WMBRS12-MB-GVM12 |  |  | SP POWER WMBRS | Unknown | Battery Replacement Services | [5 empty] | 32425.00 | 32500.00 | 40250.00
| WMBRS12-MB-T4 | Modular Battery Replacement Service 12 X SYBT4 | https://www.se.com/us/en/product/WMBRS12-MB-T4 |  |  | SP POWER WMBRS | Unknown | Battery Replacement Services | [5 empty] | 31335.00 | 31400.00 | 38895.00
| WMBRS12-MB-T5 | Modular Battery Replacement Service 12 X SYBT5 | https://www.se.com/us/en/product/WMBRS12-MB-T5 |  |  | SP POWER WMBRS | Unknown | Battery Replacement Services | 349.09(kilos) 769.74(lbs) |  |  |  |  | 8935.00 | 8950.00 | 11090.00
| WMBRS12-MB-T9B4 | Modular Battery Replacement Service 12 X SYBT9-B4 | https://www.se.com/us/en/product/WMBRS12-MB-T9B4 |  |  | SP POWER WMBRS | Unknown | Battery Replacement Services | [5 empty] | 37835.00 | 37900.00 | 46970.00
| WMBRS12-MB-TT | Modular Battery Replacement Service 12 X SYBATT | https://www.se.com/us/en/product/WMBRS12-MB-TT |  |  | SP POWER WMBRS | Unknown | Battery Replacement Services | [5 empty] | 8995.00 | 9000.00 | 11165.00
| WMBRS13-MB-T9B6 | Modular Battery Replacement Service 13 X SYBT9-B6 | https://www.se.com/us/en/product/WMBRS13-MB-T9B6 |  |  | SP POWER WMBRS | Unknown | Battery Replacement Services | [5 empty] | 60780.00 | 60800.00 | 75450.00
| WMBRS15-MB-T9B4 | Modular Battery Replacement Service 15 X SYBT9-B4 | https://www.se.com/us/en/product/WMBRS15-MB-T9B4 |  |  | SP POWER WMBRS | Unknown | Battery Replacement Services | [5 empty] | 47285.00 | 47300.00 | 58695.00
| WMBRS16-MB-T4 | Modular Battery Replacement Service 16 X SYBT4 | https://www.se.com/us/en/product/WMBRS16-MB-T4 |  |  | SP POWER WMBRS | Unknown | Battery Replacement Services | [5 empty] | 41130.00 | 41200.00 | 51060.00
| WMBRS16-MB-T5 | Modular Battery Replacement Service 16 X SYBT5 | https://www.se.com/us/en/product/WMBRS16-MB-T5 |  |  | SP POWER WMBRS | Unknown | Battery Replacement Services | [5 empty] | 11975.00 | 12000.00 | 14865.00
| WMBRS16-MB-T9B6 | Modular Battery Replacement Service 16 X SYBT9-B6 | https://www.se.com/us/en/product/WMBRS16-MB-T9B6 |  |  | SP POWER WMBRS | Unknown | Battery Replacement Services | [5 empty] | 74860.00 | 74900.00 | 92925.00
| WMBRS16-MB-TT | Modular Battery Replacement Service 16 X SYBATT | https://www.se.com/us/en/product/WMBRS16-MB-TT |  |  | SP POWER WMBRS | Unknown | Battery Replacement Services | [5 empty] | 12285.00 | 12300.00 | 15245.00
| WMBRS18-MB-T9B4 | Modular Battery Replacement Service 18 X SYBT9-B4 | https://www.se.com/us/en/product/WMBRS18-MB-T9B4 |  |  | SP POWER WMBRS | Unknown | Battery Replacement Services | [5 empty] | 56835.00 | 56900.00 | 70555.00
| WMBRS20-MB-T9B6 | Modular Battery Replacement Service 20 X SYBT9-B6 | https://www.se.com/us/en/product/WMBRS20-MB-T9B6 |  |  | SP POWER WMBRS | Unknown | Battery Replacement Services | [5 empty] | 93475.00 | 93500.00 | 116040.00
| WMBRS24-MB-T4 | Modular Battery Replacement Service 24 X SYBT4 | https://www.se.com/us/en/product/WMBRS24-MB-T4 |  |  | SP POWER WMBRS | Unknown | Battery Replacement Services | [5 empty] | 62135.00 | 62200.00 | 77135.00
| WMBRS24-MB-T5 | Modular Battery Replacement Service 24 X SYBT5 | https://www.se.com/us/en/product/WMBRS24-MB-T5 |  |  | SP POWER WMBRS | Unknown | Battery Replacement Services | [5 empty] | 18640.00 | 18700.00 | 23140.00
| WMBRS24-MB-T9B6 | Modular Battery Replacement Service 24 X SYBT9-B6 | https://www.se.com/us/en/product/WMBRS24-MB-T9B6 |  |  | SP POWER WMBRS | Unknown | Battery Replacement Services | [5 empty] | 112240.00 | 112500.00 | 139335.00
| WMBRS24-MB-TT | Modular Battery Replacement Service 24 X SYBATT | https://www.se.com/us/en/product/WMBRS24-MB-TT |  |  | SP POWER WMBRS | Unknown | Battery Replacement Services | [5 empty] | 18160.00 | 18200.00 | 22540.00
| WMBRS26-MB-T9B6 | Modular Battery Replacement Service 26 X SYBT9-B6 | https://www.se.com/us/en/product/WMBRS26-MB-T9B6 |  |  | SP POWER WMBRS | Unknown | Battery Replacement Services | [5 empty] | 121570.00 | 122000.00 | 150915.00
| WMBRS27-MB-T9B4 | Modular Battery Replacement Service 27 X SYBT9-B4 | https://www.se.com/us/en/product/WMBRS27-MB-T9B4 |  |  | SP POWER WMBRS | Unknown | Battery Replacement Services | [5 empty] | 85160.00 | 85200.00 | 105715.00
| WMBRS32-MB-T4 | Modular Battery Replacement Service 32 X SYBT4 | https://www.se.com/us/en/product/WMBRS32-MB-T4 |  |  | SP POWER WMBRS | Unknown | Battery Replacement Services | [5 empty] | 80955.00 | 81000.00 | 100495.00
| WMBRS32-MB-T5 | Modular Battery Replacement Service 32 X SYBT5 | https://www.se.com/us/en/product/WMBRS32-MB-T5 |  |  | SP POWER WMBRS | Unknown | Battery Replacement Services | [5 empty] | 23695.00 | 23700.00 | 29415.00
| WMBRS32-MB-T9B6 | Modular Battery Replacement Service 32 X SYBT9-B6 | https://www.se.com/us/en/product/WMBRS32-MB-T9B6 |  |  | SP POWER WMBRS | Unknown | Battery Replacement Services | [5 empty] | 149385.00 | 149500.00 | 185440.00
| WMBRS32-MB-TT | Modular Battery Replacement Service 32 X SYBATT | https://www.se.com/us/en/product/WMBRS32-MB-TT |  |  | SP POWER WMBRS | Unknown | Battery Replacement Services | [5 empty] | 24495.00 | 24500.00 | 30410.00
| WMBRS36-MB-T9B4 | Modular Battery Replacement Service 36 X SYBT9-B4 | https://www.se.com/us/en/product/WMBRS36-MB-T9B4 |  |  | SP POWER WMBRS | Unknown | Battery Replacement Services | [5 empty] | 113640.00 | 114000.00 | 141070.00
| WMBRS48-MB-T9B6 | Modular Battery Replacement Service 48 X SYBT9-B6 | https://www.se.com/us/en/product/WMBRS48-MB-T9B6 |  |  | SP POWER WMBRS | Unknown | Battery Replacement Services | [5 empty] | 224180.00 | 224500.00 | 278295.00
| WMBSYB-MB-T4 | Modular Battery and Recycling Service 1 X SYBT4 | https://www.se.com/us/en/product/WMBSYB-MB-T4 |  |  | SP POWER WMBRS | Unknown | Battery Replacement Services | [5 empty] | 2445.00 | 2450.00 | 3035.00
| WMBSYB-MB-T5 | Modular Battery and Recycling Service 3 X SYBT5 | https://www.se.com/us/en/product/WMBSYB-MB-T5 |  |  | SP POWER WMBRS | Unknown | Battery Replacement Services | [5 empty] | 2030.00 | 2050.00 | 2515.00
| WMBSYB-MB-T9B4 | Modular Battery and Recycling Service 1 X SYBT9-B4 | https://www.se.com/us/en/product/WMBSYB-MB-T9B4 |  |  | SP POWER WMBRS | Unknown | Battery Replacement Services | [5 empty] | 3075.00 | 3075.00 | 3820.00
| WMBSYB-MB-T9B6 | Modular Battery and Recycling Service 1 X SYBT9-B6 | https://www.se.com/us/en/product/WMBSYB-MB-T9B6 |  |  | SP POWER WMBRS | Unknown | Battery Replacement Services | [5 empty] | 4405.00 | 4425.00 | 5465.00
| WMBSYB-MB-TT | Modular Battery and Recycling Service 4 X SYBATT | https://www.se.com/us/en/product/WMBSYB-MB-TT |  |  | SP POWER WMBRS | Unknown | Battery Replacement Services | [5 empty] | 2745.00 | 2750.00 | 3405.00
| WMODFANRPL-MP-01 | SYPX Fan Replace Service including (1) fan kit for SYPM10KF/H type modules ONLY (not High Eff) | https://www.se.com/us/en/product/WMODFANRPL-MP-01 |  |  | PROACTIVE SRV & INSP | Unknown | On-demand Services | 0.01(kilos) 0.02(lbs) |  |  |  |  | 1475.00 | 2100.00 | 2595.00
| WMODFANRPL-MP-02 | SYPX Fan Replace Service including (2) fan kit for SYPM10KF/H type modules ONLY (not High Eff) | https://www.se.com/us/en/product/WMODFANRPL-MP-02 |  |  | PROACTIVE SRV & INSP | Unknown | On-demand Services | 0.01(kilos) 0.02(lbs) |  |  |  |  | 1820.00 | 2575.00 | 3195.00
| WMODFANRPL-MP-03 | SYPX Fan Replace Service including (3) fan kit for SYPM10KF/H type modules ONLY (not High Eff) | https://www.se.com/us/en/product/WMODFANRPL-MP-03 |  |  | PROACTIVE SRV & INSP | Unknown | On-demand Services | 0.01(kilos) 0.02(lbs) |  |  |  |  | 2165.00 | 3075.00 | 3795.00
| WMODFANRPL-MP-04 | SYPX Fan Replace Service including (4) fan kit for SYPM10KF/H type modules ONLY (not High Eff) | https://www.se.com/us/en/product/WMODFANRPL-MP-04 |  |  | PROACTIVE SRV & INSP | Unknown | On-demand Services | 0.01(kilos) 0.02(lbs) |  |  |  |  | 2505.00 | 3550.00 | 4395.00
| WMODFANRPL-MP-05 | SYPX Fan Replace Service including (5) fan kit for SYPM10KF/H type modules ONLY (not High Eff) | https://www.se.com/us/en/product/WMODFANRPL-MP-05 |  |  | PROACTIVE SRV & INSP | Unknown | On-demand Services | 0.01(kilos) 0.02(lbs) |  |  |  |  | 2845.00 | 4025.00 | 4995.00
| WMODFANRPL-MP-06 | SYPX Fan Replace Service including (6) fan kit for SYPM10KF/H type modules ONLY (not High Eff) | https://www.se.com/us/en/product/WMODFANRPL-MP-06 |  |  | PROACTIVE SRV & INSP | Unknown | On-demand Services | 0.01(kilos) 0.02(lbs) |  |  |  |  | 3190.00 | 4525.00 | 5595.00
| WMODFANRPL-MP-07 | SYPX Fan Replace Service including (7) fan kit for SYPM10KF/H type modules ONLY (not High Eff) | https://www.se.com/us/en/product/WMODFANRPL-MP-07 |  |  | PROACTIVE SRV & INSP | Unknown | On-demand Services | 0.01(kilos) 0.02(lbs) |  |  |  |  | 3530.00 | 5000.00 | 6200.00
| WMODFANRPL-MP-08 | SYPX Fan Replace Service including (8) fan kit for SYPM10KF/H type modules ONLY (not High Eff) | https://www.se.com/us/en/product/WMODFANRPL-MP-08 |  |  | PROACTIVE SRV & INSP | Unknown | On-demand Services | 0.01(kilos) 0.02(lbs) |  |  |  |  | 3875.00 | 5500.00 | 6800.00
| WMODFANRPL-MP-09 | SYPX Fan Replace Service including (9) fan kit for SYPM10KF/H type modules ONLY (not High Eff) | https://www.se.com/us/en/product/WMODFANRPL-MP-09 |  |  | PROACTIVE SRV & INSP | Unknown | On-demand Services | 0.01(kilos) 0.02(lbs) |  |  |  |  | 4780.00 | 6775.00 | 8390.00
| WMODFANRPL-MP-10 | SYPX Fan Replace Service including (10) fan kit for SYPM10KF/H type modules ONLY (not High Eff) | https://www.se.com/us/en/product/WMODFANRPL-MP-10 |  |  | PROACTIVE SRV & INSP | Unknown | On-demand Services | 0.01(kilos) 0.02(lbs) |  |  |  |  | 5125.00 | 7250.00 | 8995.00
| WMPMV5X8-AX-14 | Monthly Preventative Maintenance 5X8 for InRow SC Air Cooled Self Contained cooling solution | https://www.se.com/us/en/product/WMPMV5X8-AX-14 |  |  | SP COOL ADV SER PLAN | Unknown | On-demand Services |  |  |  |  | 731304579311 | 6580.00 | 9100.00 | 11275.00
| WMPMV5X8-AX-15 | Monthly Preventative Maintenance 5X8 for In Row ACRD Half Rack 10kw | https://www.se.com/us/en/product/WMPMV5X8-AX-15 |  |  | SP COOL ADV SER PLAN | Unknown | On-demand Services |  |  |  |  | 731304579298 | 10005.00 | 13900.00 | 17145.00
| WMPMV5X8-AX-20 | Monthly Preventative Maintenance 5X8 for NetworkAIR CW <11 kW | https://www.se.com/us/en/product/WMPMV5X8-AX-20 |  |  | SP COOL ADV SER PLAN | Unknown | On-demand Services | [5 empty] | 6465.00 | 8925.00 | 11080.00
| WMPMV5X8-AX-22 | Monthly Preventative Maintenance 5X8 for NetworkAIR CW 28-87 kW | https://www.se.com/us/en/product/WMPMV5X8-AX-22 |  |  | SP COOL ADV SER PLAN | Unknown | On-demand Services |  |  |  |  | 731304579274 | 8390.00 | 11600.00 | 14385.00
| WMPMV5X8-AX-26 | Monthly Preventative Maintenance 5x8 (1) InfraStruXure InRow RC Chilled Water | https://www.se.com/us/en/product/WMPMV5X8-AX-26 |  |  | SP COOL ADV SER PLAN | Unknown | On Site Service |  |  |  |  | 731304579267 | 14795.00 | 20500.00 | 25360.00
| WMPMV5X8-AX-28 | Monthly Preventative Maintenance 5X8 for (1) In Row ACRD101 series | https://www.se.com/us/en/product/WMPMV5X8-AX-28 |  |  | SP COOL ADV SER PLAN | Unknown | On-demand Services |  |  |  |  | 731304568865 | 9945.00 | 13800.00 | 17045.00
| WMPMV5X8-AX-31 | Monthly Preventative Maintenance 5X8 for NetworkAIR CM A/W/G/PC with OHE | https://www.se.com/us/en/product/WMPMV5X8-AX-31 |  |  | SP COOL ADV SER PLAN | Unknown | On-demand Services | [5 empty] | 9560.00 | 13200.00 | 16385.00
| WMPMV5X8-AX-34 | Monthly Preventative Maintenance 5X8 for (1) In Row ACRD 300 and 301 Series | https://www.se.com/us/en/product/WMPMV5X8-AX-34 |  |  | SP COOL ADV SER PLAN | Unknown | On-demand Services |  |  |  |  | 731304579304 | 10470.00 | 14500.00 | 17945.00
| WMPMV5X8-AX-36 | Monthly Preventative Maintenance 5X8 for (1) In Row ACRH 301 series | https://www.se.com/us/en/product/WMPMV5X8-AX-36 |  |  | SP COOL ADV SER PLAN | Unknown | On-demand Services | [5 empty] | 15655.00 | 21700.00 | 26830.00
| WMPMV5X8-AX-41 | Monthly Preventative Maintenance 5X8 for NetworkAIR FM A/W/G/PC 0-27 kW with OHE | https://www.se.com/us/en/product/WMPMV5X8-AX-41 |  |  | SP COOL ADV SER PLAN | Unknown | On-demand Services |  |  |  |  | 731304579281 | 13555.00 | 18800.00 | 23230.00
| WMPMV7X24-AX-14 | Monthly Preventative Maintenance 7X24 for In-Row DX 5kw self contained cooling solution. | https://www.se.com/us/en/product/WMPMV7X24-AX-14 |  |  | SP COOL ADV SER PLAN | Unknown | On-demand Services |  |  |  |  | 731304579366 | 9285.00 | 12900.00 | 15915.00
| WMPMV7X24-AX-15 | Monthly Preventative Maintenance 7X24 for In Row ACRD Half Rack 10kw | https://www.se.com/us/en/product/WMPMV7X24-AX-15 |  |  | SP COOL ADV SER PLAN | Unknown | On-demand Services |  |  |  |  | 731304579342 | 15010.00 | 20800.00 | 25730.00
| WMPMV7X24-AX-26 | Monthly Preventative Maintenance 7X24 for (1) InfraStruXure InRow RC Chilled Water | https://www.se.com/us/en/product/WMPMV7X24-AX-26 |  |  | SP COOL ADV SER PLAN | Unknown | On-demand Services | [5 empty] | 20710.00 | 28600.00 | 35500.00
| WMPMV7X24-AX-28 | Monthly Preventative Maintenance 7X24 for (1) In Row ACRD101 series | https://www.se.com/us/en/product/WMPMV7X24-AX-28 |  |  | SP COOL ADV SER PLAN | Unknown | On-demand Services |  |  |  |  | 731304568896 | 13920.00 | 19300.00 | 23865.00
| WMPMV7X24-AX-34 | Monthly Preventative Maintenance 7X24 for (1) In Row ACRD 300 and 301 Series | https://www.se.com/us/en/product/WMPMV7X24-AX-34 |  |  | SP COOL ADV SER PLAN | Unknown | On-demand Services |  |  |  |  | 731304579359 | 14650.00 | 20300.00 | 25115.00
| WMPMV7X24-AX-36 | Monthly Preventative Maintenance 7X24 for (1) In Row ACRH 301 series | https://www.se.com/us/en/product/WMPMV7X24-AX-36 |  |  | SP COOL ADV SER PLAN | Unknown | On-demand Services | [5 empty] | 21915.00 | 30300.00 | 37565.00
| WMPMV7X24-AX-41 | Monthly Preventative Maintenance 7X24 for NetworkAIR FM A/W/G/PC 0-27 kW with OHE | https://www.se.com/us/en/product/WMPMV7X24-AX-41 |  |  | SP COOL ADV SER PLAN | Unknown | On-demand Services |  |  |  |  | 731304579335 | 18295.00 | 25300.00 | 31360.00
| WMS1YRHW-BASIC | 1 Year Extended Hardware Warranty for StruxureWare Data Center Expert Basic | https://www.se.com/us/en/product/WMS1YRHW-BASIC |  |  | SW SUPPORT: DCE | Unknown | Extended Warranties - Critical Power & Cooling |  |  |  |  | 731304785149 | 236.00 | 329.99 | 424.00
| WMS1YRHW-ENT | 1 Year Extended Hardware Warranty for StruxureWare Data Center Expert Enterprise | https://www.se.com/us/en/product/WMS1YRHW-ENT |  |  | SW SUPPORT: DCE | Unknown | Extended Warranties - Critical Power & Cooling |  |  |  |  | 731304785156 | 707.00 | 989.00 | 1275.00
| WMS1YRHW-STD | 1 Year Extended Hardware Warranty for StruxureWare Data Center Expert Standard | https://www.se.com/us/en/product/WMS1YRHW-STD |  |  | SW SUPPORT: DCE | Unknown | Extended Warranties - Critical Power & Cooling |  |  |  |  | 731304785163 | 392.00 | 549.00 | 705.00
| WNBSP0131 | APC NetBotz 21-Month Bridge Sftwr & Support Warranty - 3xx/4xx models - Single-Appliance Pack | https://www.se.com/us/en/product/WNBSP0131 |  |  | SP POWER HBN WARR EXT | Unknown | Extended Warranties - Critical Power & Cooling | 0.01(kilos) 0.02(lbs) |  |  |  |  | 283.00 | 419.00 | 510.00
| WNBSP0131M | Monthly 420/320 First Year Bridge Software Warranty | https://www.se.com/us/en/product/WNBSP0131M |  |  | SP POWER HBN WARR EXT | Unknown | Extended Warranties - Critical Power & Cooling | 0.01(kilos) 0.02(lbs) |  |  |  |  | 19.00 | 29.99 | 34.00
| WNBSP0132 | APC NetBotz 21-Month Bridge Sftwr & Support Warranty - 3xx/4xx models - Five-Appliance Pack | https://www.se.com/us/en/product/WNBSP0132 |  |  | SP POWER HBN WARR EXT | Unknown | Extended Warranties - Critical Power & Cooling | 0.01(kilos) 0.02(lbs) |  |  |  |  | 1270.00 | 1850.00 | 2285.00
| WNBSP0133 | APC NetBotz 21-Month Bridge Sftwr & Support Warranty - 3xx/4xx models - 20-Appliance Pack | https://www.se.com/us/en/product/WNBSP0133 |  |  | SP POWER HBN WARR EXT | Unknown | Extended Warranties - Critical Power & Cooling | 0.01(kilos) 0.02(lbs) |  |  |  |  | 4560.00 | 6625.00 | 8205.00
| WNBSP0141 | APC NetBotz Full-Year Extended Warranty Renewal- 3xx/4xx models - Single-Appliance Pack | https://www.se.com/us/en/product/WNBSP0141 |  |  | SP POWER HBN WARR EXT | Unknown | Extended Warranties - Critical Power & Cooling | 0.01(kilos) 0.02(lbs) |  |  |  |  | 243.00 | 359.99 | 438.00
| WNBSP0141M | Monthly 420/320 Full Year Software Warranty | https://www.se.com/us/en/product/WNBSP0141M |  |  | SP POWER HBN WARR EXT | Unknown | Extended Warranties - Critical Power & Cooling | 0.01(kilos) 0.02(lbs) |  |  |  |  | 29.00 | 44.99 | 51.00
| WNBSP0142 | APC NetBotz Full-Year Extended Warranty Renewal - 3xx/4xx models - Five-Appliance Pack | https://www.se.com/us/en/product/WNBSP0142 |  |  | SP POWER HBN WARR EXT | Unknown | Extended Warranties - Critical Power & Cooling | 0.01(kilos) 0.02(lbs) |  |  |  |  | 1105.00 | 1600.00 | 1985.00
| WNBSP0143 | APC NetBotz Full-Year Extended Warranty Renewal- 3xx/4xx models - 20-Appliance Pack | https://www.se.com/us/en/product/WNBSP0143 |  |  | SP POWER HBN WARR EXT | Unknown | Extended Warranties - Critical Power & Cooling | 0.01(kilos) 0.02(lbs) |  |  |  |  | 3905.00 | 5675.00 | 7030.00
| WNBSP0231 | APC NetBotz 21-Month Bridge Sftwr & Support Warranty - 500 models - Single-Appliance Pack | https://www.se.com/us/en/product/WNBSP0231 |  |  | SP POWER HBN WARR EXT | Unknown | Extended Warranties - Critical Power & Cooling | 0.01(kilos) 0.02(lbs) |  |  |  |  | 382.00 | 559.00 | 688.00
| WNBSP0231M | Monthly 500 First Year Bridge Software Warranty | https://www.se.com/us/en/product/WNBSP0231M |  |  | SP POWER HBN WARR EXT | Unknown | Extended Warranties - Critical Power & Cooling | 0.01(kilos) 0.02(lbs) |  |  |  |  | 30.00 | 44.99 | 53.00
| WNBSP0232 | APC NetBotz 21-Month Bridge Sftwr & Support Warranty - 500 models - Five-Appliance Pack | https://www.se.com/us/en/product/WNBSP0232 |  |  | SP POWER HBN WARR EXT | Unknown | Extended Warranties - Critical Power & Cooling | 0.01(kilos) 0.02(lbs) |  |  |  |  | 1760.00 | 2550.00 | 3165.00
| WNBSP0233 | APC NetBotz 21-Month Bridge Sftwr & Support Warranty - 500 models - 20-Appliance Pack | https://www.se.com/us/en/product/WNBSP0233 |  |  | SP POWER HBN WARR EXT | Unknown | Extended Warranties - Critical Power & Cooling | 0.01(kilos) 0.02(lbs) |  |  |  |  | 6630.00 | 9625.00 | 11930.00
| WNBSP0241 | APC NetBotz Full-Year Extended Warranty Renewal- 500 Models - Single-Appliance Pack | https://www.se.com/us/en/product/WNBSP0241 |  |  | SP POWER HBN WARR EXT | Unknown | Extended Warranties - Critical Power & Cooling | 0.01(kilos) 0.02(lbs) |  |  |  |  | 332.00 | 489.00 | 598.00
| WNBSP0241M | Monthly 500 Full Year Software Warranty | https://www.se.com/us/en/product/WNBSP0241M |  |  | SP POWER HBN WARR EXT | Unknown | Extended Warranties - Critical Power & Cooling | 0.01(kilos) 0.02(lbs) |  |  |  |  | 42.00 | 59.99 | 74.00
| WNBSP0242 | APC NetBotz Full-Year Extended Warranty Renewal- 500 Models - Five-Appliance Pack | https://www.se.com/us/en/product/WNBSP0242 |  |  | SP POWER HBN WARR EXT | Unknown | Extended Warranties - Critical Power & Cooling | 0.01(kilos) 0.02(lbs) |  |  |  |  | 1525.00 | 2225.00 | 2745.00
| WNBSP0243 | APC NetBotz Full-Year Extended Warranty Renewal- 500 Models - 20-Appliance Pack | https://www.se.com/us/en/product/WNBSP0243 |  |  | SP POWER HBN WARR EXT | Unknown | Extended Warranties - Critical Power & Cooling | 0.01(kilos) 0.02(lbs) |  |  |  |  | 5665.00 | 8225.00 | 10190.00
| WNBSP3141 | APC NetBotz Three-Year Extended Warranty - 3xx/4xx Models - Single-Appliance Pack | https://www.se.com/us/en/product/WNBSP3141 |  |  | SP POWER HBN WARR EXT | Unknown | Extended Warranties - Critical Power & Cooling | 0.01(kilos) 0.02(lbs) |  |  |  |  | 469.00 | 689.00 | 845.00
| WNBSP3142 | APC NetBotz Three-Year Extended Warranty - 3xx/4xx Models - Five-Appliance Pack | https://www.se.com/us/en/product/WNBSP3142 |  |  | SP POWER HBN WARR EXT | Unknown | Extended Warranties - Critical Power & Cooling | 0.01(kilos) 0.02(lbs) |  |  |  |  | 2120.00 | 3075.00 | 3810.00
| WNBSP3143 | APC NetBotz Three-Year Extended Warranty - 3xx/4xx Models - 20-Appliance Pack | https://www.se.com/us/en/product/WNBSP3143 |  |  | SP POWER HBN WARR EXT | Unknown | Extended Warranties - Critical Power & Cooling | 0.01(kilos) 0.02(lbs) |  |  |  |  | 7615.00 | 11100.00 | 13705.00
| WNBSP3241 | APC NetBotz Three-Year Extended Warranty - 500 Models - Single-Appliance Pack | https://www.se.com/us/en/product/WNBSP3241 |  |  | SP POWER HBN WARR EXT | Unknown | Extended Warranties - Critical Power & Cooling | 0.01(kilos) 0.02(lbs) |  |  |  |  | 643.00 | 939.00 | 1160.00
| WNBSP3242 | APC NetBotz Three-Year Extended Warranty - 500 Models - Five-Appliance Pack | https://www.se.com/us/en/product/WNBSP3242 |  |  | SP POWER HBN WARR EXT | Unknown | Extended Warranties - Critical Power & Cooling | 0.01(kilos) 0.02(lbs) |  |  |  |  | 2930.00 | 4250.00 | 5275.00
| WNBSP3243 | APC NetBotz Three-Year Extended Warranty - 500 Models - 20-Appliance Pack | https://www.se.com/us/en/product/WNBSP3243 |  |  | SP POWER HBN WARR EXT | Unknown | Extended Warranties - Critical Power & Cooling | 0.01(kilos) 0.02(lbs) |  |  |  |  | 11030.00 | 16000.00 | 19855.00
| WNBWN001 | Base - 2 Year Software Support Contract (NBWL0355/NBWL0455) | https://www.se.com/us/en/product/WNBWN001 |  |  | SP POWER HBN WARR EXT | Unknown | Extended Warranties - Critical Power & Cooling | 0.01(kilos) 0.02(lbs) |  |  |  |  | 187.00 | 279.99 | 337.00
| WNBWN002 | Base - 2 Yr Software Support Contract (NBRK0450/NBRK0550/NBRK0570) | https://www.se.com/us/en/product/WNBWN002 |  |  | SP POWER HBN WARR EXT | Unknown | Extended Warranties - Critical Power & Cooling | 0.01(kilos) 0.02(lbs) |  |  |  |  | 282.00 | 409.00 | 508.00
| WNBWN003 | Extension - 1 Year Software Support Contract & 1 Year Hardware Warranty (NBWL0355/NBWL0455) | https://www.se.com/us/en/product/WNBWN003 |  |  | SP POWER HBN WARR EXT | Unknown | Extended Warranties - Critical Power & Cooling | 0.01(kilos) 0.02(lbs) |  |  |  |  | 177.00 | 259.99 | 319.00
| WNBWN004 | Extension - 1 Yr Software Support Contract & 1 Year Hardware Warranty (NBRK0450/NBRK0550/NBRK0570) | https://www.se.com/us/en/product/WNBWN004 |  |  | SP POWER HBN WARR EXT | Unknown | Extended Warranties - Critical Power & Cooling | 0.01(kilos) 0.02(lbs) |  |  |  |  | 270.00 | 399.99 | 486.00
| WNCT075201 | Orientation & Training | https://www.se.com/us/en/product/WNCT075201 |  |  | SP POWER INSTALL | Unknown | Installation Services for Critical Power & Cooling | [5 empty] | Call for Quote | Call for Quote | Call for Quote
| WNPR071001 | ISX Installation Management Service | https://www.se.com/us/en/product/WNPR071001 |  |  | ECOCONSULT ASSESSMENT | Unknown | Installation Services for Critical Power & Cooling | [5 empty] | Call for Quote | Call for Quote | Call for Quote
| WNPR071011 | Installation Management Base Service | https://www.se.com/us/en/product/WNPR071011 |  |  | ECOCONSULT ASSESSMENT | Unknown | Installation Services for Critical Power & Cooling | [5 empty] | 4375.00 | 6350.00 | 7875.00
| WNPR071020 | Installation Management Unit | https://www.se.com/us/en/product/WNPR071020 |  |  | ECOCONSULT ASSESSMENT | Unknown | Installation Services for Critical Power & Cooling | [5 empty] | 199.00 | 289.99 | 350.00
| WNSC01 | Data Center Management Software Configuration Suite | https://www.se.com/us/en/product/WNSC01 |  |  | SOFTWARE DEPLOYMENT | Unknown | Software Configuration | [5 empty] | Call for Quote | Call for Quote | Call for Quote
| WNSC011 | Data Center Management Software Configuration Option | https://www.se.com/us/en/product/WNSC011 |  |  | SOFTWARE DEPLOYMENT | Unknown | Software Configuration | [5 empty] | Call for Quote | Call for Quote | Call for Quote
| WNSC0101 | Data Center Expert Software Configuration | https://www.se.com/us/en/product/WNSC0101 |  |  | SOFTWARE DEPLOYMENT | Unknown | Software Configuration | [5 empty] | Call for Quote | Call for Quote | Call for Quote
| WNSC0102 | IT Advisor Software Configuration | https://www.se.com/us/en/product/WNSC0102 |  |  | SOFTWARE DEPLOYMENT | Unknown | Software Configuration | [5 empty] | Call for Quote | Call for Quote | Call for Quote
| WNSC0103 | Data Center Capacity Software Configuration | https://www.se.com/us/en/product/WNSC0103 |  |  | SOFTWARE DEPLOYMENT | Unknown | Software Configuration | [5 empty] | Call for Quote | Call for Quote | Call for Quote
| WNSC010104 | Data Center Expert Alarm Threshold Configuration | https://www.se.com/us/en/product/WNSC010104 |  |  | SOFTWARE DEPLOYMENT | Unknown | Software Configuration | [5 empty] | 37.00 | 49.99 | 64.00
| WNSC010105 | Data Center Expert Alarm Action Configuration | https://www.se.com/us/en/product/WNSC010105 |  |  | SOFTWARE DEPLOYMENT | Unknown | Software Configuration | [5 empty] | 37.00 | 49.99 | 64.00
| WNSC010106 | Data Center Expert Alarm Profile Configuration | https://www.se.com/us/en/product/WNSC010106 |  |  | SOFTWARE DEPLOYMENT | Unknown | Software Configuration | [5 empty] | 111.00 | 149.99 | 190.00
| WNSC010107 | Data Center Expert Remote Management Configuration | https://www.se.com/us/en/product/WNSC010107 |  |  | SOFTWARE DEPLOYMENT | Unknown | Software Configuration | [5 empty] | 222.00 | 299.99 | 380.00
| WNSC010108 | Data Center Expert Network Management Configuration | https://www.se.com/us/en/product/WNSC010108 |  |  | SOFTWARE DEPLOYMENT | Unknown | Software Configuration | [5 empty] | 55.00 | 79.99 | 94.00
| WNSC010109 | Data Center Expert Building Management Configuration | https://www.se.com/us/en/product/WNSC010109 |  |  | SOFTWARE DEPLOYMENT | Unknown | Software Configuration | [5 empty] | 444.00 | 599.00 | 760.00
| WNSC010110 | Data Center Expert Surveillance Configuration | https://www.se.com/us/en/product/WNSC010110 |  |  | SOFTWARE DEPLOYMENT | Unknown | Software Configuration | [5 empty] | 37.00 | 49.99 | 64.00
| WNSC010111 | Data Center Device Identification | https://www.se.com/us/en/product/WNSC010111 |  |  | SOFTWARE DEPLOYMENT | Unknown | Software Configuration | [5 empty] | 3.70 | 5.00 | 6.40
| WNSC010112 | Schneider Gateway Configuration Service | https://www.se.com/us/en/product/WNSC010112 |  |  | SOFTWARE DEPLOYMENT | Unknown | Software Configuration | [5 empty] | 332.00 | 449.00 | 569.00
| WNSC010201 | IT Advisor Floor Catalog Creation | https://www.se.com/us/en/product/WNSC010201 |  |  | SOFTWARE DEPLOYMENT | Unknown | Software Configuration | [5 empty] | 37.00 | 49.99 | 63.00
| WNSC010202 | IT Advisor RackMount Catalog Creation | https://www.se.com/us/en/product/WNSC010202 |  |  | SOFTWARE DEPLOYMENT | Unknown | Software Configuration | [5 empty] | 56.00 | 79.99 | 95.00
| WNSC010203 | IT Advisor Floor Layout Creation | https://www.se.com/us/en/product/WNSC010203 |  |  | SOFTWARE DEPLOYMENT | Unknown | Software Configuration | [5 empty] | 7.40 | 10.00 | 12.75
| WNSC010204 | IT Advisor Floor Equipment Identification | https://www.se.com/us/en/product/WNSC010204 |  |  | SOFTWARE DEPLOYMENT | Unknown | Software Configuration | [5 empty] | 7.40 | 10.00 | 12.75
| WNSC010205 | IT Advisor Rack PDU Assessment | https://www.se.com/us/en/product/WNSC010205 |  |  | SOFTWARE DEPLOYMENT | Unknown | Software Configuration | [5 empty] | 7.40 | 10.00 | 12.75
| WNSC010206 | IT Advisor Power Dependency Configuration | https://www.se.com/us/en/product/WNSC010206 |  |  | SOFTWARE DEPLOYMENT | Unknown | Software Configuration | [5 empty] | 11.25 | 14.99 | 19.00
| WNSC010207 | IT Advisor IT Device Assessment | https://www.se.com/us/en/product/WNSC010207 |  |  | SOFTWARE DEPLOYMENT | Unknown | Software Configuration | [5 empty] | 56.00 | 79.99 | 95.00
| WNSC010208 | IT Advisor Device Assignment | https://www.se.com/us/en/product/WNSC010208 |  |  | SOFTWARE DEPLOYMENT | Unknown | Software Configuration | [5 empty] | 3.70 | 5.00 | 6.40
| WNSC010215 | IT Advisor PUE DCIE Configuration | https://www.se.com/us/en/product/WNSC010215 |  |  | SOFTWARE DEPLOYMENT | Unknown | Software Configuration | [5 empty] | 886.00 | 1200.00 | 1520.00
| WNSC010301 | IT Advisor Capacity Policy Configuration | https://www.se.com/us/en/product/WNSC010301 |  |  | SOFTWARE DEPLOYMENT | Unknown | Software Configuration | [5 empty] | 111.00 | 149.99 | 190.00
| WNSC010302 | IT Advisor Capacity Advanced Power Configuration | https://www.se.com/us/en/product/WNSC010302 |  |  | SOFTWARE DEPLOYMENT | Unknown | Software Configuration | [5 empty] | 37.00 | 49.99 | 64.00
| WNSCENEFF | Sustainability Configuration Service | https://www.se.com/us/en/product/WNSCENEFF |  |  | SOFTWARE DEPLOYMENT | Unknown | Data Center Operation: Energy Efficiency |  |  |  |  | 731304632542 | Call for Quote | Call for Quote | Call for Quote
| WNSWACS1DDF | DDF Creation Service for single DDF | https://www.se.com/us/en/product/WNSWACS1DDF |  |  | ADV CUSTOM SOLUTIONS | Unknown | Software Adaptation | [5 empty] | 515.00 | 689.00 | 882.00
| WNSWACS5DDF | DDF Creation Service 5 DDF Pack | https://www.se.com/us/en/product/WNSWACS5DDF |  |  | ADV CUSTOM SOLUTIONS | Unknown | Software Adaptation |  |  |  |  | 731304785415 | 2445.00 | 3275.00 | 4195.00
| WNSWACS10DDF | DDF Creation Service 10 DDF Pack | https://www.se.com/us/en/product/WNSWACS10DDF |  |  | ADV CUSTOM SOLUTIONS | Unknown | Software Adaptation |  |  |  |  | 731304785422 | 4635.00 | 6175.00 | 7940.00
| WNSWACS20DDF | DDF Creation Service 20 DDF Pack | https://www.se.com/us/en/product/WNSWACS20DDF |  |  | ADV CUSTOM SOLUTIONS | Unknown | Software Adaptation |  |  |  |  | 731304785439 | 8750.00 | 11700.00 | 14995.00
| WNSWACSXBU | Ecostruxure Data Center Services | https://www.se.com/us/en/product/WNSWACSXBU |  |  | ADV CUSTOM SOLUTIONS | Unknown | Software Adaptation |  |  |  |  | 731304423454 | 1050.00 | 1400.00 | 1800.00
| WNSWADCE2V1Y | Data Center Expert health check 2 visits per year | https://www.se.com/us/en/product/WNSWADCE2V1Y |  |  | SOFTWARE DEPLOYMENT | Unknown | Software Configuration |  |  |  |  | 731304784937 | 9215.00 | 12300.00 | 15795.00
| WNSWADCE4V1Y | Data Center Expert health check 4 visits per year | https://www.se.com/us/en/product/WNSWADCE4V1Y |  |  | SOFTWARE DEPLOYMENT | Unknown | Software Configuration |  |  |  |  | 731304784944 | 18430.00 | 24600.00 | 31590.00
| WNSWADCO2V1Y | StruxureWare Data Center Operation Periodic Maintenance Contract, 2 visits/year | https://www.se.com/us/en/product/WNSWADCO2V1Y |  |  | SOFTWARE DEPLOYMENT | Unknown | Software Configuration |  |  |  |  | 731304784951 | 9215.00 | 12300.00 | 15795.00
| WNSWADCO4V1Y | StruxureWare Data Center Operation Periodic Maintenance Contract, 4 visits/year | https://www.se.com/us/en/product/WNSWADCO4V1Y |  |  | SOFTWARE DEPLOYMENT | Unknown | Software Configuration |  |  |  |  | 731304784968 | 18430.00 | 24600.00 | 31590.00
| WNSWDCIMCUSTOMR | DCIM Customization Service | https://www.se.com/us/en/product/WNSWDCIMCUSTOMR |  |  | ADV CUSTOM SOLUTIONS | Unknown | Software Adaptation |  |  |  |  | 731304785408 | 1285.00 | 1725.00 | 2200.00
| WOE1YR-E7-50 | (1) Year On-Site Warranty Extension for (1) EPS 7000 300 to 500 kVA UPS | https://www.se.com/us/en/product/WOE1YR-E7-50 |  |  | 3PH&BATT ADV SER PLAN | Unknown | Advantage Service Plan for 3-Phase UPS | [5 empty] | 7155.00 | 10200.00 | 12565.00
| WOE1YR-E8-10 | (1) Year On-Site Warranty Extension for (1) EPS 8000 1000 kVA UPS | https://www.se.com/us/en/product/WOE1YR-E8-10 |  |  | 3PH&BATT ADV SER PLAN | Unknown | Advantage Service Plan for 3-Phase UPS | [5 empty] | 8260.00 | 11700.00 | 14505.00
| WOE1YR-E8-11 | (1) Year On-Site Warranty Extension for (1) EPS 8000 1100 to 1125 kVA UPS | https://www.se.com/us/en/product/WOE1YR-E8-11 |  |  | 3PH&BATT ADV SER PLAN | Unknown | Advantage Service Plan for 3-Phase UPS | [5 empty] | 8785.00 | 12500.00 | 15425.00
| WOE1YR-E8-62 | (1) Year On-Site Warranty Extension for (1) EPS 8000 555 kVA UPS | https://www.se.com/us/en/product/WOE1YR-E8-62 |  |  | 3PH&BATT ADV SER PLAN | Unknown | Advantage Service Plan for 3-Phase UPS | [5 empty] | 7580.00 | 10800.00 | 13305.00
| WOE1YR-E8-80 | (1) Year On-Site Warranty Extension for (1) EPS 8000 625 to 800 kVA UPS | https://www.se.com/us/en/product/WOE1YR-E8-80 |  |  | 3PH&BATT ADV SER PLAN | Unknown | Advantage Service Plan for 3-Phase UPS | [5 empty] | 8085.00 | 11500.00 | 14190.00
| WOE1YR-EZU-15 | 1 Year On-Site Warranty Ext for (1) Easy UPS 3S UL 10-15kVA UPS | https://www.se.com/us/en/product/WOE1YR-EZU-15 |  |  | Unknown | Unknown | Advantage Service Plan for 3-Phase UPS |  |  |  |  | 731304781370 | 3245.00 | 4600.00 | 5695.00
| WOE1YR-EZU-20 | 1 Year On-Site Warranty Ext for (1) Easy UPS 3S UL 20kVA UPS | https://www.se.com/us/en/product/WOE1YR-EZU-20 |  |  | Unknown | Unknown | Advantage Service Plan for 3-Phase UPS |  |  |  |  | 731304781424 | 3305.00 | 4675.00 | 5800.00
| WOE1YR-EZU-30 | 1 Year On-Site Warranty Ext for (1) Easy UPS 3S UL 30kVA UPS | https://www.se.com/us/en/product/WOE1YR-EZU-30 |  |  | Unknown | Unknown | Advantage Service Plan for 3-Phase UPS |  |  |  |  | 731304781479 | 3570.00 | 5050.00 | 6265.00
| WOE1YR-EZU-40 | 1 Year On-Site Warranty Ext for (1) Easy UPS 3S UL 40kVA UPS | https://www.se.com/us/en/product/WOE1YR-EZU-40 |  |  | Unknown | Unknown | Advantage Service Plan for 3-Phase UPS |  |  |  |  | 731304781523 | 3755.00 | 5325.00 | 6595.00
| WOE1YR-G3-21 | 1 Year On-Site Warranty Extension for (1) Galaxy 3500 or SUVT 10-15 kVA UPS | https://www.se.com/us/en/product/WOE1YR-G3-21 |  |  | Unknown | Unknown | Advantage Service Plan for 3-Phase UPS | [5 empty] | 1710.00 | 2425.00 | 3005.00
| WOE1YR-G3-22 | 1 Year On-Site Warranty Extension for (1) Galaxy 3500 or SUVT 20 kVA UPS | https://www.se.com/us/en/product/WOE1YR-G3-22 |  |  | Unknown | Unknown | Advantage Service Plan for 3-Phase UPS | [5 empty] | 2235.00 | 3175.00 | 3920.00
| WOE1YR-G3-23 | 1 Year On-Site Warranty Extension for (1) Galaxy 3500 or SUVT 30 kVA UPS | https://www.se.com/us/en/product/WOE1YR-G3-23 |  |  | Unknown | Unknown | Advantage Service Plan for 3-Phase UPS | [5 empty] | 2540.00 | 3600.00 | 4465.00
| WOE1YR-G3-24 | 1 Year On-Site Warranty Extension for (1) Galaxy 3500 or SUVT 40 kVA UPS | https://www.se.com/us/en/product/WOE1YR-G3-24 |  |  | Unknown | Unknown | Advantage Service Plan for 3-Phase UPS | [5 empty] | 2590.00 | 3675.00 | 4545.00
| WOE1YR-G4-50 | (1) Year On-Site Warranty Extension for Galaxy 4000 40 to 50kVA UPS | https://www.se.com/us/en/product/WOE1YR-G4-50 |  |  | 3PH&BATT ADV SER PLAN | Unknown | Advantage Service Plan for 3-Phase UPS | [5 empty] | 2645.00 | 3750.00 | 4645.00
| WOE1YR-G4-75 | (1) Year On-Site Warranty Extension for Galaxy 4000 65 to 75kVA UPS | https://www.se.com/us/en/product/WOE1YR-G4-75 |  |  | 3PH&BATT ADV SER PLAN | Unknown | Advantage Service Plan for 3-Phase UPS | [5 empty] | 2865.00 | 4075.00 | 5030.00
| WOE1YR-G5-13 | (1) Year On-Site Warranty Extension for Galaxy 5000/5500 100-130kVA | https://www.se.com/us/en/product/WOE1YR-G5-13 |  |  | 3PH&BATT ADV SER PLAN | Unknown | Advantage Service Plan for 3-Phase UPS | [5 empty] | 3570.00 | 5050.00 | 6265.00
| WOE1YR-G5-81 | (1) Year On-Site Warranty Extension for Galaxy 5000/5500 41 - 80kVA | https://www.se.com/us/en/product/WOE1YR-G5-81 |  |  | 3PH&BATT ADV SER PLAN | Unknown | Advantage Service Plan for 3-Phase UPS | [5 empty] | 3290.00 | 4650.00 | 5775.00
| WOE1YR-GP-12 | (1) Year On-Site Warranty Extension for (1) Galaxy PW or PWI 80 to 130 kVA UPS | https://www.se.com/us/en/product/WOE1YR-GP-12 |  |  | 3PH&BATT ADV SER PLAN | Unknown | Advantage Service Plan for 3-Phase UPS | [5 empty] | 3510.00 | 4975.00 | 6165.00
| WOE1YR-GP-15 | (1) Year On-Site Warranty Extension for (1) Galaxy PW 150 or 180 or PWI 160 kVA UPS | https://www.se.com/us/en/product/WOE1YR-GP-15 |  |  | 3PH&BATT ADV SER PLAN | Unknown | Advantage Service Plan for 3-Phase UPS | [5 empty] | 4240.00 | 6000.00 | 7440.00
| WOE1YR-GP-20 | (1) Year On-Site Warranty Extension for (1) Galaxy PW 160 or 200 or PWI 200 kVA UPS | https://www.se.com/us/en/product/WOE1YR-GP-20 |  |  | 3PH&BATT ADV SER PLAN | Unknown | Advantage Service Plan for 3-Phase UPS | [5 empty] | 4795.00 | 6800.00 | 8415.00
| WOE1YR-GP-22 | (1) Year On-Site Warranty Extension for (1) Galaxy PW 225 kVA UPS | https://www.se.com/us/en/product/WOE1YR-GP-22 |  |  | 3PH&BATT ADV SER PLAN | Unknown | Advantage Service Plan for 3-Phase UPS | [5 empty] | 4895.00 | 6925.00 | 8590.00
| WOE1YR-LB-E1 | (1) Yr On-Site Warranty Ext for 1 rack Type E Li-Ion Battery solution | https://www.se.com/us/en/product/WOE1YR-LB-E1 |  |  | 3PH&BATT ADV SER PLAN | Unknown | Advantage Service Plan for 3-Phase UPS | [5 empty] | 2010.00 | 2850.00 | 3525.00
| WOE1YR-LB-E2 | (1) Yr On-Site Warranty Ext for 2 rack Type E Li-Ion Battery solution | https://www.se.com/us/en/product/WOE1YR-LB-E2 |  |  | 3PH&BATT ADV SER PLAN | Unknown | Advantage Service Plan for 3-Phase UPS | [5 empty] | 3890.00 | 5525.00 | 6835.00
| WOE1YR-LB-E3 | (1) Yr On-Site Warranty Ext for 3 rack Type E Li-Ion Battery solution | https://www.se.com/us/en/product/WOE1YR-LB-E3 |  |  | 3PH&BATT ADV SER PLAN | Unknown | Advantage Service Plan for 3-Phase UPS | [5 empty] | 5350.00 | 7575.00 | 9395.00
| WOE1YR-LB-E4 | (1) Yr On-Site Warranty Ext for 4 rack Type E Li-Ion Battery solution | https://www.se.com/us/en/product/WOE1YR-LB-E4 |  |  | 3PH&BATT ADV SER PLAN | Unknown | Advantage Service Plan for 3-Phase UPS | [5 empty] | 6800.00 | 9625.00 | 11940.00
| WOE1YR-LB-E5 | (1) Yr On-Site Warranty Ext for 5 rack Type E Li-Ion Battery solution | https://www.se.com/us/en/product/WOE1YR-LB-E5 |  |  | 3PH&BATT ADV SER PLAN | Unknown | Advantage Service Plan for 3-Phase UPS | [5 empty] | 8255.00 | 11700.00 | 14495.00
| WOE1YR-LB-E6 | (1) Yr On-Site Warranty Ext for 6 rack Type E Li-Ion Battery solution | https://www.se.com/us/en/product/WOE1YR-LB-E6 |  |  | 3PH&BATT ADV SER PLAN | Unknown | Advantage Service Plan for 3-Phase UPS | [5 empty] | 9710.00 | 13800.00 | 17050.00
| WOE1YR-LB-E7 | (1) Yr On-Site Warranty Ext for 7 rack Type E Li-Ion Battery solution | https://www.se.com/us/en/product/WOE1YR-LB-E7 |  |  | 3PH&BATT ADV SER PLAN | Unknown | Advantage Service Plan for 3-Phase UPS | [5 empty] | 11160.00 | 15800.00 | 19600.00
| WOE1YR-LB-E8 | (1) Yr On-Site Warranty Ext for 8 rack Type E Li-Ion Battery solution | https://www.se.com/us/en/product/WOE1YR-LB-E8 |  |  | 3PH&BATT ADV SER PLAN | Unknown | Advantage Service Plan for 3-Phase UPS | [5 empty] | 12615.00 | 17900.00 | 22155.00
| WOE1YR-LB-G1 | (1) Yr On-Site Warranty Ext for 1 rack Type G Li-Ion Battery solution | https://www.se.com/us/en/product/WOE1YR-LB-G1 |  |  | 3PH&BATT ADV SER PLAN | Unknown | Advantage Service Plan for 3-Phase UPS | [5 empty] | 2060.00 | 2925.00 | 3615.00
| WOE1YR-LB-G2 | (1) Yr On-Site Warranty Ext for 2 rack Type G Li-Ion Battery solution | https://www.se.com/us/en/product/WOE1YR-LB-G2 |  |  | 3PH&BATT ADV SER PLAN | Unknown | Advantage Service Plan for 3-Phase UPS | [5 empty] | 4000.00 | 5675.00 | 7020.00
| WOE1YR-LB-G3 | (1) Yr On-Site Warranty Ext for 3 rack Type G Li-Ion Battery solution | https://www.se.com/us/en/product/WOE1YR-LB-G3 |  |  | 3PH&BATT ADV SER PLAN | Unknown | Advantage Service Plan for 3-Phase UPS | [5 empty] | 5505.00 | 7800.00 | 9670.00
| WOE1YR-LB-G4 | (1) Yr On-Site Warranty Ext for 4 rack Type G Li-Ion Battery solution | https://www.se.com/us/en/product/WOE1YR-LB-G4 |  |  | 3PH&BATT ADV SER PLAN | Unknown | Advantage Service Plan for 3-Phase UPS | [5 empty] | 7010.00 | 9925.00 | 12315.00
| WOE1YR-LB-G5 | (1) Yr On-Site Warranty Ext for 5 rack Type G Li-Ion Battery solution | https://www.se.com/us/en/product/WOE1YR-LB-G5 |  |  | 3PH&BATT ADV SER PLAN | Unknown | Advantage Service Plan for 3-Phase UPS | [5 empty] | 8520.00 | 12100.00 | 14960.00
| WOE1YR-LB-G6 | (1) Yr On-Site Warranty Ext for 6 rack Type G Li-Ion Battery solution | https://www.se.com/us/en/product/WOE1YR-LB-G6 |  |  | 3PH&BATT ADV SER PLAN | Unknown | Advantage Service Plan for 3-Phase UPS | [5 empty] | 10030.00 | 14200.00 | 17610.00
| WOE1YR-LB-G7 | (1) Yr On-Site Warranty Ext for 7 rack Type G Li-Ion Battery solution | https://www.se.com/us/en/product/WOE1YR-LB-G7 |  |  | 3PH&BATT ADV SER PLAN | Unknown | Advantage Service Plan for 3-Phase UPS | [5 empty] | 11535.00 | 16400.00 | 20255.00
| WOE1YR-LB-G8 | (1) Yr On-Site Warranty Ext for 8 rack Type G Li-Ion Battery solution | https://www.se.com/us/en/product/WOE1YR-LB-G8 |  |  | 3PH&BATT ADV SER PLAN | Unknown | Advantage Service Plan for 3-Phase UPS | [5 empty] | 13040.00 | 18500.00 | 22900.00
| WOE1YR-LB-O2 | (1) Yr On-Site Warranty Ext for 2 rack Type O Li-Ion Battery solution | https://www.se.com/us/en/product/WOE1YR-LB-O2 |  |  | 3PH&BATT ADV SER PLAN | Unknown | Advantage Service Plan for 3-Phase UPS | [5 empty] | 3300.00 | 4675.00 | 5790.00
| WOE1YR-LB-O4 | (1) Yr On-Site Warranty Ext for 4 rack Type O Li-Ion Battery solution | https://www.se.com/us/en/product/WOE1YR-LB-O4 |  |  | 3PH&BATT ADV SER PLAN | Unknown | Advantage Service Plan for 3-Phase UPS | [5 empty] | 5610.00 | 7950.00 | 9850.00
| WOE1YR-LB-O6 | (1) Yr On-Site Warranty Ext for 6 rack Type O Li-Ion Battery solution | https://www.se.com/us/en/product/WOE1YR-LB-O6 |  |  | 3PH&BATT ADV SER PLAN | Unknown | Advantage Service Plan for 3-Phase UPS | [5 empty] | 7925.00 | 11300.00 | 13915.00
| WOE1YR-LB-O8 | (1) Yr On-Site Warranty Ext for 8 rack Type O Li-Ion Battery solution | https://www.se.com/us/en/product/WOE1YR-LB-O8 |  |  | 3PH&BATT ADV SER PLAN | Unknown | Advantage Service Plan for 3-Phase UPS | [5 empty] | 10235.00 | 14500.00 | 17975.00
| WOE1YR-LB-O10 | (1) Yr On-Site Warranty Ext for 10 rack Type O Li-Ion Battery solution | https://www.se.com/us/en/product/WOE1YR-LB-O10 |  |  | 3PH&BATT ADV SER PLAN | Unknown | Advantage Service Plan for 3-Phase UPS | [5 empty] | 12550.00 | 17800.00 | 22040.00
| WOE1YR-LB-O12 | (1) Yr On-Site Warranty Ext for 12 rack Type O Li-Ion Battery solution | https://www.se.com/us/en/product/WOE1YR-LB-O12 |  |  | 3PH&BATT ADV SER PLAN | Unknown | Advantage Service Plan for 3-Phase UPS | [5 empty] | 15660.00 | 22200.00 | 27495.00
| WOE1YR-LB-O14 | (1) Yr On-Site Warranty Ext for 14 rack Type O Li-Ion Battery solution | https://www.se.com/us/en/product/WOE1YR-LB-O14 |  |  | 3PH&BATT ADV SER PLAN | Unknown | Advantage Service Plan for 3-Phase UPS | [5 empty] | 17970.00 | 25500.00 | 31560.00
| WOE1YR-LB-O16 | (1) Yr On-Site Warranty Ext for 16 rack Type O Li-Ion Battery solution | https://www.se.com/us/en/product/WOE1YR-LB-O16 |  |  | 3PH&BATT ADV SER PLAN | Unknown | Advantage Service Plan for 3-Phase UPS | [5 empty] | 20285.00 | 28700.00 | 35620.00
| WOE1YR-LB-S4 | (1) Yr On-Site Warranty Ext for 4 rack Type S Li-Ion Battery solution | https://www.se.com/us/en/product/WOE1YR-LB-S4 |  |  | 3PH&BATT ADV SER PLAN | Unknown | Advantage Service Plan for 3-Phase UPS | [5 empty] | 6180.00 | 8750.00 | 10850.00
| WOE1YR-LB-S6 | (1) Yr On-Site Warranty Ext for 6 rack Type S Li-Ion Battery solution | https://www.se.com/us/en/product/WOE1YR-LB-S6 |  |  | 3PH&BATT ADV SER PLAN | Unknown | Advantage Service Plan for 3-Phase UPS | [5 empty] | 8775.00 | 12500.00 | 15410.00
| WOE1YR-LB-S8 | (1) Yr On-Site Warranty Ext for 8 rack Type S Li-Ion Battery solution | https://www.se.com/us/en/product/WOE1YR-LB-S8 |  |  | 3PH&BATT ADV SER PLAN | Unknown | Advantage Service Plan for 3-Phase UPS | [5 empty] | 11380.00 | 16100.00 | 19980.00
| WOE1YR-LB-S10 | (1) Yr On-Site Warranty Ext for 10 rack Type S Li-Ion Battery solution | https://www.se.com/us/en/product/WOE1YR-LB-S10 |  |  | 3PH&BATT ADV SER PLAN | Unknown | Advantage Service Plan for 3-Phase UPS | [5 empty] | 13975.00 | 19800.00 | 24540.00
| WOE1YR-LB-S12 | (1) Yr On-Site Warranty Ext for 12 rack Type S Li-Ion Battery solution | https://www.se.com/us/en/product/WOE1YR-LB-S12 |  |  | 3PH&BATT ADV SER PLAN | Unknown | Advantage Service Plan for 3-Phase UPS | [5 empty] | 17365.00 | 24600.00 | 30495.00
| WOE1YR-LB-S14 | (1) Yr On-Site Warranty Ext for 14 rack Type S Li-Ion Battery solution | https://www.se.com/us/en/product/WOE1YR-LB-S14 |  |  | 3PH&BATT ADV SER PLAN | Unknown | Advantage Service Plan for 3-Phase UPS | [5 empty] | 19965.00 | 28300.00 | 35060.00
| WOE1YR-LB-S16 | (1) Yr On-Site Warranty Ext for 16 rack Type S Li-Ion Battery solution | https://www.se.com/us/en/product/WOE1YR-LB-S16 |  |  | 3PH&BATT ADV SER PLAN | Unknown | Advantage Service Plan for 3-Phase UPS | [5 empty] | 22565.00 | 32000.00 | 39620.00
| WOE1YR-MW-09 | (1) Year On-Site Warranty Extension for (1) Symmetra MW 400kVA | https://www.se.com/us/en/product/WOE1YR-MW-09 |  |  | Unknown | Unknown | Advantage Service Plan for 3-Phase UPS | [5 empty] | 6475.00 | 9175.00 | 11365.00
| WOE1YR-MW-10 | (1) Year On-Site Warranty Extension for (1) Symmetra MW 600kVA | https://www.se.com/us/en/product/WOE1YR-MW-10 |  |  | Unknown | Unknown | Advantage Service Plan for 3-Phase UPS | [5 empty] | 7915.00 | 11200.00 | 13895.00
| WOE1YR-MW-11 | (1) Year On-Site Warranty Extension for (1) Symmetra MW 800kVA | https://www.se.com/us/en/product/WOE1YR-MW-11 |  |  | Unknown | Unknown | Advantage Service Plan for 3-Phase UPS | [5 empty] | 8915.00 | 12700.00 | 15655.00
| WOE1YR-MW-12 | (1) Year On-Site Warranty Extension for (1) Symmetra MW 1000kVA | https://www.se.com/us/en/product/WOE1YR-MW-12 |  |  | Unknown | Unknown | Advantage Service Plan for 3-Phase UPS | [5 empty] | 10515.00 | 14900.00 | 18465.00
| WOE1YR-MW-13 | (1) Year On-Site Warranty Extension for (1) Symmetra MW 1200kVA | https://www.se.com/us/en/product/WOE1YR-MW-13 |  |  | Unknown | Unknown | Advantage Service Plan for 3-Phase UPS | [5 empty] | 11690.00 | 16600.00 | 20525.00
| WOE1YR-MW-14 | (1) Year On-Site Warranty Extension for (1) Symmetra MW 1400kVA | https://www.se.com/us/en/product/WOE1YR-MW-14 |  |  | Unknown | Unknown | Advantage Service Plan for 3-Phase UPS | [5 empty] | 13210.00 | 18700.00 | 23190.00
| WOE1YR-MW-15 | (1) Year On-Site Warranty Extension for (1) Symmetra MW 1600kVA | https://www.se.com/us/en/product/WOE1YR-MW-15 |  |  | Unknown | Unknown | Advantage Service Plan for 3-Phase UPS | [5 empty] | 14330.00 | 20300.00 | 25165.00
| WOE1YR-NX-81 | 1 Yr NBD Response On-Site Warranty Extension for (1) SY 100 to 250 kVA UPS, (2) XR Frames and PDU | https://www.se.com/us/en/product/WOE1YR-NX-81 |  |  | Unknown | Unknown | Advantage Service Plan for 3-Phase UPS | [5 empty] | 8185.00 | 11600.00 | 14370.00
| WOE1YR-NX-82 | 1 Yr NBD Response On-Site Warranty Extension for (1) SY 200 kVA UPS, (2) XR Frames and PDU | https://www.se.com/us/en/product/WOE1YR-NX-82 |  |  | Unknown | Unknown | Advantage Service Plan for 3-Phase UPS | [5 empty] | 9515.00 | 13500.00 | 16710.00
| WOE1YR-NX-83 | 1 Year On-Site Warranty Extension for (1) External Battery Frame for Symmetra 250/500kW | https://www.se.com/us/en/product/WOE1YR-NX-83 |  |  | Unknown | Unknown | Advantage Service Plan for 3-Phase UPS |  |  |  |  | 731304781110 | 1170.00 | 1675.00 | 2055.00
| WOE1YR-NX-84 | 1 Yr NBD Response On-Site Warranty Extension for (1) SY 250 kVA UPS, (2) XR Frames and PDU | https://www.se.com/us/en/product/WOE1YR-NX-84 |  |  | Unknown | Unknown | Advantage Service Plan for 3-Phase UPS | [5 empty] | 11285.00 | 16000.00 | 19815.00
| WOE1YR-NX-85 | 1 Yr NBD Response On-Site Warranty Extension for (1) SY 300 kVA UPS, (4) XR Frames and PDU | https://www.se.com/us/en/product/WOE1YR-NX-85 |  |  | Unknown | Unknown | Advantage Service Plan for 3-Phase UPS | [5 empty] | 13515.00 | 19200.00 | 23735.00
| WOE1YR-NX-86 | 1 Yr NBD Response On-Site Warranty Extension for (1) SY 400 kVA UPS, (4) XR Frames and PDU | https://www.se.com/us/en/product/WOE1YR-NX-86 |  |  | Unknown | Unknown | Advantage Service Plan for 3-Phase UPS | [5 empty] | 14250.00 | 20200.00 | 25020.00
| WOE1YR-NX-87 | 1 Yr NBD Response On-Site Warranty Extension for (1) SY 500kVA UPS, (4) XR Frames and PDU | https://www.se.com/us/en/product/WOE1YR-NX-87 |  |  | Unknown | Unknown | Advantage Service Plan for 3-Phase UPS | [5 empty] | 15705.00 | 22300.00 | 27575.00
| WOE1YR-PD-20 | 1 Year Onsite Warranty Extension for (1) 5U Rack Distribution Panel | https://www.se.com/us/en/product/WOE1YR-PD-20 |  |  | Unknown | Unknown | Advantage Service Plan for 3-Phase UPS | [5 empty] | 697.00 | 989.00 | 1225.00
| WOE1YR-PD-30 | 1 Year Onsite Warranty Extension for (1) 1/2 Rack Remote Power Panel | https://www.se.com/us/en/product/WOE1YR-PD-30 |  |  | Unknown | Unknown | Advantage Service Plan for 3-Phase UPS | [5 empty] | 1335.00 | 1900.00 | 2340.00
| WOE1YR-PD-50 | (1) Year On-Site Warranty Extension for (1) InfraStruxure 60 kVA or 150 kVA PDU | https://www.se.com/us/en/product/WOE1YR-PD-50 |  |  | Unknown | Unknown | Advantage Service Plan for 3-Phase UPS | [5 empty] | 1530.00 | 2175.00 | 2680.00
| WOE1YR-PM-30 | (1) Year On-Site Warranty Extension for (1) PMM 30 to 300 Amp | https://www.se.com/us/en/product/WOE1YR-PM-30 |  |  | 3PH&BATT ADV SER PLAN | Unknown | Advantage Service Plan for 3-Phase UPS |  |  |  |  | 731304781127 | 1035.00 | 1475.00 | 1815.00
| WOE1YR-PM-40 | (1) Year On-Site Warranty Extension for (1) PMM 400 or 500 | https://www.se.com/us/en/product/WOE1YR-PM-40 |  |  | 3PH&BATT ADV SER PLAN | Unknown | Advantage Service Plan for 3-Phase UPS |  |  |  |  | 731304781202 | 1395.00 | 1975.00 | 2450.00
| WOE1YR-PM-50 | 1 Year On-Site Warranty Extension for (1) Galaxy RPP 250 or 400 A | https://www.se.com/us/en/product/WOE1YR-PM-50 |  |  | 3PH&BATT ADV SER PLAN | Unknown | Advantage Service Plan for 3-Phase UPS |  |  |  |  | 731304781257 | 1035.00 | 1475.00 | 1815.00
| WOE1YR-PM-100 | (1) Year On-Site Warranty Extension for (1) Galaxy PDU XL 1 MVA | https://www.se.com/us/en/product/WOE1YR-PM-100 |  |  | 3PH&BATT ADV SER PLAN | Unknown | Advantage Service Plan for 3-Phase UPS |  |  |  |  | 731304797685 | 7260.00 | 10600.00 | 13065.00
| WOE1YR-PX-21 | (1) Year On-Site Warranty Extension for (1) Symmetra PX UPS 10kVA 40 and/or PDU | https://www.se.com/us/en/product/WOE1YR-PX-21 |  |  | Unknown | Unknown | Advantage Service Plan for 3-Phase UPS | [5 empty] | 2670.00 | 3775.00 | 4690.00
| WOE1YR-PX-22 | (1) Year On-Site Warranty Extension for (1) Symmetra PX UPS 20kVA 40 and/or PDU | https://www.se.com/us/en/product/WOE1YR-PX-22 |  |  | Unknown | Unknown | Advantage Service Plan for 3-Phase UPS | [5 empty] | 2840.00 | 4025.00 | 4985.00
| WOE1YR-PX-23 | (1) Year On-Site Warranty Extension for (1) Symmetra PX UPS 30kVA 40 and/or PDU | https://www.se.com/us/en/product/WOE1YR-PX-23 |  |  | Unknown | Unknown | Advantage Service Plan for 3-Phase UPS | [5 empty] | 2995.00 | 4250.00 | 5260.00
| WOE1YR-PX-24 | (1) Year On-Site Warranty Extension for (1) Symmetra PX UPS 40kVA 40 and/or PDU | https://www.se.com/us/en/product/WOE1YR-PX-24 |  |  | Unknown | Unknown | Advantage Service Plan for 3-Phase UPS | [5 empty] | 3190.00 | 4525.00 | 5605.00
| WOE1YR-PX-31 | (1) Year On-Site Warranty Extension (1) Symmetra PX UPS 10kVA 80 or 100 frame and/or PDU | https://www.se.com/us/en/product/WOE1YR-PX-31 |  |  | Unknown | Unknown | Advantage Service Plan for 3-Phase UPS | [5 empty] | 3430.00 | 4850.00 | 6020.00
| WOE1YR-PX-32 | (1) Year On-Site Warranty Extension for (1) Symmetra PX UPS 20kVA 80 or 100 frame and/or PDU | https://www.se.com/us/en/product/WOE1YR-PX-32 |  |  | Unknown | Unknown | Advantage Service Plan for 3-Phase UPS | [5 empty] | 3580.00 | 5075.00 | 6285.00
| WOE1YR-PX-33 | (1) Year On-Site Warranty Extension for (1) Symmetra PX UPS 30kVA 80 or 100 frame and/or PDU | https://www.se.com/us/en/product/WOE1YR-PX-33 |  |  | Unknown | Unknown | Advantage Service Plan for 3-Phase UPS | [5 empty] | 3640.00 | 5150.00 | 6390.00
| WOE1YR-PX-34 | (1) Year On-Site Warranty Extension for (1) Symmetra PX UPS 40kVA 80 or 100 frame and/or PDU | https://www.se.com/us/en/product/WOE1YR-PX-34 |  |  | Unknown | Unknown | Advantage Service Plan for 3-Phase UPS | [5 empty] | 3835.00 | 5425.00 | 6735.00
| WOE1YR-PX-35 | (1) Year On-Site Warranty Extension for (1) Symmetra PX UPS 50kVA 80 or 100 frame and/or PDU | https://www.se.com/us/en/product/WOE1YR-PX-35 |  |  | Unknown | Unknown | Advantage Service Plan for 3-Phase UPS | [5 empty] | 4025.00 | 5700.00 | 7060.00
| WOE1YR-PX-36 | (1) Year On-Site Warranty Extension for (1) Symmetra PX UPS 60kVA 80 or 100 frame and/or PDU | https://www.se.com/us/en/product/WOE1YR-PX-36 |  |  | Unknown | Unknown | Advantage Service Plan for 3-Phase UPS | [5 empty] | 4160.00 | 5900.00 | 7300.00
| WOE1YR-PX-37 | (1) Year On-Site Warranty Extension for (1) Symmetra PX UPS 70kVA 80 or 100 frame and/or PDU | https://www.se.com/us/en/product/WOE1YR-PX-37 |  |  | Unknown | Unknown | Advantage Service Plan for 3-Phase UPS | [5 empty] | 4275.00 | 6050.00 | 7505.00
| WOE1YR-PX-38 | (1) Year On-Site Warranty Extension for (1) Symmetra PX UPS 80kVA 80 or 100 frame and/or PDU | https://www.se.com/us/en/product/WOE1YR-PX-38 |  |  | Unknown | Unknown | Advantage Service Plan for 3-Phase UPS | [5 empty] | 4370.00 | 6200.00 | 7670.00
| WOE1YR-PX-39 | (1) Year On-Site Warranty Extension for (1) Symmetra PX UPS 90kVA 100 and/or PDU | https://www.se.com/us/en/product/WOE1YR-PX-39 |  |  | Unknown | Unknown | Advantage Service Plan for 3-Phase UPS | [5 empty] | 4725.00 | 6700.00 | 8295.00
| WOE1YR-PX-41 | (1) Year On-Site Warranty Extension for (1) Symmetra PX UPS 100kVA 100 and/or PDU | https://www.se.com/us/en/product/WOE1YR-PX-41 |  |  | Unknown | Unknown | Advantage Service Plan for 3-Phase UPS | [5 empty] | 5025.00 | 7125.00 | 8820.00
| WOE1YR-PX-72 | 1 Year Onsite Warranty Extension for Symmetra PX 64kW with PDU/XR | https://www.se.com/us/en/product/WOE1YR-PX-72 |  |  | Unknown | Unknown | Advantage Service Plan for 3-Phase UPS |  |  |  |  | 731304579458 | 9070.00 | 12900.00 | 15925.00
| WOE1YR-VL-200 | 1 Year On-Site Warranty Ext for (1) Galaxy VL 200kW UPS | https://www.se.com/us/en/product/WOE1YR-VL-200 |  |  | 3PH&BATT ADV SER PLAN | Unknown | Advantage Service Plan for 3-Phase UPS |  |  |  |  | 731304781264 | 5795.00 | 8200.00 | 10175.00
| WOE1YR-VL-300 | 1 Year On-Site Warranty Ext for (1) Galaxy VL 300kW UPS | https://www.se.com/us/en/product/WOE1YR-VL-300 |  |  | 3PH&BATT ADV SER PLAN | Unknown | Advantage Service Plan for 3-Phase UPS |  |  |  |  | 731304781288 | 6255.00 | 8850.00 | 10980.00
| WOE1YR-VL-400 | 1 Year On-Site Warranty Ext for (1) Galaxy VL 400kW UPS | https://www.se.com/us/en/product/WOE1YR-VL-400 |  |  | 3PH&BATT ADV SER PLAN | Unknown | Advantage Service Plan for 3-Phase UPS |  |  |  |  | 731304781301 | 6710.00 | 9500.00 | 11780.00
| WOE1YR-VL-500 | 1 Year On-Site Warranty Ext for (1) Galaxy VL 500kW UPS | https://www.se.com/us/en/product/WOE1YR-VL-500 |  |  | 3PH&BATT ADV SER PLAN | Unknown | Advantage Service Plan for 3-Phase UPS |  |  |  |  | 731304781325 | 7235.00 | 10300.00 | 12705.00
| WOE1YR-VM-18 | 1 Yr On-Site Warranty Ext for (1) Galaxy VM 160 to 181kVA UPS, Single or Parallel Configuration | https://www.se.com/us/en/product/WOE1YR-VM-18 |  |  | 3PH&BATT ADV SER PLAN | Unknown | Advantage Service Plan for 3-Phase UPS | [5 empty] | 4280.00 | 6050.00 | 7510.00
| WOE1YR-VM-24 | 1 Yr On-Site Warranty Ext for (1) Galaxy VM Narrow Modular Batt Frame with up to 24 Batteries | https://www.se.com/us/en/product/WOE1YR-VM-24 |  |  | 3PH&BATT ADV SER PLAN | Unknown | Advantage Service Plan for 3-Phase UPS |  |  |  |  | 731304781141 | 820.00 | 1175.00 | 1440.00
| WOE1YR-VM-25 | 1 Yr On-Site Warranty Ext for (1) Galaxy VM 200 to 226kVA UPS, Single or Parallel Configuration | https://www.se.com/us/en/product/WOE1YR-VM-25 |  |  | 3PH&BATT ADV SER PLAN | Unknown | Advantage Service Plan for 3-Phase UPS | [5 empty] | 4410.00 | 6250.00 | 7745.00
| WOE1YR-VM-48 | 1 Yr On-Site Warranty Ext for (1) Galaxy VM Wide Modular Batt Frame with up to 48 batteries | https://www.se.com/us/en/product/WOE1YR-VM-48 |  |  | 3PH&BATT ADV SER PLAN | Unknown | Advantage Service Plan for 3-Phase UPS |  |  |  |  | 731304781158 | 1170.00 | 1675.00 | 2055.00
| WOE1YR-VS1-A15 | 1 Year On-Site Warranty Ext for (1) Galaxy VS 10 to 15kW 208V UPS | https://www.se.com/us/en/product/WOE1YR-VS1-A15 |  |  | 3PH&BATT ADV SER PLAN | Unknown | Advantage Service Plan for 3-Phase UPS | [5 empty] | 2350.00 | 3325.00 | 4120.00
| WOE1YR-VS1-A25 | 1 Year On-Site Warranty Ext for (1) Galaxy VS 20 to 25kW UPS | https://www.se.com/us/en/product/WOE1YR-VS1-A25 |  |  | 3PH&BATT ADV SER PLAN | Unknown | Advantage Service Plan for 3-Phase UPS | [5 empty] | 2385.00 | 3375.00 | 4190.00
| WOE1YR-VS1-A30 | 1 Year On-Site Warranty Ext for (1) Galaxy VS 30kW UPS | https://www.se.com/us/en/product/WOE1YR-VS1-A30 |  |  | 3PH&BATT ADV SER PLAN | Unknown | Advantage Service Plan for 3-Phase UPS | [5 empty] | 2430.00 | 3450.00 | 4260.00
| WOE1YR-VS1-A40 | 1 Year On-Site Warranty Ext for (1) Galaxy VS 40kW UPS | https://www.se.com/us/en/product/WOE1YR-VS1-A40 |  |  | 3PH&BATT ADV SER PLAN | Unknown | Advantage Service Plan for 3-Phase UPS | [5 empty] | 2470.00 | 3500.00 | 4335.00
| WOE1YR-VS1-A50 | 1 Year On-Site Warranty Ext for (1) Galaxy VS 50kW 400 or 480V UPS | https://www.se.com/us/en/product/WOE1YR-VS1-A50 |  |  | 3PH&BATT ADV SER PLAN | Unknown | Advantage Service Plan for 3-Phase UPS | [5 empty] | 2495.00 | 3550.00 | 4380.00
| WOE1YR-VS2-A40 | 1 Year On-Site Warranty Ext for (1) Galaxy VS 10 to 15k WUPS | https://www.se.com/us/en/product/WOE1YR-VS2-A40 |  |  | 3PH&BATT ADV SER PLAN | Unknown | Advantage Service Plan for 3-Phase UPS | [5 empty] | 2630.00 | 3725.00 | 4620.00
| WOE1YR-VS2-A41 | 1 Year On-Site Warranty Ext for (1) Galaxy VS 20 to 25kW UPS | https://www.se.com/us/en/product/WOE1YR-VS2-A41 |  |  | 3PH&BATT ADV SER PLAN | Unknown | Advantage Service Plan for 3-Phase UPS | [5 empty] | 2690.00 | 3800.00 | 4720.00
| WOE1YR-VS2-A50 | 1 Year On-Site Warranty Ext for (1) Galaxy VS 30 to 50kW 208V UPS | https://www.se.com/us/en/product/WOE1YR-VS2-A50 |  |  | 3PH&BATT ADV SER PLAN | Unknown | Advantage Service Plan for 3-Phase UPS |  |  |  |  | 731304395577 | 2620.00 | 3725.00 | 4600.00
| WOE1YR-VS2-A60 | 1 Year On-Site Warranty Ext for (1) Galaxy VS 60kW UPS | https://www.se.com/us/en/product/WOE1YR-VS2-A60 |  |  | 3PH&BATT ADV SER PLAN | Unknown | Advantage Service Plan for 3-Phase UPS | [5 empty] | 2685.00 | 3800.00 | 4710.00
| WOE1YR-VS2-A100 | 1 Year On-Site Warranty Ext for (1) Galaxy VS 80 to 100kW UPS | https://www.se.com/us/en/product/WOE1YR-VS2-A100 |  |  | 3PH&BATT ADV SER PLAN | Unknown | Advantage Service Plan for 3-Phase UPS |  |  |  |  | 731304395560 | 2725.00 | 3850.00 | 4780.00
| WOE1YR-VS3-A75 | 1 Year On-Site Warranty Ext for (1) Galaxy VS 60 to 80kVA UPS | https://www.se.com/us/en/product/WOE1YR-VS3-A75 |  |  | 3PH&BATT ADV SER PLAN | Unknown | Advantage Service Plan for 3-Phase UPS |  |  |  |  | 731304395591 | 3150.00 | 4475.00 | 5530.00
| WOE1YR-VS3-A150 | 1 Year On-Site Warranty Ext for (1) Galaxy VS 100 to 150kVA UPS | https://www.se.com/us/en/product/WOE1YR-VS3-A150 |  |  | 3PH&BATT ADV SER PLAN | Unknown | Advantage Service Plan for 3-Phase UPS |  |  |  |  | 731304395584 | 3370.00 | 4775.00 | 5920.00
| WOE1YR-VX-50 | 1 Year On-Site Warranty Ext for (1) Galaxy VX 500 Scalable to 750kVA UPS | https://www.se.com/us/en/product/WOE1YR-VX-50 |  |  | 3PH&BATT ADV SER PLAN | Unknown | Advantage Service Plan for 3-Phase UPS | [5 empty] | 6365.00 | 9025.00 | 11175.00
| WOE1YR-VX-51 | 1 Year On-Site Warranty Ext for (1) Galaxy VX 500kVA UPS | https://www.se.com/us/en/product/WOE1YR-VX-51 |  |  | 3PH&BATT ADV SER PLAN | Unknown | Advantage Service Plan for 3-Phase UPS | [5 empty] | 6275.00 | 8875.00 | 11015.00
| WOE1YR-VX-52 | 1 Year On-Site Warranty Ext for (1) Galaxy VX 500kVA N+1 Redundant UPS | https://www.se.com/us/en/product/WOE1YR-VX-52 |  |  | 3PH&BATT ADV SER PLAN | Unknown | Advantage Service Plan for 3-Phase UPS | [5 empty] | 8920.00 | 12700.00 | 15660.00
| WOE1YR-VX-53 | 1 Year On-Site Warranty Ext for (1) Galaxy VX 500 Scalable to 1000kVA UPS | https://www.se.com/us/en/product/WOE1YR-VX-53 |  |  | 3PH&BATT ADV SER PLAN | Unknown | Advantage Service Plan for 3-Phase UPS | [5 empty] | 6430.00 | 9100.00 | 11290.00
| WOE1YR-VX-54 | 1 Year On-Site Warranty Ext for (1) Galaxy VX 500 Scalable to 1250kVA UPS | https://www.se.com/us/en/product/WOE1YR-VX-54 |  |  | 3PH&BATT ADV SER PLAN | Unknown | Advantage Service Plan for 3-Phase UPS | [5 empty] | 6430.00 | 9100.00 | 11290.00
| WOE1YR-VX-55 | 1 Year On-Site Warranty Ext for (1) Galaxy VX 500 Scalable to 1500kVA UPS | https://www.se.com/us/en/product/WOE1YR-VX-55 |  |  | 3PH&BATT ADV SER PLAN | Unknown | Advantage Service Plan for 3-Phase UPS | [5 empty] | 6430.00 | 9100.00 | 11290.00
| WOE1YR-VX-62 | 1 Year On-Site Warranty Ext for (1) Galaxy VX 625kVA UPS | https://www.se.com/us/en/product/WOE1YR-VX-62 |  |  | 3PH&BATT ADV SER PLAN | Unknown | Advantage Service Plan for 3-Phase UPS | [5 empty] | 7085.00 | 10100.00 | 12435.00
| WOE1YR-VX-63 | 1 Year On-Site Warranty Ext for (1) Galaxy VX 625kVA N+1 Redundant UPS | https://www.se.com/us/en/product/WOE1YR-VX-63 |  |  | 3PH&BATT ADV SER PLAN | Unknown | Advantage Service Plan for 3-Phase UPS | [5 empty] | 8870.00 | 12600.00 | 15580.00
| WOE1YR-VX-64 | 1 Year On-Site Warranty Ext for (1) Galaxy VX 625 Scalable to 1000kVA UPS | https://www.se.com/us/en/product/WOE1YR-VX-64 |  |  | 3PH&BATT ADV SER PLAN | Unknown | Advantage Service Plan for 3-Phase UPS | [5 empty] | 7355.00 | 10400.00 | 12910.00
| WOE1YR-VX-75 | 1 Year On-Site Warranty Ext for (1) Galaxy VX 750kVA UPS | https://www.se.com/us/en/product/WOE1YR-VX-75 |  |  | 3PH&BATT ADV SER PLAN | Unknown | Advantage Service Plan for 3-Phase UPS | [5 empty] | 8890.00 | 12600.00 | 15610.00
| WOE1YR-VX-76 | 1 Year On-Site Warranty Ext for (1) Galaxy VX 750kVA N+1 Redundant UPS | https://www.se.com/us/en/product/WOE1YR-VX-76 |  |  | 3PH&BATT ADV SER PLAN | Unknown | Advantage Service Plan for 3-Phase UPS | [5 empty] | 9655.00 | 13700.00 | 16955.00
| WOE1YR-VX-77 | 1 Year On-Site Warranty Ext for (1) Galaxy VX 750 Scalable to 1000kVA UPS | https://www.se.com/us/en/product/WOE1YR-VX-77 |  |  | 3PH&BATT ADV SER PLAN | Unknown | Advantage Service Plan for 3-Phase UPS |  |  |  |  | 731304781165 | 9015.00 | 12800.00 | 15830.00
| WOE1YR-VX-78 | 1 Year On-Site Warranty Ext for (1) Galaxy VX 750 Scalable to 1250kVA UPS | https://www.se.com/us/en/product/WOE1YR-VX-78 |  |  | 3PH&BATT ADV SER PLAN | Unknown | Advantage Service Plan for 3-Phase UPS | [5 empty] | 9015.00 | 12800.00 | 15830.00
| WOE1YR-VX-79 | 1 Year On-Site Warranty Ext for (1) Galaxy VX 750 Scalable to 1500kVA UPS | https://www.se.com/us/en/product/WOE1YR-VX-79 |  |  | 3PH&BATT ADV SER PLAN | Unknown | Advantage Service Plan for 3-Phase UPS | [5 empty] | 9015.00 | 12800.00 | 15830.00
| WOE1YR-VX-100 | 1 Yr On-Site Warranty Ext for (1) Galaxy VX 1000kVA UPS | https://www.se.com/us/en/product/WOE1YR-VX-100 |  |  | 3PH&BATT ADV SER PLAN | Unknown | Advantage Service Plan for 3-Phase UPS | [5 empty] | 10305.00 | 14600.00 | 18090.00
| WOE1YR-VX-101 | 1 Year On-Site Warranty Ext for (1) Galaxy VX 1000kVA N+1 Redundant UPS | https://www.se.com/us/en/product/WOE1YR-VX-101 |  |  | 3PH&BATT ADV SER PLAN | Unknown | Advantage Service Plan for 3-Phase UPS | [5 empty] | 11705.00 | 16600.00 | 20555.00
| WOE1YR-VX-102 | 1 Year On-Site Warranty Ext for (1) Galaxy VX 1000 Scalable to 1250kVA UPS | https://www.se.com/us/en/product/WOE1YR-VX-102 |  |  | 3PH&BATT ADV SER PLAN | Unknown | Advantage Service Plan for 3-Phase UPS | [5 empty] | 11375.00 | 16100.00 | 19970.00
| WOE1YR-VX-103 | 1 Year On-Site Warranty Ext for (1) Galaxy VX 1000 Scalable to 1500kVA UPS | https://www.se.com/us/en/product/WOE1YR-VX-103 |  |  | 3PH&BATT ADV SER PLAN | Unknown | Advantage Service Plan for 3-Phase UPS | [5 empty] | 11985.00 | 17000.00 | 21050.00
| WOE1YR-VX-120 | 1 Yr On-Site Warranty Ext for (1) Galaxy VX 1250kVA UPS | https://www.se.com/us/en/product/WOE1YR-VX-120 |  |  | 3PH&BATT ADV SER PLAN | Unknown | Advantage Service Plan for 3-Phase UPS | [5 empty] | 12030.00 | 17100.00 | 21120.00
| WOE1YR-VX-121 | 1 Year On-Site Warranty Ext for (1) Galaxy VX 1250kVA N+1 Redundant UPS | https://www.se.com/us/en/product/WOE1YR-VX-121 |  |  | 3PH&BATT ADV SER PLAN | Unknown | Advantage Service Plan for 3-Phase UPS | [5 empty] | 11035.00 | 15700.00 | 19375.00
| WOE1YR-VX-122 | 1 Year On-Site Warranty Ext for (1) Galaxy VX 1250 Scalable to 1500kVA UPS | https://www.se.com/us/en/product/WOE1YR-VX-122 |  |  | 3PH&BATT ADV SER PLAN | Unknown | Advantage Service Plan for 3-Phase UPS | [5 empty] | 12755.00 | 18100.00 | 22400.00
| WOE1YR-VX-150 | 1 Yr On-Site Warranty Ext for (1) Galaxy VX 1500kVA UPS | https://www.se.com/us/en/product/WOE1YR-VX-150 |  |  | 3PH&BATT ADV SER PLAN | Unknown | Advantage Service Plan for 3-Phase UPS | [5 empty] | 13805.00 | 19600.00 | 24240.00
| WOE1YR-VX-151 | 1 Year On-Site Warranty Ext for (1) Galaxy VX 1500kVA N+1 Redundant UPS | https://www.se.com/us/en/product/WOE1YR-VX-151 |  |  | 3PH&BATT ADV SER PLAN | Unknown | Advantage Service Plan for 3-Phase UPS | [5 empty] | 14870.00 | 21100.00 | 26115.00
| WOE2YR-AE-25 | (2) Year On-Site Warranty Extension Service for (1) IAEC25 250Kw Cooling Unit | https://www.se.com/us/en/product/WOE2YR-AE-25 |  |  | SP COOL ADV SER PLAN | Unknown | Advantage Service Plan for 3-Phase UPS |  |  |  |  | 731304781172 | 21085.00 | 29900.00 | 37025.00
| WOE2YR-AE-50 | (2) Year On-Site Warranty Extension Service for (1) IAEC50 500Kw Cooling Unit | https://www.se.com/us/en/product/WOE2YR-AE-50 |  |  | SP COOL ADV SER PLAN | Unknown | Advantage Service Plan for 3-Phase UPS |  |  |  |  | 731304781189 | 38905.00 | 55100.00 | 68315.00
| WOE2YR-EZU-15 | 2 Year On-Site Warranty Ext for (1) Easy UPS 3S UL 10-15kVA UPS | https://www.se.com/us/en/product/WOE2YR-EZU-15 |  |  | Unknown | Unknown | Advantage Service Plan for 3-Phase UPS |  |  |  |  | 731304781387 | 6290.00 | 8900.00 | 11040.00
| WOE2YR-EZU-20 | 2 Year On-Site Warranty Ext for (1) Easy UPS 3S UL 20kVA UPS | https://www.se.com/us/en/product/WOE2YR-EZU-20 |  |  | Unknown | Unknown | Advantage Service Plan for 3-Phase UPS |  |  |  |  | 731304781431 | 6405.00 | 9075.00 | 11245.00
| WOE2YR-EZU-30 | 2 Year On-Site Warranty Ext for (1) Easy UPS 3S UL 30kVA UPS | https://www.se.com/us/en/product/WOE2YR-EZU-30 |  |  | Unknown | Unknown | Advantage Service Plan for 3-Phase UPS |  |  |  |  | 731304781486 | 6920.00 | 9800.00 | 12150.00
| WOE2YR-EZU-40 | 2 Year On-Site Warranty Ext for (1) Easy UPS 3S UL 40kVA UPS | https://www.se.com/us/en/product/WOE2YR-EZU-40 |  |  | Unknown | Unknown | Advantage Service Plan for 3-Phase UPS |  |  |  |  | 731304781530 | 7285.00 | 10300.00 | 12790.00
| WOE2YR-G3-21 | 2 Year On-Site Warranty Extension for (1) Galaxy 3500 or SUVT 10-15 kVA UPS | https://www.se.com/us/en/product/WOE2YR-G3-21 |  |  | 3PH&BATT ADV SER PLAN | Unknown | Advantage Service Plan for 3-Phase UPS | [5 empty] | 3420.00 | 4850.00 | 6000.00
| WOE2YR-G3-24 | 2 Year On-Site Warranty Extension for (1) Galaxy 3500 or SUVT 40 kVA UPS | https://www.se.com/us/en/product/WOE2YR-G3-24 |  |  | 3PH&BATT ADV SER PLAN | Unknown | Advantage Service Plan for 3-Phase UPS | [5 empty] | 5175.00 | 7325.00 | 9085.00
| WOE2YR-G5-13 | (2) Year On-Site Warranty Extension for Galaxy 5000/5500 81-130kVA | https://www.se.com/us/en/product/WOE2YR-G5-13 |  |  | 3PH&BATT ADV SER PLAN | Unknown | Advantage Service Plan for 3-Phase UPS | [5 empty] | 6780.00 | 9600.00 | 11910.00
| WOE2YR-G5-81 | (2) Year On-Site Warranty Extension for Galaxy 5000/5500 41 - 80kVA | https://www.se.com/us/en/product/WOE2YR-G5-81 |  |  | 3PH&BATT ADV SER PLAN | Unknown | Advantage Service Plan for 3-Phase UPS | [5 empty] | 6250.00 | 8850.00 | 10975.00
| WOE2YR-GP-12 | (2) Year On-Site Warranty Extension for (1) Galaxy PW or PWI 80 to 130 kVA UPS | https://www.se.com/us/en/product/WOE2YR-GP-12 |  |  | 3PH&BATT ADV SER PLAN | Unknown | Advantage Service Plan for 3-Phase UPS | [5 empty] | 6605.00 | 9350.00 | 11600.00
| WOE2YR-GP-15 | (2) Year On-Site Warranty Extension for (1) Galaxy PW 150 or 180 or PWI 160 kVA UPS | https://www.se.com/us/en/product/WOE2YR-GP-15 |  |  | 3PH&BATT ADV SER PLAN | Unknown | Advantage Service Plan for 3-Phase UPS | [5 empty] | 7885.00 | 11200.00 | 13850.00
| WOE2YR-GP-20 | (2) Year On-Site Warranty Extension for (1) Galaxy PW 160 or 200 or PWI 200 kVA UPS | https://www.se.com/us/en/product/WOE2YR-GP-20 |  |  | 3PH&BATT ADV SER PLAN | Unknown | Advantage Service Plan for 3-Phase UPS | [5 empty] | 8915.00 | 12700.00 | 15655.00
| WOE2YR-NX-81 | 2 Yr NBD Response On-Site Warranty Extension for (1) SY 100 to 250 kVA UPS, (2) XR Frames and PDU | https://www.se.com/us/en/product/WOE2YR-NX-81 |  |  | 3PH&BATT ADV SER PLAN | Unknown | Advantage Service Plan for 3-Phase UPS | [5 empty] | 17260.00 | 24500.00 | 30310.00
| WOE2YR-NX-82 | 2 Yr NBD Response On-Site Warranty Extension for (1) SY 200 kVA UPS, (2) XR Frames and PDU | https://www.se.com/us/en/product/WOE2YR-NX-82 |  |  | 3PH&BATT ADV SER PLAN | Unknown | Advantage Service Plan for 3-Phase UPS | [5 empty] | 20075.00 | 28400.00 | 35255.00
| WOE2YR-NX-83 | 2 Year On-Site Warranty Extension for (1) External Battery Frame for Symmetra 250/500kW | https://www.se.com/us/en/product/WOE2YR-NX-83 |  |  | 3PH&BATT ADV SER PLAN | Unknown | Advantage Service Plan for 3-Phase UPS | [5 empty] | 2470.00 | 3500.00 | 4335.00
| WOE2YR-NX-84 | 2 Yr NBD Response On-Site Warranty Extension for (1) SY 250 kVA UPS, (2) XR Frames and PDU | https://www.se.com/us/en/product/WOE2YR-NX-84 |  |  | 3PH&BATT ADV SER PLAN | Unknown | Advantage Service Plan for 3-Phase UPS | [5 empty] | 23805.00 | 33700.00 | 41800.00
| WOE2YR-NX-85 | 2 Yr NBD Response On-Site Warranty Extension for (1) SY 300 kVA UPS, (4) XR Frames and PDU | https://www.se.com/us/en/product/WOE2YR-NX-85 |  |  | 3PH&BATT ADV SER PLAN | Unknown | Advantage Service Plan for 3-Phase UPS | [5 empty] | 28515.00 | 40400.00 | 50075.00
| WOE2YR-NX-86 | 2 Yr NBD Response On-Site Warranty Extension for (1) SY 400 kVA UPS, (4) XR Frames and PDU | https://www.se.com/us/en/product/WOE2YR-NX-86 |  |  | 3PH&BATT ADV SER PLAN | Unknown | Advantage Service Plan for 3-Phase UPS | [5 empty] | 35785.00 | 50700.00 | 62840.00
| WOE2YR-NX-87 | 2 Yr NBD Response On-Site Warranty Extension for (1) SY 500kVA UPS, (4) XR Frames and PDU | https://www.se.com/us/en/product/WOE2YR-NX-87 |  |  | 3PH&BATT ADV SER PLAN | Unknown | Advantage Service Plan for 3-Phase UPS | [5 empty] | 31405.00 | 44500.00 | 55150.00
| WOE2YR-PD-20 | 2 Year Onsite Warranty Extension for (1) 5U Rack Distribution Panel | https://www.se.com/us/en/product/WOE2YR-PD-20 |  |  | 3PH&BATT ADV SER PLAN | Unknown | Advantage Service Plan for 3-Phase UPS | [5 empty] | 1390.00 | 1975.00 | 2440.00
| WOE2YR-PD-30 | (2) Year On-Site Warranty Extension for (1) PMM 30 to 300 Amp | https://www.se.com/us/en/product/WOE2YR-PD-30 |  |  | 3PH&BATT ADV SER PLAN | Unknown | Advantage Service Plan for 3-Phase UPS | [5 empty] | 2705.00 | 3825.00 | 4745.00
| WOE2YR-PD-50 | (2) Year On-Site Warranty Extension for (1) InfraStruxure 60 kVA or 150 kVA PDU | https://www.se.com/us/en/product/WOE2YR-PD-50 |  |  | 3PH&BATT ADV SER PLAN | Unknown | Advantage Service Plan for 3-Phase UPS | [5 empty] | 3050.00 | 4325.00 | 5355.00
| WOE2YR-PM-30 | (2) Year On-Site Warranty Extension for (1) PMM 30 to 300 Amp | https://www.se.com/us/en/product/WOE2YR-PM-30 |  |  | 3PH&BATT ADV SER PLAN | Unknown | Advantage Service Plan for 3-Phase UPS |  |  |  |  | 731304780953 | 2180.00 | 3100.00 | 3825.00
| WOE2YR-PM-100 | (2) Year On-Site Warranty Extension for (1) Galaxy PDU XL 1 MVA | https://www.se.com/us/en/product/WOE2YR-PM-100 |  |  | 3PH&BATT ADV SER PLAN | Unknown | Advantage Service Plan for 3-Phase UPS |  |  |  |  | 731304797692 | 13790.00 | 20000.00 | 24825.00
| WOE2YR-PX-21 | (2) Year On-Site Warranty Extension for (1) Symmetra PX UPS 10kVA 40 and/or PDU | https://www.se.com/us/en/product/WOE2YR-PX-21 |  |  | Unknown | Unknown | Advantage Service Plan for 3-Phase UPS | [5 empty] | 5360.00 | 7600.00 | 9415.00
| WOE2YR-PX-22 | (2) Year On-Site Warranty Extension for (1) Symmetra PX UPS 20kVA 40 and/or PDU | https://www.se.com/us/en/product/WOE2YR-PX-22 |  |  | Unknown | Unknown | Advantage Service Plan for 3-Phase UPS | [5 empty] | 5700.00 | 8075.00 | 10010.00
| WOE2YR-PX-23 | (2) Year On-Site Warranty Extension for (1) Symmetra PX UPS 30kVA 40 and/or PDU | https://www.se.com/us/en/product/WOE2YR-PX-23 |  |  | Unknown | Unknown | Advantage Service Plan for 3-Phase UPS | [5 empty] | 6015.00 | 8525.00 | 10560.00
| WOE2YR-PX-24 | (2) Year On-Site Warranty Extension for (1) Symmetra PX UPS 40kVA 40 and/or PDU | https://www.se.com/us/en/product/WOE2YR-PX-24 |  |  | Unknown | Unknown | Advantage Service Plan for 3-Phase UPS | [5 empty] | 6405.00 | 9075.00 | 11245.00
| WOE2YR-PX-31 | (2) Year On-Site Warranty Extension (1) Symmetra PX UPS 10kVA 80 or 100 frame and/or PDU | https://www.se.com/us/en/product/WOE2YR-PX-31 |  |  | Unknown | Unknown | Advantage Service Plan for 3-Phase UPS | [5 empty] | 6890.00 | 9750.00 | 12095.00
| WOE2YR-PX-32 | (2) Year On-Site Warranty Extension for (1) Symmetra PX UPS 20kVA 80 or 100 frame and/or PDU | https://www.se.com/us/en/product/WOE2YR-PX-32 |  |  | Unknown | Unknown | Advantage Service Plan for 3-Phase UPS | [5 empty] | 7190.00 | 10200.00 | 12620.00
| WOE2YR-PX-33 | (2) Year On-Site Warranty Extension for (1) Symmetra PX UPS 30kVA 80 or 100 frame and/or PDU | https://www.se.com/us/en/product/WOE2YR-PX-33 |  |  | Unknown | Unknown | Advantage Service Plan for 3-Phase UPS | [5 empty] | 7315.00 | 10400.00 | 12840.00
| WOE2YR-PX-34 | (2) Year On-Site Warranty Extension for (1) Symmetra PX UPS 40kVA 80 or 100 frame and/or PDU | https://www.se.com/us/en/product/WOE2YR-PX-34 |  |  | Unknown | Unknown | Advantage Service Plan for 3-Phase UPS | [5 empty] | 7705.00 | 10900.00 | 13525.00
| WOE2YR-PX-35 | (2) Year On-Site Warranty Extension for (1) Symmetra PX UPS 50kVA 80 or 100 frame and/or PDU | https://www.se.com/us/en/product/WOE2YR-PX-35 |  |  | Unknown | Unknown | Advantage Service Plan for 3-Phase UPS | [5 empty] | 8085.00 | 11500.00 | 14190.00
| WOE2YR-PX-36 | (2) Year On-Site Warranty Extension for (1) Symmetra PX UPS 60kVA 80 or 100 frame and/or PDU | https://www.se.com/us/en/product/WOE2YR-PX-36 |  |  | Unknown | Unknown | Advantage Service Plan for 3-Phase UPS | [5 empty] | 8355.00 | 11900.00 | 14670.00
| WOE2YR-PX-37 | (2) Year On-Site Warranty Extension for (1) Symmetra PX UPS 70kVA 80 or 100 frame and/or PDU | https://www.se.com/us/en/product/WOE2YR-PX-37 |  |  | Unknown | Unknown | Advantage Service Plan for 3-Phase UPS | [5 empty] | 8580.00 | 12200.00 | 15065.00
| WOE2YR-PX-38 | (2) Year On-Site Warranty Extension for (1) Symmetra PX UPS 80kVA 80 or 100 frame and/or PDU | https://www.se.com/us/en/product/WOE2YR-PX-38 |  |  | Unknown | Unknown | Advantage Service Plan for 3-Phase UPS | [5 empty] | 8775.00 | 12500.00 | 15410.00
| WOE2YR-PX-39 | (2) Year On-Site Warranty Extension for (1) Symmetra PX UPS 90kVA 100 and/or PDU | https://www.se.com/us/en/product/WOE2YR-PX-39 |  |  | Unknown | Unknown | Advantage Service Plan for 3-Phase UPS | [5 empty] | 9490.00 | 13500.00 | 16660.00
| WOE2YR-PX-41 | (2) Year On-Site Warranty Extension for (1) Symmetra PX UPS 100kVA 100 and/or PDU | https://www.se.com/us/en/product/WOE2YR-PX-41 |  |  | Unknown | Unknown | Advantage Service Plan for 3-Phase UPS | [5 empty] | 10090.00 | 14300.00 | 17720.00
| WOE2YR-PX-62 | 2 Year Onsite Warranty Extension for Symmetra PX 48/64kW | https://www.se.com/us/en/product/WOE2YR-PX-62 |  |  | Unknown | Unknown | Advantage Service Plan for 3-Phase UPS |  |  |  |  | 731304579403 | 13725.00 | 19500.00 | 24100.00
| WOE2YR-VL-200 | 2 Year On-Site Warranty Ext for (1) Galaxy VL 200kW UPS | https://www.se.com/us/en/product/WOE2YR-VL-200 |  |  | 3PH&BATT ADV SER PLAN | Unknown | Advantage Service Plan for 3-Phase UPS |  |  |  |  | 731304781271 | 11240.00 | 15900.00 | 19740.00
| WOE2YR-VL-300 | 2 Year On-Site Warranty Ext for (1) Galaxy VL 300kW UPS | https://www.se.com/us/en/product/WOE2YR-VL-300 |  |  | 3PH&BATT ADV SER PLAN | Unknown | Advantage Service Plan for 3-Phase UPS |  |  |  |  | 731304781295 | 12125.00 | 17200.00 | 21290.00
| WOE2YR-VL-400 | 2 Year On-Site Warranty Ext for (1) Galaxy VL 400kW UPS | https://www.se.com/us/en/product/WOE2YR-VL-400 |  |  | 3PH&BATT ADV SER PLAN | Unknown | Advantage Service Plan for 3-Phase UPS |  |  |  |  | 731304781318 | 13015.00 | 18500.00 | 22850.00
| WOE2YR-VL-500 | 2 Year On-Site Warranty Ext for (1) Galaxy VL 500kW UPS | https://www.se.com/us/en/product/WOE2YR-VL-500 |  |  | 3PH&BATT ADV SER PLAN | Unknown | Advantage Service Plan for 3-Phase UPS |  |  |  |  | 731304781332 | 14035.00 | 19900.00 | 24640.00
| WOE2YR-VM-18 | 2 Yr On-Site Warranty Ext for (1) Galaxy VM 160 to 181kVA UPS, Single or Parallel Configuration | https://www.se.com/us/en/product/WOE2YR-VM-18 |  |  | 3PH&BATT ADV SER PLAN | Unknown | Advantage Service Plan for 3-Phase UPS | [5 empty] | 8555.00 | 12100.00 | 15020.00
| WOE2YR-VM-25 | 2 Yr On-Site Warranty Ext for (1) Galaxy VM 200 to 226kVA UPS, Single or Parallel Configuration | https://www.se.com/us/en/product/WOE2YR-VM-25 |  |  | 3PH&BATT ADV SER PLAN | Unknown | Advantage Service Plan for 3-Phase UPS | [5 empty] | 8820.00 | 12500.00 | 15490.00
| WOE2YR-VS1-A15 | 2 Year On-Site Warranty Ext for (1) Galaxy VS 10 to 15kW 208V UPS | https://www.se.com/us/en/product/WOE2YR-VS1-A15 |  |  | 3PH&BATT ADV SER PLAN | Unknown | Advantage Service Plan for 3-Phase UPS |  |  |  |  | 731304779643 | 4460.00 | 6325.00 | 7825.00
| WOE2YR-VS1-A25 | 2 Year On-Site Warranty Ext for (1) Galaxy VS 20 to 25kW UPS | https://www.se.com/us/en/product/WOE2YR-VS1-A25 |  |  | 3PH&BATT ADV SER PLAN | Unknown | Advantage Service Plan for 3-Phase UPS |  |  |  |  | 731304779650 | 4530.00 | 6425.00 | 7955.00
| WOE2YR-VS1-A30 | 2 Year On-Site Warranty Ext for (1) Galaxy VS 30kW UPS | https://www.se.com/us/en/product/WOE2YR-VS1-A30 |  |  | 3PH&BATT ADV SER PLAN | Unknown | Advantage Service Plan for 3-Phase UPS |  |  |  |  | 731304779667 | 4610.00 | 6525.00 | 8090.00
| WOE2YR-VS1-A40 | 2 Year On-Site Warranty Ext for (1) Galaxy VS 40kW UPS | https://www.se.com/us/en/product/WOE2YR-VS1-A40 |  |  | 3PH&BATT ADV SER PLAN | Unknown | Advantage Service Plan for 3-Phase UPS |  |  |  |  | 731304779674 | 4690.00 | 6650.00 | 8235.00
| WOE2YR-VS1-A50 | 2 Year On-Site Warranty Ext for (1) Galaxy VS 50kW 400 or 480V UPS | https://www.se.com/us/en/product/WOE2YR-VS1-A50 |  |  | 3PH&BATT ADV SER PLAN | Unknown | Advantage Service Plan for 3-Phase UPS |  |  |  |  | 731304779681 | 4735.00 | 6700.00 | 8315.00
| WOE2YR-VS2-A40 | 2 Year On-Site Warranty Ext for (1) Galaxy VS 10 to 15kW UPS | https://www.se.com/us/en/product/WOE2YR-VS2-A40 |  |  | 3PH&BATT ADV SER PLAN | Unknown | Advantage Service Plan for 3-Phase UPS |  |  |  |  | 731304781219 | 4995.00 | 7075.00 | 8775.00
| WOE2YR-VS2-A41 | 2 Year On-Site Warranty Ext for (1) Galaxy VS 20 to 25kW UPS | https://www.se.com/us/en/product/WOE2YR-VS2-A41 |  |  | 3PH&BATT ADV SER PLAN | Unknown | Advantage Service Plan for 3-Phase UPS |  |  |  |  | 731304781226 | 5105.00 | 7225.00 | 8960.00
| WOE2YR-VS2-A50 | 2 Year On-Site Warranty Ext for (1) Galaxy VS 30 to 50kW 208V UPS | https://www.se.com/us/en/product/WOE2YR-VS2-A50 |  |  | 3PH&BATT ADV SER PLAN | Unknown | Advantage Service Plan for 3-Phase UPS |  |  |  |  | 731304779704 | 4975.00 | 7050.00 | 8740.00
| WOE2YR-VS2-A60 | 2 Year On-Site Warranty Ext for (1) Galaxy VS 60kW UPS | https://www.se.com/us/en/product/WOE2YR-VS2-A60 |  |  | 3PH&BATT ADV SER PLAN | Unknown | Advantage Service Plan for 3-Phase UPS | [5 empty] | 5090.00 | 7200.00 | 8940.00
| WOE2YR-VS2-A100 | 2 Year On-Site Warranty Ext for (1) Galaxy VS 80 to 100kW UPS | https://www.se.com/us/en/product/WOE2YR-VS2-A100 |  |  | 3PH&BATT ADV SER PLAN | Unknown | Advantage Service Plan for 3-Phase UPS |  |  |  |  | 731304779698 | 5170.00 | 7325.00 | 9075.00
| WOE2YR-VS3-A75 | 2 Year On-Site Warranty Ext for (1) Galaxy VS 60 to 80kVA UPS | https://www.se.com/us/en/product/WOE2YR-VS3-A75 |  |  | 3PH&BATT ADV SER PLAN | Unknown | Advantage Service Plan for 3-Phase UPS |  |  |  |  | 731304395799 | 5925.00 | 8400.00 | 10405.00
| WOE2YR-VS3-A150 | 2 Year On-Site Warranty Ext for (1) Galaxy VS 100 to 150kVA UPS | https://www.se.com/us/en/product/WOE2YR-VS3-A150 |  |  | 3PH&BATT ADV SER PLAN | Unknown | Advantage Service Plan for 3-Phase UPS |  |  |  |  | 731304395782 | 6405.00 | 9075.00 | 11240.00
| WOE2YR-VX-50 | 2 Year On-Site Warranty Ext for (1) Galaxy VX 500 Scalable to 750kVA UPS | https://www.se.com/us/en/product/WOE2YR-VX-50 |  |  | 3PH&BATT ADV SER PLAN | Unknown | Advantage Service Plan for 3-Phase UPS | [5 empty] | 12090.00 | 17100.00 | 21230.00
| WOE2YR-VX-51 | 2 Year On-Site Warranty Ext for (1) Galaxy VX 500kVA UPS | https://www.se.com/us/en/product/WOE2YR-VX-51 |  |  | 3PH&BATT ADV SER PLAN | Unknown | Advantage Service Plan for 3-Phase UPS | [5 empty] | 11920.00 | 16900.00 | 20935.00
| WOE2YR-VX-52 | 2 Year On-Site Warranty Ext for (1) Galaxy VX 500kVA N+1 Redundant UPS | https://www.se.com/us/en/product/WOE2YR-VX-52 |  |  | 3PH&BATT ADV SER PLAN | Unknown | Advantage Service Plan for 3-Phase UPS | [5 empty] | 16940.00 | 24000.00 | 29745.00
| WOE2YR-VX-53 | 2 Year On-Site Warranty Ext for (1) Galaxy VX 500 Scalable to 1000kVA UPS | https://www.se.com/us/en/product/WOE2YR-VX-53 |  |  | 3PH&BATT ADV SER PLAN | Unknown | Advantage Service Plan for 3-Phase UPS | [5 empty] | 12215.00 | 17300.00 | 21450.00
| WOE2YR-VX-54 | 2 Year On-Site Warranty Ext for (1) Galaxy VX 500 Scalable to 1250kVA UPS | https://www.se.com/us/en/product/WOE2YR-VX-54 |  |  | 3PH&BATT ADV SER PLAN | Unknown | Advantage Service Plan for 3-Phase UPS | [5 empty] | 12215.00 | 17300.00 | 21450.00
| WOE2YR-VX-55 | 2 Year On-Site Warranty Ext for (1) Galaxy VX 500 Scalable to 1500kVA UPS | https://www.se.com/us/en/product/WOE2YR-VX-55 |  |  | 3PH&BATT ADV SER PLAN | Unknown | Advantage Service Plan for 3-Phase UPS | [5 empty] | 12215.00 | 17300.00 | 21450.00
| WOE2YR-VX-62 | 2 Year On-Site Warranty Ext for (1) Galaxy VX 625kVA UPS | https://www.se.com/us/en/product/WOE2YR-VX-62 |  |  | 3PH&BATT ADV SER PLAN | Unknown | Advantage Service Plan for 3-Phase UPS | [5 empty] | 13455.00 | 19100.00 | 23625.00
| WOE2YR-VX-63 | 2 Year On-Site Warranty Ext for (1) Galaxy VX 625kVA N+1 Redundant UPS | https://www.se.com/us/en/product/WOE2YR-VX-63 |  |  | 3PH&BATT ADV SER PLAN | Unknown | Advantage Service Plan for 3-Phase UPS | [5 empty] | 16855.00 | 23900.00 | 29595.00
| WOE2YR-VX-64 | 2 Year On-Site Warranty Ext for (1) Galaxy VX 625 Scalable to 1000kVA UPS | https://www.se.com/us/en/product/WOE2YR-VX-64 |  |  | 3PH&BATT ADV SER PLAN | Unknown | Advantage Service Plan for 3-Phase UPS | [5 empty] | 13970.00 | 19800.00 | 24530.00
| WOE2YR-VX-75 | 2 Yr On-Site Warranty Ext for (1) Galaxy VX 750kVA UPS | https://www.se.com/us/en/product/WOE2YR-VX-75 |  |  | 3PH&BATT ADV SER PLAN | Unknown | Advantage Service Plan for 3-Phase UPS | [5 empty] | 16890.00 | 23900.00 | 29655.00
| WOE2YR-VX-76 | 2 Year On-Site Warranty Ext for (1) Galaxy VX 750kVA N+1 Redundant UPS | https://www.se.com/us/en/product/WOE2YR-VX-76 |  |  | 3PH&BATT ADV SER PLAN | Unknown | Advantage Service Plan for 3-Phase UPS | [5 empty] | 18345.00 | 26000.00 | 32210.00
| WOE2YR-VX-77 | 2 Year On-Site Warranty Ext for (1) Galaxy VX 750 Scalable to 1000kVA UPS | https://www.se.com/us/en/product/WOE2YR-VX-77 |  |  | 3PH&BATT ADV SER PLAN | Unknown | Advantage Service Plan for 3-Phase UPS |  |  |  |  | 731304780991 | 17120.00 | 24300.00 | 30065.00
| WOE2YR-VX-78 | 2 Year On-Site Warranty Ext for (1) Galaxy VX 750 Scalable to 1250kVA UPS | https://www.se.com/us/en/product/WOE2YR-VX-78 |  |  | 3PH&BATT ADV SER PLAN | Unknown | Advantage Service Plan for 3-Phase UPS | [5 empty] | 17120.00 | 24300.00 | 30065.00
| WOE2YR-VX-79 | 2 Year On-Site Warranty Ext for (1) Galaxy VX 750 Scalable to 1500kVA UPS | https://www.se.com/us/en/product/WOE2YR-VX-79 |  |  | 3PH&BATT ADV SER PLAN | Unknown | Advantage Service Plan for 3-Phase UPS | [5 empty] | 17120.00 | 24300.00 | 30065.00
| WOE2YR-VX-100 | 2 Yr On-Site Warranty Ext for (1) Galaxy VX 1000kVA UPS | https://www.se.com/us/en/product/WOE2YR-VX-100 |  |  | 3PH&BATT ADV SER PLAN | Unknown | Advantage Service Plan for 3-Phase UPS |  |  |  |  | 731304780977 | 19570.00 | 27700.00 | 34365.00
| WOE2YR-VX-101 | 2 Year On-Site Warranty Ext for (1) Galaxy VX 1000kVA N+1 Redundant UPS | https://www.se.com/us/en/product/WOE2YR-VX-101 |  |  | 3PH&BATT ADV SER PLAN | Unknown | Advantage Service Plan for 3-Phase UPS |  |  |  |  | 731304780984 | 22240.00 | 31500.00 | 39055.00
| WOE2YR-VX-102 | 2 Year On-Site Warranty Ext for (1) Galaxy VX 1000 Scalable to 1250kVA UPS | https://www.se.com/us/en/product/WOE2YR-VX-102 |  |  | 3PH&BATT ADV SER PLAN | Unknown | Advantage Service Plan for 3-Phase UPS | [5 empty] | 21645.00 | 30700.00 | 38010.00
| WOE2YR-VX-103 | 2 Year On-Site Warranty Ext for (1) Galaxy VX 1000 Scalable to 1500kVA UPS | https://www.se.com/us/en/product/WOE2YR-VX-103 |  |  | 3PH&BATT ADV SER PLAN | Unknown | Advantage Service Plan for 3-Phase UPS | [5 empty] | 22775.00 | 32300.00 | 39990.00
| WOE2YR-VX-120 | 2 Yr On-Site Warranty Ext for (1) Galaxy VX 1250kVA UPS | https://www.se.com/us/en/product/WOE2YR-VX-120 |  |  | 3PH&BATT ADV SER PLAN | Unknown | Advantage Service Plan for 3-Phase UPS | [5 empty] | 22850.00 | 32400.00 | 40125.00
| WOE2YR-VX-121 | 2 Year On-Site Warranty Ext for (1) Galaxy VX 1250kVA N+1 Redundant UPS | https://www.se.com/us/en/product/WOE2YR-VX-121 |  |  | 3PH&BATT ADV SER PLAN | Unknown | Advantage Service Plan for 3-Phase UPS | [5 empty] | 20960.00 | 29700.00 | 36805.00
| WOE2YR-VX-122 | 2 Year On-Site Warranty Ext for (1) Galaxy VX 1250 Scalable to 1500kVA UPS | https://www.se.com/us/en/product/WOE2YR-VX-122 |  |  | 3PH&BATT ADV SER PLAN | Unknown | Advantage Service Plan for 3-Phase UPS | [5 empty] | 24230.00 | 34300.00 | 42555.00
| WOE2YR-VX-150 | 2 Yr On-Site Warranty Ext for (1) Galaxy VX 1500kVA UPS | https://www.se.com/us/en/product/WOE2YR-VX-150 |  |  | 3PH&BATT ADV SER PLAN | Unknown | Advantage Service Plan for 3-Phase UPS | [5 empty] | 26220.00 | 37100.00 | 46045.00
| WOE2YR-VX-151 | 2 Year On-Site Warranty Ext for (1) Galaxy VX 1500kVA N+1 Redundant UPS | https://www.se.com/us/en/product/WOE2YR-VX-151 |  |  | 3PH&BATT ADV SER PLAN | Unknown | Advantage Service Plan for 3-Phase UPS | [5 empty] | 28255.00 | 40000.00 | 49620.00
| WOE3YRGOLD-EV-01 | (3) Year Gold On-Site Warranty Extension Service Plan for (1) Single Output Charging Unit | https://www.se.com/us/en/product/WOE3YRGOLD-EV-01 |  |  | EV CHARGING INFRASTRUC - PREVC - EMHDEV | Unknown | Advantage Service Plan for 3-Phase UPS | [5 empty] | Call for Quote | Call for Quote | Call for Quote
| WOE3YRGOLD-EV-02 | (3) Year Gold On-Site Warranty Extension Service Plan for (1) Dual Output Charging Unit | https://www.se.com/us/en/product/WOE3YRGOLD-EV-02 |  |  | EV CHARGING INFRASTRUC - PREVC - EMHDEV | Unknown | Advantage Service Plan for 3-Phase UPS | [5 empty] | Call for Quote | Call for Quote | Call for Quote
| WOE3YRPLAT-EV-01 | (3) Year Platinum On-Site Warranty Ext Plan with Semi-Annual PM for (1) Single Output Charging Unit | https://www.se.com/us/en/product/WOE3YRPLAT-EV-01 |  |  | EV CHARGING INFRASTRUC - PREVC - EMHDEV | Unknown | Advantage Service Plan for 3-Phase UPS | [5 empty] | Call for Quote | Call for Quote | Call for Quote
| WOE3YRPLAT-EV-02 | (3) Year Platinum On-Site Warranty Ext Plan with Semi-Annual PM for (1) Dual Output Charging Unit | https://www.se.com/us/en/product/WOE3YRPLAT-EV-02 |  |  | EV CHARGING INFRASTRUC - PREVC - EMHDEV | Unknown | Advantage Service Plan for 3-Phase UPS | [5 empty] | Call for Quote | Call for Quote | Call for Quote
| WOE3YRRESID-EV-21 | (3) Year Residential On-Site Warranty Ext Plan for (1) Single Output Residential Charging Unit | https://www.se.com/us/en/product/WOE3YRRESID-EV-21 |  |  | EV CHARGING INFRASTRUC - PREVC - EMHDEV | Unknown | Advantage Service Plan for 3-Phase UPS | [5 empty] | Call for Quote | Call for Quote | Call for Quote
| WOE3YRSILVER-EV-01 | (3) Year Silver On-Site Warranty Extension Service Plan for (1) Single Output Charging Unit | https://www.se.com/us/en/product/WOE3YRSILVER-EV-01 |  |  | EV CHARGING INFRASTRUC - PREVC - EMHDEV | Unknown | Advantage Service Plan for 3-Phase UPS | [5 empty] | Call for Quote | Call for Quote | Call for Quote
| WOE3YRSILVER-EV-02 | (3) Year Silver On-Site Warranty Extension Service Plan for (1) Dual Output Charging Unit | https://www.se.com/us/en/product/WOE3YRSILVER-EV-02 |  |  | EV CHARGING INFRASTRUC - PREVC - EMHDEV | Unknown | Advantage Service Plan for 3-Phase UPS | [5 empty] | Call for Quote | Call for Quote | Call for Quote
| WOEBAT1YR-G3-20 | (1) Year On-Site Warranty Extension Srvc for up to (4) Internal Batteries for (1) G3500 or SUVT UPS | https://www.se.com/us/en/product/WOEBAT1YR-G3-20 |  |  | 3PH&BATT ADV SER PLAN | Unknown | Advantage Service Plan for 3-Phase UPS | [5 empty] | 1965.00 | 2800.00 | 3450.00
| WOEBAT1YR-G3-25 | (1) Year On-Site Warranty Extension Service Plan for (1) Galaxy 3500 or SUVT External Battery Frame | https://www.se.com/us/en/product/WOEBAT1YR-G3-25 |  |  | 3PH&BATT ADV SER PLAN | Unknown | Advantage Service Plan for 3-Phase UPS | [5 empty] | 2320.00 | 3300.00 | 4075.00
| WOEBAT1YR-LB-01 | (1) Yr On-Site Warranty Ext for Li-ion Battery (1) Cabinet solution | https://www.se.com/us/en/product/WOEBAT1YR-LB-01 |  |  | 3PH&BATT ADV SER PLAN | Unknown | Advantage Service Plan for 3-Phase UPS |  |  |  |  | 731304507413 | 5550.00 | 7850.00 | 9745.00
| WOEBAT1YR-LB-02 | (1) Yr On-Site Warranty Ext for Li-ion Battery (2) Cabinets solution | https://www.se.com/us/en/product/WOEBAT1YR-LB-02 |  |  | 3PH&BATT ADV SER PLAN | Unknown | Advantage Service Plan for 3-Phase UPS |  |  |  |  | 731304507420 | 8265.00 | 11700.00 | 14510.00
| WOEBAT1YR-LB-03 | (1) Yr On-Site Warranty Ext for Li-ion Battery (3) Cabinets solution | https://www.se.com/us/en/product/WOEBAT1YR-LB-03 |  |  | 3PH&BATT ADV SER PLAN | Unknown | Advantage Service Plan for 3-Phase UPS |  |  |  |  | 731304507437 | 10975.00 | 15600.00 | 19275.00
| WOEBAT1YR-LB-04 | (1) Yr On-Site Warranty Ext for Li-ion Battery (4) Cabinets solution | https://www.se.com/us/en/product/WOEBAT1YR-LB-04 |  |  | 3PH&BATT ADV SER PLAN | Unknown | Advantage Service Plan for 3-Phase UPS |  |  |  |  | 731304507444 | 13940.00 | 19800.00 | 24480.00
| WOEBAT1YR-LB-05 | (1) Yr On-Site Warranty Ext for Li-ion Battery (5) Cabinets solution | https://www.se.com/us/en/product/WOEBAT1YR-LB-05 |  |  | 3PH&BATT ADV SER PLAN | Unknown | Advantage Service Plan for 3-Phase UPS |  |  |  |  | 731304507451 | 16695.00 | 23700.00 | 29320.00
| WOEBAT1YR-LB-06 | (1) Yr On-Site Warranty Ext for Li-ion Battery (6) Cabinets solution | https://www.se.com/us/en/product/WOEBAT1YR-LB-06 |  |  | 3PH&BATT ADV SER PLAN | Unknown | Advantage Service Plan for 3-Phase UPS |  |  |  |  | 731304507468 | 19410.00 | 27500.00 | 34085.00
| WOEBAT1YR-LB-07 | (1) Yr On-Site Warranty Ext for Li-ion Battery (7) Cabinets solution | https://www.se.com/us/en/product/WOEBAT1YR-LB-07 |  |  | 3PH&BATT ADV SER PLAN | Unknown | Advantage Service Plan for 3-Phase UPS |  |  |  |  | 731304507475 | 22125.00 | 31300.00 | 38850.00
| WOEBAT1YR-LB-08 | (1) Yr On-Site Warranty Ext for Li-ion Battery (8) Cabinets solution | https://www.se.com/us/en/product/WOEBAT1YR-LB-08 |  |  | 3PH&BATT ADV SER PLAN | Unknown | Advantage Service Plan for 3-Phase UPS |  |  |  |  | 731304507482 | 26510.00 | 37500.00 | 46550.00
| WOEBAT1YR-LB-09 | (1) Yr On-Site Warranty Ext for Li-ion Battery (9) Cabinets solution | https://www.se.com/us/en/product/WOEBAT1YR-LB-09 |  |  | 3PH&BATT ADV SER PLAN | Unknown | Advantage Service Plan for 3-Phase UPS |  |  |  |  | 731304507499 | 29220.00 | 41400.00 | 51315.00
| WOEBAT1YR-NX-A3 | (1) Year On-Site Warranty Extension Service for (1) External Battery Frame for Symmetra 250/500 kW | https://www.se.com/us/en/product/WOEBAT1YR-NX-A3 |  |  | Unknown | Unknown | Advantage Service Plan for 3-Phase UPS | [5 empty] | 4645.00 | 6575.00 | 8155.00
| WOEBAT1YR-PX-A1 | (1) Year On-Site Warranty Extension Service for Internal Batteries for (1) Symmetra PX 20-40k UPS | https://www.se.com/us/en/product/WOEBAT1YR-PX-A1 |  |  | Unknown | Unknown | Advantage Service Plan for 3-Phase UPS | [5 empty] | 2500.00 | 3550.00 | 4385.00
| WOEBAT1YR-PX-A2 | (1) Year On-Site Warranty Extension Service for (1) Symmetra PX 40 External Battery Frame | https://www.se.com/us/en/product/WOEBAT1YR-PX-A2 |  |  | Unknown | Unknown | Advantage Service Plan for 3-Phase UPS | [5 empty] | 3845.00 | 5450.00 | 6750.00
| WOEBAT1YR-PX-A3 | (1) Year On-Site Warranty Extension Service Plan for (1) Symmetra PX 160 Battery Frame | https://www.se.com/us/en/product/WOEBAT1YR-PX-A3 |  |  | Unknown | Unknown | Advantage Service Plan for 3-Phase UPS |  |  |  |  | 731304579656 | 4190.00 | 5950.00 | 7360.00
| WOEBAT1YR-PX-B2 | (1) Year On-Site Warranty Extension Service Plan for (1) Symmetra PX 80-100 kVA Battery Frame | https://www.se.com/us/en/product/WOEBAT1YR-PX-B2 |  |  | Unknown | Unknown | Advantage Service Plan for 3-Phase UPS | [5 empty] | 3845.00 | 5450.00 | 6750.00
| WOEBAT1YR-VM-00 | (1) Yr On-Site Warranty Ext Service Plan for (1) Galaxy VM Battery Frame | https://www.se.com/us/en/product/WOEBAT1YR-VM-00 |  |  | Unknown | Unknown | Advantage Service Plan for 3-Phase UPS | [5 empty] | Call for Quote | Call for Quote | Call for Quote
| WOEBAT1YR-VM-24 | (1) Yr On-Site Warranty Ext Plan for (1) Galaxy VM Narrow Modular Batt Frame with up to 24 Batteries | https://www.se.com/us/en/product/WOEBAT1YR-VM-24 |  |  | Unknown | Unknown | Advantage Service Plan for 3-Phase UPS |  |  |  |  | 731304781004 | 4190.00 | 5950.00 | 7360.00
| WOEBAT1YR-VM-48 | (1) Yr On-Site Warranty Ext Plan for (1) Galaxy VM Wide Modular Batt Frame with up to 48 batteries | https://www.se.com/us/en/product/WOEBAT1YR-VM-48 |  |  | Unknown | Unknown | Advantage Service Plan for 3-Phase UPS |  |  |  |  | 731304781011 | 4645.00 | 6575.00 | 8155.00
| WOEBAT1YR-VSB-01 | (1) Yr On-Site Warranty Ext Plan for (1) Galaxy VS Modular Batt Frame with up to 6 Batt Strings | https://www.se.com/us/en/product/WOEBAT1YR-VSB-01 |  |  | Unknown | Unknown | Advantage Service Plan for 3-Phase UPS |  |  |  |  | 731304781233 | 3510.00 | 4975.00 | 6165.00
| WOEBAT1YR-VSB-02 | (1) Yr On-Site Warranty Ext Plan for (1) Galaxy VS Modular Batt Frame with up to 9 Batt Strings | https://www.se.com/us/en/product/WOEBAT1YR-VSB-02 |  |  | Unknown | Unknown | Advantage Service Plan for 3-Phase UPS |  |  |  |  | 731304781240 | 4900.00 | 6950.00 | 8605.00
| WOEBAT1YR-VX-00 | (1) Yr On-Site Warranty Ext Service Plan for (1) Galaxy VX Battery Frame | https://www.se.com/us/en/product/WOEBAT1YR-VX-00 |  |  | Unknown | Unknown | Advantage Service Plan for 3-Phase UPS | [5 empty] | Call for Quote | Call for Quote | Call for Quote
| WOEBAT2YR-G3-20 | (2) Year On-Site Warranty Extension Srvc for up to (4) Internal Batteries for (1) G3500 or SUVT UPS | https://www.se.com/us/en/product/WOEBAT2YR-G3-20 |  |  | Unknown | Unknown | Advantage Service Plan for 3-Phase UPS | [5 empty] | 3905.00 | 5525.00 | 6860.00
| WOEBAT2YR-G3-25 | (2) Year On-Site Warranty Extension Service Plan for (1) Galaxy 3500 or SUVT External Battery Frame | https://www.se.com/us/en/product/WOEBAT2YR-G3-25 |  |  | Unknown | Unknown | Advantage Service Plan for 3-Phase UPS | [5 empty] | 4640.00 | 6575.00 | 8145.00
| WOEBAT2YR-LB-01 | (2) Yr On-Site Warranty Ext for Li-ion Battery (1) Cabinet solution | https://www.se.com/us/en/product/WOEBAT2YR-LB-01 |  |  | 3PH&BATT ADV SER PLAN | Unknown | Advantage Service Plan for 3-Phase UPS |  |  |  |  | 731304507833 | 10875.00 | 15400.00 | 19095.00
| WOEBAT2YR-LB-02 | (2) Yr On-Site Warranty Ext for Li-ion Battery (2) Cabinets solution | https://www.se.com/us/en/product/WOEBAT2YR-LB-02 |  |  | 3PH&BATT ADV SER PLAN | Unknown | Advantage Service Plan for 3-Phase UPS |  |  |  |  | 731304507840 | 16195.00 | 23000.00 | 28435.00
| WOEBAT2YR-LB-03 | (2) Yr On-Site Warranty Ext for Li-ion Battery (3) Cabinets solution | https://www.se.com/us/en/product/WOEBAT2YR-LB-03 |  |  | 3PH&BATT ADV SER PLAN | Unknown | Advantage Service Plan for 3-Phase UPS |  |  |  |  | 731304507857 | 21515.00 | 30500.00 | 37775.00
| WOEBAT2YR-LB-04 | (2) Yr On-Site Warranty Ext for Li-ion Battery (4) Cabinets solution | https://www.se.com/us/en/product/WOEBAT2YR-LB-04 |  |  | 3PH&BATT ADV SER PLAN | Unknown | Advantage Service Plan for 3-Phase UPS |  |  |  |  | 731304507864 | 27325.00 | 38700.00 | 47980.00
| WOEBAT2YR-LB-05 | (2) Yr On-Site Warranty Ext for Li-ion Battery (5) Cabinets solution | https://www.se.com/us/en/product/WOEBAT2YR-LB-05 |  |  | 3PH&BATT ADV SER PLAN | Unknown | Advantage Service Plan for 3-Phase UPS |  |  |  |  | 731304507871 | 32725.00 | 46300.00 | 57465.00
| WOEBAT2YR-LB-06 | (2) Yr On-Site Warranty Ext for Li-ion Battery (6) Cabinets solution | https://www.se.com/us/en/product/WOEBAT2YR-LB-06 |  |  | 3PH&BATT ADV SER PLAN | Unknown | Advantage Service Plan for 3-Phase UPS |  |  |  |  | 731304507888 | 38040.00 | 53900.00 | 66805.00
| WOEBAT2YR-LB-07 | (2) Yr On-Site Warranty Ext for Li-ion Battery (7) Cabinets solution | https://www.se.com/us/en/product/WOEBAT2YR-LB-07 |  |  | 3PH&BATT ADV SER PLAN | Unknown | Advantage Service Plan for 3-Phase UPS |  |  |  |  | 731304507895 | 43360.00 | 61400.00 | 76145.00
| WOEBAT2YR-LB-08 | (2) Yr On-Site Warranty Ext for Li-ion Battery (8) Cabinets solution | https://www.se.com/us/en/product/WOEBAT2YR-LB-08 |  |  | 3PH&BATT ADV SER PLAN | Unknown | Advantage Service Plan for 3-Phase UPS |  |  |  |  | 731304507901 | 51955.00 | 73500.00 | 91235.00
| WOEBAT2YR-LB-09 | (2) Yr On-Site Warranty Ext for Li-ion Battery (9) Cabinets solution | https://www.se.com/us/en/product/WOEBAT2YR-LB-09 |  |  | 3PH&BATT ADV SER PLAN | Unknown | Advantage Service Plan for 3-Phase UPS |  |  |  |  | 731304507918 | 57270.00 | 81100.00 | 100575.00
| WOEBAT2YR-NX-A3 | (2) Year On-Site Warranty Extension Service for (1) External Battery Frame for Symmetra 250/500 kW | https://www.se.com/us/en/product/WOEBAT2YR-NX-A3 |  |  | Unknown | Unknown | Advantage Service Plan for 3-Phase UPS | [5 empty] | 9245.00 | 13100.00 | 16230.00
| WOEBAT2YR-PX-A1 | (2) Year On-Site Warranty Extension Service for Internal Batteries for (1) Symmetra PX 20-40k UPS | https://www.se.com/us/en/product/WOEBAT2YR-PX-A1 |  |  | Unknown | Unknown | Advantage Service Plan for 3-Phase UPS | [5 empty] | 4970.00 | 7050.00 | 8725.00
| WOEBAT2YR-PX-A2 | (2) Year On-Site Warranty Extension Service for (1) Symmetra PX 40 External Battery Frame | https://www.se.com/us/en/product/WOEBAT2YR-PX-A2 |  |  | Unknown | Unknown | Advantage Service Plan for 3-Phase UPS | [5 empty] | 7650.00 | 10900.00 | 13430.00
| WOEBAT2YR-PX-A3 | (2) Year On-Site Warranty Extension Service Plan for (1) Symmetra PX 160 Battery Frame | https://www.se.com/us/en/product/WOEBAT2YR-PX-A3 |  |  | Unknown | Unknown | Advantage Service Plan for 3-Phase UPS |  |  |  |  | 731304579663 | 8380.00 | 11900.00 | 14715.00
| WOEBAT2YR-PX-B2 | (2) Year On-Site Warranty Extension Service Plan for (1) Symmetra PX 80-100 kVA Battery Frame | https://www.se.com/us/en/product/WOEBAT2YR-PX-B2 |  |  | Unknown | Unknown | Advantage Service Plan for 3-Phase UPS | [5 empty] | 7650.00 | 10900.00 | 13430.00
| WOEBAT2YR-VM-00 | (2) Yr On-Site Warranty Ext Service Plan for (1) Galaxy VM Battery Frame | https://www.se.com/us/en/product/WOEBAT2YR-VM-00 |  |  | 3PH&BATT ADV SER PLAN | Unknown | Advantage Service Plan for 3-Phase UPS | [5 empty] | Call for Quote | Call for Quote | Call for Quote
| WOEBAT2YR-VM-24 | (2) Yr On-Site Warranty Ext Plan for (1) Galaxy VM Narrow Modular Batt Frame with up to 24 Batteries | https://www.se.com/us/en/product/WOEBAT2YR-VM-24 |  |  | Unknown | Unknown | Advantage Service Plan for 3-Phase UPS |  |  |  |  | 731304781028 | 8380.00 | 11900.00 | 14715.00
| WOEBAT2YR-VM-48 | (2) Yr On-Site Warranty Ext Plan for (1) Galaxy VM Wide Modular Batt Frame with up to 48 batteries | https://www.se.com/us/en/product/WOEBAT2YR-VM-48 |  |  | Unknown | Unknown | Advantage Service Plan for 3-Phase UPS |  |  |  |  | 731304781035 | 9245.00 | 13100.00 | 16230.00
| WOEBAT2YR-VX-00 | (2) Yr On-Site Warranty Ext Service Plan for (1) Galaxy VX Battery Frame | https://www.se.com/us/en/product/WOEBAT2YR-VX-00 |  |  | 3PH&BATT ADV SER PLAN | Unknown | Advantage Service Plan for 3-Phase UPS | [5 empty] | Call for Quote | Call for Quote | Call for Quote
| WOELBAT1YR-LB-13 | 1yr On-Site Warranty Extension for 1 Type S or O Li-ion Battery Cabinet with (13) Battery Modules | https://www.se.com/us/en/product/WOELBAT1YR-LB-13 |  |  | 3PH&BATT ADV SER PLAN | Unknown | Advantage Service Plan for 3-Phase UPS |  |  |  |  | 731304781042 | Call for Quote | Call for Quote | Call for Quote
| WOELBAT1YR-LB-17 | 1yr On-Site Warranty Extension for 1 Li-ion Battery Cabinet with (17) Battery Modules | https://www.se.com/us/en/product/WOELBAT1YR-LB-17 |  |  | 3PH&BATT ADV SER PLAN | Unknown | Advantage Service Plan for 3-Phase UPS |  |  |  |  | 731304781059 | Call for Quote | Call for Quote | Call for Quote
| WOOWREP | OUT OF WARRANTY REPAIR | https://www.se.com/us/en/product/WOOWREP |  |  | PROACTIVE SRV & INSP | Unknown | Out of Warranty Service | [5 empty] | Call for Quote | Call for Quote | Call for Quote
| WOPS1YR10R-DIGI | EcoStruxure IT Advisor 1 Year software support 10 racks | https://www.se.com/us/en/product/WOPS1YR10R-DIGI |  |  | SW SUPPORT: ITA, P&M | Unknown | Data Center Operation | [5 empty] | 276.00 | 389.99
| WPAS | Prefab Analytics Service Contract | https://www.se.com/us/en/product/WPAS |  |  | PREFAB ADV SERVICE PLN | Unknown | Advantage Service Plan for 3-Phase UPS | [5 empty] | Call for Quote | Call for Quote | Call for Quote
| WPASW | Prefab Analytics Warranty Upgrade | https://www.se.com/us/en/product/WPASW |  |  | PREFAB ADV SERVICE PLN | Unknown | Advantage Service Plan for 3-Phase UPS |  |  |  |  | 731304647416 | Call for Quote | Call for Quote | Call for Quote
| WPCAVCOOL-UG-01 | 1 - Pre-Contract Audit for 1 - ACSC or 300-600mm ACRC or ACRP CW Model | https://www.se.com/us/en/product/WPCAVCOOL-UG-01 |  |  | Unknown | Unknown | On-demand Services |  |  |  |  | 731304779339 | 856.00 | 1200.00 | 1470.00
| WPCAVCOOL-UG-02 | 1-Pre-Contract Audit for 1- 300-600mm ACRD or ACRP DX or Amico DX or CW or LE CW or UF LE DX to 50kW | https://www.se.com/us/en/product/WPCAVCOOL-UG-02 |  |  | Unknown | Unknown | On-demand Services |  |  |  |  | 731304779346 | 963.00 | 1350.00 | 1655.00
| WPCAVCOOL-UG-03 | 1 - Pre-Contract Audit for 1 - UF LE DX Model over 50kW | https://www.se.com/us/en/product/WPCAVCOOL-UG-03 |  |  | Unknown | Unknown | On-demand Services |  |  |  |  | 731304779353 | 1180.00 | 1625.00 | 2020.00
| WPCAVUPS-UG-01 | 1 - Pre-Contract Audit for 1 - UPS up to 40 kVA | https://www.se.com/us/en/product/WPCAVUPS-UG-01 |  |  | Unknown | Unknown | On-demand Services |  |  |  |  | 731304508465 | 935.00 | 1300.00 | 1605.00
| WPCAVUPS-UG-02 | 1 - Pre-Contract Audit for 1 - UPS - 41 to 150 kVA | https://www.se.com/us/en/product/WPCAVUPS-UG-02 |  |  | Unknown | Unknown | On-demand Services |  |  |  |  | 731304779360 | 935.00 | 1300.00 | 1605.00
| WPCAVUPS-UG-03 | 1 - Pre-Contract Audit for 1 - UPS - 151 to 500 kVA | https://www.se.com/us/en/product/WPCAVUPS-UG-03 |  |  | Unknown | Unknown | On-demand Services |  |  |  |  | 731304779377 | 1145.00 | 1600.00 | 1960.00
| WPCAVUPS-UG-04 | 1 - Pre-Contract Audit for 1 - UPS - 501 kVA or greater | https://www.se.com/us/en/product/WPCAVUPS-UG-04 |  |  | Unknown | Unknown | On-demand Services |  |  |  |  | 731304779384 | 1145.00 | 1600.00 | 1960.00
| WPMM300-OPT1-SPL4 | MGE PMM II D W ADV DMMS 300+ W TVSS Complete Set - Spare Part Kit Level 4 | https://www.se.com/us/en/product/WPMM300-OPT1-SPL4 |  |  | SPARES 3PH | Unknown | MGE Accessories | 20.41(kilos) 45.01(lbs) | 31.50x23.62x15.75(in) 80.00x60.00x40.00(cent) |  |  | 731304571971 | 27095.00 | 28600.00 | 51340.00
| WPMM300ADV-SPL4 | MGE PMM II D W ADV. DMMS 300 NO TVSS Complete Set - Spare Part Kit Level 4 | https://www.se.com/us/en/product/WPMM300ADV-SPL4 |  |  | SPARES 3PH | Unknown | MGE Accessories | 20.41(kilos) 45.01(lbs) | 31.50x23.62x15.75(in) 80.00x60.00x40.00(cent) |  |  | 731304571957 | 27660.00 | 29200.00 | 52410.00
| WPMM380V-SPL2 | MGE PMM II ALL WITH 380V Support Set - Spare Part Kit Level 2 | https://www.se.com/us/en/product/WPMM380V-SPL2 |  |  | SPARES 3PH | Unknown | MGE Accessories | 14.24(kilos) 31.40(lbs) | 31.50x11.81x19.69(in) 80.00x30.00x50.00(cent) |  |  | 731304571988 | 1885.00 | 2000.00 | 3570.00
| WPMM380V-SPL3 | MGE PMM II ALL WITH 380V Complete Set - Spare Part Kit Level 3 | https://www.se.com/us/en/product/WPMM380V-SPL3 |  |  | SPARES 3PH | Unknown | MGE Accessories | 14.44(kilos) 31.84(lbs) | 31.50x11.81x19.69(in) 80.00x30.00x50.00(cent) |  |  | 731304571995 | 2350.00 | 2475.00 | 4450.00
| WPMM-OPT1-SPL4 | MGE PMM II D W PWR-Logic CM2150 NO TVSS Complete Set - Spare Part Kit Level 4 | https://www.se.com/us/en/product/WPMM-OPT1-SPL4 |  |  | SPARES 3PH | Unknown | MGE Accessories | 20.41(kilos) 45.01(lbs) | 31.50x23.62x15.75(in) 80.00x60.00x40.00(cent) |  |  | 731304572008 | 11710.00 | 12400.00 | 22185.00
| WPMM-OPT2-SPL4 | MGE PMM II D W VERIS MCM NO TVSS Complete Set - Spare Part Kit Level 4 | https://www.se.com/us/en/product/WPMM-OPT2-SPL4 |  |  | SPARES 3PH | Unknown | MGE Accessories | 20.41(kilos) 45.01(lbs) | 31.50x23.62x15.75(in) 80.00x60.00x40.00(cent) |  |  | 731304572015 | 7990.00 | 8425.00 | 15135.00
| WPMM-OPT3-SPL4 | MGE PMM II D W VERIS MCM+BCM NO TVSS Complete Set - Spare Part Kit Level 4 | https://www.se.com/us/en/product/WPMM-OPT3-SPL4 |  |  | SPARES 3PH | Unknown | MGE Accessories | 20.41(kilos) 45.01(lbs) | 31.50x23.62x15.75(in) 80.00x60.00x40.00(cent) |  |  | 731304572022 | 10880.00 | 11500.00 | 20610.00
| WPMM-OPT4-SPL4 | MGE PMM II D W PWR-Logic CM-4000 NO TVSS Complete Set - Spare Part Kit Level 4 | https://www.se.com/us/en/product/WPMM-OPT4-SPL4 |  |  | SPARES 3PH | Unknown | MGE Accessories | 20.41(kilos) 45.01(lbs) | 31.50x23.62x15.75(in) 80.00x60.00x40.00(cent) |  |  | 731304572039 | 25210.00 | 26600.00 | 47760.00
| WPMM-OPT5-SPL4 | MGE PMM II D W PWR-Logic CM2150 W TVSS Complete Set - Spare Part Kit Level 4 | https://www.se.com/us/en/product/WPMM-OPT5-SPL4 |  |  | SPARES 3PH | Unknown | MGE Accessories | 20.41(kilos) 45.01(lbs) | 31.50x23.62x15.75(in) 80.00x60.00x40.00(cent) |  |  | 731304572046 | 13660.00 | 14400.00 | 25880.00
| WPMM-OPT6-SPL4 | MGE PMM II D W VERIS MCM W TVSS Complete Set - Spare Part Kit Level 4 | https://www.se.com/us/en/product/WPMM-OPT6-SPL4 |  |  | SPARES 3PH | Unknown | MGE Accessories | 20.41(kilos) 45.01(lbs) | 31.50x23.62x15.75(in) 80.00x60.00x40.00(cent) |  |  | 731304572053 | 9940.00 | 10500.00 | 18830.00
| WPMM-OPT7-SPL4 | MGE PMM II D W VERIS MCM+BCM W TVSS Complete Set - Spare Part Kit Level 4 | https://www.se.com/us/en/product/WPMM-OPT7-SPL4 |  |  | SPARES 3PH | Unknown | MGE Accessories | 20.41(kilos) 45.01(lbs) | 31.50x23.62x15.75(in) 80.00x60.00x40.00(cent) |  |  | 731304572060 | 12830.00 | 13600.00 | 24305.00
| WPMM-OPT8-SPL4 | MGE PMM II D W PWR-LOGIC CM4000 W TVSS Complete Set - Spare Part Kit Level 4 | https://www.se.com/us/en/product/WPMM-OPT8-SPL4 |  |  | SPARES 3PH | Unknown | MGE Accessories | 20.41(kilos) 45.01(lbs) | 31.50x23.62x15.75(in) 80.00x60.00x40.00(cent) |  |  | 731304572077 | 27155.00 | 28600.00 | 51455.00
| WPMM-SPL3 | MGE PMM II All Models Comprehensive Set - Spare Part Kit Level 3 | https://www.se.com/us/en/product/WPMM-SPL3 |  |  | SPARES 3PH | Unknown | MGE Accessories | 14.44(kilos) 31.84(lbs) | 31.50x11.81x19.69(in) 80.00x30.00x50.00(cent) |  |  | 731304572114 | 2345.00 | 2475.00 | 4440.00
| WPMMPM800-SPL4 | MGE PMM II ALL W PM800 Complete Set - Spare Part Kit Level 4 | https://www.se.com/us/en/product/WPMMPM800-SPL4 |  |  | SPARES 3PH | Unknown | MGE Accessories | 20.41(kilos) 45.01(lbs) | 31.50x23.62x15.75(in) 80.00x60.00x40.00(cent) |  |  | 731304572091 | 5595.00 | 5900.00 | 10600.00
| WPMMPM800OPT1-SPL4 | MGE PMM II D W PM800 W TVSS Complete Set - Spare Part Kit Level 4 | https://www.se.com/us/en/product/WPMMPM800OPT1-SPL4 |  |  | SPARES 3PH | Unknown | MGE Accessories | 20.41(kilos) 45.01(lbs) | 31.50x23.62x15.75(in) 80.00x60.00x40.00(cent) |  |  | 731304572084 | 7540.00 | 7950.00 | 14285.00
| WPMV5X8-AX-07 | 1 Preventative Maintenance 5x8 for (1) 3.5kW split system unit | https://www.se.com/us/en/product/WPMV5X8-AX-07 |  |  | SP COOL ADV SER PLAN | Unknown | On-demand Services | [5 empty] | 1815.00 | 2500.00 | 3105.00
| WPMV5X8-LQ-01 | (1) Annual PM, (1) CDU, scheduled on 5x8 basis | https://www.se.com/us/en/product/WPMV5X8-LQ-01 |  |  | SP COOL ADV SER PLAN | Unknown | On-demand Services |  |  |  |  | 731304771333 | 4230.00 | 5850.00 | 7250.00
| WPMV5X8-NX-83 | (1) Additional Contract PM Visit for (1) External Battery Cabinet for Symmetra 250/500kW | https://www.se.com/us/en/product/WPMV5X8-NX-83 |  |  | Unknown | Unknown | On-demand Services |  |  |  |  | 731304780533 | 1340.00 | 1850.00 | 2290.00
| WPMV5X8-PD-20 | (1) Additional Contract Preventive Maintenance Visit 5X8 for (1) 5U Rack Distribution Panel | https://www.se.com/us/en/product/WPMV5X8-PD-20 |  |  | Unknown | Unknown | On-demand Services |  |  |  |  | 731304780540 | 1165.00 | 1625.00 | 1995.00
| WPMV5X8-PD-30 | (1) Addn'l Contract PM Visit for (1) 1/2 Rack Remote or (1) Modular Power Panel | https://www.se.com/us/en/product/WPMV5X8-PD-30 |  |  | Unknown | Unknown | On-demand Services |  |  |  |  | 731304780557 | 1165.00 | 1625.00 | 1995.00
| WPMV5X8-PD-50 | (1) Additional Contract Preventive Maintenance Visit 5x8 for (1) InfraStruxure 60kVA or 150kVA PDU | https://www.se.com/us/en/product/WPMV5X8-PD-50 |  |  | Unknown | Unknown | On-demand Services |  |  |  |  | 731304780564 | 1455.00 | 2025.00 | 2495.00
| WPMV5X8-PX-23 | (1) Additional Contract PM Visit 5X8 for (1) External Battery Cabinet for Symmetra PX 40kW | https://www.se.com/us/en/product/WPMV5X8-PX-23 |  |  | Unknown | Unknown | On-demand Services |  |  |  |  | 731304780571 | 1015.00 | 1400.00 | 1735.00
| WPMV5X8-PX-33 | (1) Additional Contract PM Visit 5X8 for (1) External Battery Cabinet for Symmetra PX 80 kW | https://www.se.com/us/en/product/WPMV5X8-PX-33 |  |  | Unknown | Unknown | On-demand Services |  |  |  |  | 731304780588 | 1015.00 | 1400.00 | 1735.00
| WPMV5X8-PX-63 | (1) Additional Contract PM Visit 5X8 for (1) External Battery Cabinet for Symmetra PX 160kW | https://www.se.com/us/en/product/WPMV5X8-PX-63 |  |  | Unknown | Unknown | On-demand Services |  |  |  |  | 731304579939 | 901.00 | 1250.00 | 1545.00
| WPMV7X24-AX-07 | 1 Preventative Maintenance 7x24 for (1) 3.5kW split system unit | https://www.se.com/us/en/product/WPMV7X24-AX-07 |  |  | SP COOL ADV SER PLAN | Unknown | On-demand Services | [5 empty] | 2860.00 | 3950.00 | 4905.00
| WPMV7X24-AX-60 | (1) Preventive Maintenance Visit 7X24 for (1) High-Density Cooling Enclosure | https://www.se.com/us/en/product/WPMV7X24-AX-60 |  |  | SP COOL ADV SER PLAN | Unknown | On-demand Services | [5 empty] | 1270.00 | 1750.00 | 2170.00
| WPMV-E6-22 | (1) Additional Contract Preventive Maintenance Visit for (1) EPS 6000 150 to 225 kVA UPS | https://www.se.com/us/en/product/WPMV-E6-22 |  |  | Unknown | Unknown | On-demand Services |  |  |  |  | 731304779926 | 1750.00 | 2425.00 | 2995.00
| WPMV-E6-37 | (1) Additional Contract Preventive Maintenance Visit for (1) EPS 6000 300 to 375 kVA UPS | https://www.se.com/us/en/product/WPMV-E6-37 |  |  | Unknown | Unknown | On-demand Services |  |  |  |  | 731304779933 | 1750.00 | 2425.00 | 2995.00
| WPMV-E6-62 | (1) Additional Contract Preventive Maintenance Visit for (1) EPS 6000 500 to 625 kVA UPS | https://www.se.com/us/en/product/WPMV-E6-62 |  |  | Unknown | Unknown | On-demand Services |  |  |  |  | 731304779940 | 1890.00 | 2625.00 | 3240.00
| WPMV-E6-80 | (1) Additional Contract Preventive Maintenance Visit for (1) EPS 6000 750 to 800 kVA UPS | https://www.se.com/us/en/product/WPMV-E6-80 |  |  | Unknown | Unknown | On-demand Services |  |  |  |  | 731304779957 | 1890.00 | 2625.00 | 3240.00
| WPMV-E7-50 | (1) Additional Contract Preventive Maintenance Visit for (1) EPS 7000 300 to 500 kVA UPS | https://www.se.com/us/en/product/WPMV-E7-50 |  |  | Unknown | Unknown | On-demand Services |  |  |  |  | 731304779964 | 1525.00 | 2125.00 | 2615.00
| WPMV-E8-10 | (1) Additional Contract Preventive Maintenance Visit for (1) EPS 8000 1000 kVA UPS | https://www.se.com/us/en/product/WPMV-E8-10 |  |  | Unknown | Unknown | On-demand Services |  |  |  |  | 731304779971 | 1640.00 | 2275.00 | 2810.00
| WPMV-E8-11 | (1) Additional Contract Preventive Maintenance Visit for (1) EPS 8000 1100 to 1125 kVA UPS | https://www.se.com/us/en/product/WPMV-E8-11 |  |  | Unknown | Unknown | On-demand Services |  |  |  |  | 731304779988 | 1640.00 | 2275.00 | 2810.00
| WPMV-E8-62 | (1) Additional Contract Preventive Maintenance Visit for (1) EPS 8000 555 kVA UPS | https://www.se.com/us/en/product/WPMV-E8-62 |  |  | Unknown | Unknown | On-demand Services |  |  |  |  | 731304779995 | 1525.00 | 2125.00 | 2615.00
| WPMV-E8-80 | (1) Additional Contract Preventive Maintenance Visit for (1) EPS 8000 625 to 800 kVA UPS | https://www.se.com/us/en/product/WPMV-E8-80 |  |  | Unknown | Unknown | On-demand Services |  |  |  |  | 731304780007 | 1525.00 | 2125.00 | 2615.00
| WPMV-ES-60 | (1) Additional Contract Preventive Maintenance Visit for (1) Epsilon 200 to 600A | https://www.se.com/us/en/product/WPMV-ES-60 |  |  | Unknown | Unknown | On-demand Services |  |  |  |  | 731304780014 | 1095.00 | 1525.00 | 1875.00
| WPMV-EV-01 | (1) Preventive Maintenance Visit for (1) Single Output Charging Unit | https://www.se.com/us/en/product/WPMV-EV-01 |  |  | EV CHARGING INFRASTRUC - PREVC - EMHDEV | Unknown | On-demand Services | [5 empty] | Call for Quote | Call for Quote | Call for Quote
| WPMV-EV-02 | (1) Preventive Maintenance Visit for (1) Dual Output Charging Unit | https://www.se.com/us/en/product/WPMV-EV-02 |  |  | EV CHARGING INFRASTRUC - PREVC - EMHDEV | Unknown | On-demand Services | [5 empty] | Call for Quote | Call for Quote | Call for Quote
| WPMV-EZU-15 | (1) Additional Contract PM Visit 5X8 for (1) Easy UPS 3S UL 10-15kVA UPS | https://www.se.com/us/en/product/WPMV-EZU-15 |  |  | Unknown | Unknown | On-demand Services |  |  |  |  | 731304780847 | 1800.00 | 2500.00 | 3090.00
| WPMV-EZU-20 | (1) Additional Contract PM Visit 5X8 for (1) Easy UPS 3S UL 20kVA UPS | https://www.se.com/us/en/product/WPMV-EZU-20 |  |  | Unknown | Unknown | On-demand Services |  |  |  |  | 731304780854 | 1845.00 | 2550.00 | 3160.00
| WPMV-EZU-30 | (1) Additional Contract PM Visit 5X8 for (1) Easy UPS 3S UL 30kVA UPS | https://www.se.com/us/en/product/WPMV-EZU-30 |  |  | Unknown | Unknown | On-demand Services |  |  |  |  | 731304780861 | 1885.00 | 2600.00 | 3225.00
| WPMV-EZU-40 | (1) Additional Contract PM Visit 5X8 for (1) Easy UPS 3S UL 40kVA UPS | https://www.se.com/us/en/product/WPMV-EZU-40 |  |  | Unknown | Unknown | On-demand Services |  |  |  |  | 731304780878 | 1925.00 | 2675.00 | 3295.00
| WPMV-G3-21 | (1) Addnl Contract Preventive Maintenance Visit 5X8 for (1) Galaxy 3500 or SUVT 10 to 15 kVA UPS | https://www.se.com/us/en/product/WPMV-G3-21 |  |  | Unknown | Unknown | On-demand Services |  |  |  |  | 731304780021 | 835.00 | 1175.00 | 1435.00
| WPMV-G3-22 | (1) Addnl Contract Preventive Maintenance Visit 5X8 for (1) Galaxy 3500 or SUVT 20 kVA UPS | https://www.se.com/us/en/product/WPMV-G3-22 |  |  | Unknown | Unknown | On-demand Services |  |  |  |  | 731304780038 | 835.00 | 1175.00 | 1435.00
| WPMV-G3-23 | (1) Addnl Contract Preventive Maintenance Visit 5X8 for (1) Galaxy 3500 or SUVT 30 kVA UPS | https://www.se.com/us/en/product/WPMV-G3-23 |  |  | Unknown | Unknown | On-demand Services |  |  |  |  | 731304780045 | 835.00 | 1175.00 | 1435.00
| WPMV-G3-24 | (1) Addnl Contract Preventive Maintenance Visit 5X8 for (1) Galaxy 3500 or SUVT 40 kVA UPS | https://www.se.com/us/en/product/WPMV-G3-24 |  |  | Unknown | Unknown | On-demand Services |  |  |  |  | 731304780052 | 835.00 | 1175.00 | 1435.00
| WPMV-G4-50 | (1) Addnl Contract Preventive Maintenance Visit for (1) Galaxy 4000 40 to 50 kVA UPS | https://www.se.com/us/en/product/WPMV-G4-50 |  |  | Unknown | Unknown | On-demand Services |  |  |  |  | 731304780069 | 835.00 | 1175.00 | 1435.00
| WPMV-G4-75 | (1) Additional Contract Preventive Maintenance Visit for (1) Galaxy 4000 65 to 75 kVA UPS | https://www.se.com/us/en/product/WPMV-G4-75 |  |  | Unknown | Unknown | On-demand Services |  |  |  |  | 731304780076 | 835.00 | 1175.00 | 1435.00
| WPMV-G5-13 | (1) Additional Contract Preventive Maintenance Visit for (1) Galaxy 5000/5500 81 to 130 kVA UPS | https://www.se.com/us/en/product/WPMV-G5-13 |  |  | Unknown | Unknown | On-demand Services |  |  |  |  | 731304780083 | 1015.00 | 1400.00 | 1735.00
| WPMV-G5-81 | (1) Additional Contract Preventive Maintenance Visit for (1) Galaxy 5000/5500 41 to 80 kVA UPS | https://www.se.com/us/en/product/WPMV-G5-81 |  |  | Unknown | Unknown | On-demand Services |  |  |  |  | 731304780090 | 867.00 | 1200.00 | 1485.00
| WPMV-GP-12 | (1) Additional Contract Preventive Maintenance Visit for (1) Galaxy PW or PWI 80 to 130 kVA UP | https://www.se.com/us/en/product/WPMV-GP-12 |  |  | Unknown | Unknown | On-demand Services |  |  |  |  | 731304780106 | 1300.00 | 1800.00 | 2230.00
| WPMV-GP-15 | (1) Additional Contract Preventive Maintenance Visit for (1) Galaxy PW 150 or 180 or PWI 160kVA UPS | https://www.se.com/us/en/product/WPMV-GP-15 |  |  | Unknown | Unknown | On-demand Services |  |  |  |  | 731304780113 | 1300.00 | 1800.00 | 2230.00
| WPMV-GP-20 | (1) Additional Contract PM Visit for (1) Galaxy PW 160 or 200 or PWI 200 kVA UPS | https://www.se.com/us/en/product/WPMV-GP-20 |  |  | Unknown | Unknown | On-demand Services |  |  |  |  | 731304780120 | 1300.00 | 1800.00 | 2230.00
| WPMV-GP-22 | (1) Additional Contract Preventive Maintenance Visit for (1) Galaxy PW 225 kVA UPS | https://www.se.com/us/en/product/WPMV-GP-22 |  |  | Unknown | Unknown | On-demand Services |  |  |  |  | 731304780137 | 1300.00 | 1800.00 | 2230.00
| WPMV-GT-60 | (1) Additional Contract Preventive Maintenance Visit for (1) PXC 50 - 60 kVA UPS | https://www.se.com/us/en/product/WPMV-GT-60 |  |  | Unknown | Unknown | On-demand Services |  |  |  |  | 731304780151 | 1865.00 | 2575.00 | 3195.00
| WPMV-GT-100 | (1) Additional Contract Preventive Maintenance Visit for (1) PXC 100 kVA UPS | https://www.se.com/us/en/product/WPMV-GT-100 |  |  | Unknown | Unknown | On-demand Services |  |  |  |  | 731304780144 | 1995.00 | 2775.00 | 3420.00
| WPMV-MDC-03 | Preventive Maintenance Vist 5X8 for (1) Level 3 Micro DC | https://www.se.com/us/en/product/WPMV-MDC-03 |  |  | Unknown | Unknown | On-demand Services |  |  |  |  | 731304396604 | 1815.00 | 2500.00 | 3105.00
| WPMV-MDC-04 | Preventive Maintenance Vist 5X8 for (1) Level 4 Micro DC | https://www.se.com/us/en/product/WPMV-MDC-04 |  |  | Unknown | Unknown | On-demand Services |  |  |  |  | 731304396611 | 2265.00 | 3150.00 | 3885.00
| WPMV-MDC-05 | Preventive Maintenance Vist 5X8 for (1) Level 5 Micro DC | https://www.se.com/us/en/product/WPMV-MDC-05 |  |  | Unknown | Unknown | On-demand Services |  |  |  |  | 731304396628 | 2720.00 | 3775.00 | 4660.00
| WPMV-MP-00 | (1) Additional Contract Preventive Maintenance Visit for (1) MGE product | https://www.se.com/us/en/product/WPMV-MP-00 |  |  | Unknown | Unknown | On-demand Services |  |  |  |  | 731304780168 | Call for Quote | Call for Quote | Call for Quote
| WPMV-MW-09 | (1) Additional Contract Preventive Maintenance Visit 5X8 for (1) Symmetra MW 400-600 kVA | https://www.se.com/us/en/product/WPMV-MW-09 |  |  | Unknown | Unknown | On-demand Services |  |  |  |  | 731304780175 | 1365.00 | 1900.00 | 2335.00
| WPMV-MW-10 | (1) Additional Contract Preventive Maintenance Visit 5X8 for (1) Symmetra MW 800-1000 kVA | https://www.se.com/us/en/product/WPMV-MW-10 |  |  | Unknown | Unknown | On-demand Services |  |  |  |  | 731304780182 | 1790.00 | 2475.00 | 3070.00
| WPMV-MW-11 | (1) Additional Contract Preventive Maintenance Visit 5X8 for (1) Symmetra MW 1200-1600 kVA | https://www.se.com/us/en/product/WPMV-MW-11 |  |  | Unknown | Unknown | On-demand Services |  |  |  |  | 731304780199 | 2110.00 | 2925.00 | 3620.00
| WPMV-NX-10 | (1) Additional Contract PM Visit for (1) Symmetra 250kW UPS and PDU | https://www.se.com/us/en/product/WPMV-NX-10 |  |  | Unknown | Unknown | On-demand Services |  |  |  |  | 731304780205 | 1630.00 | 2250.00 | 2795.00
| WPMV-NX-20 | (1) Additional Contract PM Visit for (1) Symmetra 500kW UPS and PDU | https://www.se.com/us/en/product/WPMV-NX-20 |  |  | Unknown | Unknown | On-demand Services |  |  |  |  | 731304780212 | 1780.00 | 2475.00 | 3050.00
| WPMV-PM-30 | (1) Additional Contract Preventive Maintenance Visit for (1) PMM 30 to 300 Amp | https://www.se.com/us/en/product/WPMV-PM-30 |  |  | Unknown | Unknown | On-demand Services | [5 empty] | 816.00 | 1150.00 | 1400.00
| WPMV-PX-21 | (1) Additional Contract Preventive Maintenance Visit 5X8 for (1) Symmetra PX UPS 10kVA 40 and/or PDU | https://www.se.com/us/en/product/WPMV-PX-21 |  |  | Unknown | Unknown | On-demand Services |  |  |  |  | 731304780250 | 1065.00 | 1475.00 | 1820.00
| WPMV-PX-31 | (1) Additional Contract PM Visit for (1) Symmetra PX 10kVA 80 or 100 frame UPS and/or PDU | https://www.se.com/us/en/product/WPMV-PX-31 |  |  | Unknown | Unknown | On-demand Services |  |  |  |  | 731304780267 | 1375.00 | 1900.00 | 2355.00
| WPMV-VL-200 | (1) Additional Contract PM Visit 5X8 for (1) Galaxy VL 200kW UPS | https://www.se.com/us/en/product/WPMV-VL-200 |  |  | Unknown | Unknown | On-demand Services |  |  |  |  | 731304780809 | 2045.00 | 2825.00 | 3505.00
| WPMV-VL-300 | (1) Additional Contract PM Visit 5X8 for (1) Galaxy VL 300kW UPS | https://www.se.com/us/en/product/WPMV-VL-300 |  |  | Unknown | Unknown | On-demand Services |  |  |  |  | 731304780816 | 2135.00 | 2950.00 | 3660.00
| WPMV-VL-400 | (1) Additional Contract PM Visit 5X8 for (1) Galaxy VL 400kW UPS | https://www.se.com/us/en/product/WPMV-VL-400 |  |  | Unknown | Unknown | On-demand Services |  |  |  |  | 731304780823 | 2230.00 | 3100.00 | 3820.00
| WPMV-VL-500 | (1) Additional Contract PM Visit 5X8 for (1) Galaxy VL 500kW UPS | https://www.se.com/us/en/product/WPMV-VL-500 |  |  | Unknown | Unknown | On-demand Services |  |  |  |  | 731304780830 | 2320.00 | 3200.00 | 3975.00
| WPMV-VM-18 | (1) Additional Contract PM Visit 5X8 for (1) Galaxy VM 160 to 181kVA UPS, Single or Parallel Config | https://www.se.com/us/en/product/WPMV-VM-18 |  |  | Unknown | Unknown | On-demand Services |  |  |  |  | 731304780281 | 1810.00 | 2625.00 | 3255.00
| WPMV-VM-25 | (1) Additional Contract PM Visit 5X8 for (1) Galaxy VM 200 to 226kVA UPS, Single or Parallel Config | https://www.se.com/us/en/product/WPMV-VM-25 |  |  | Unknown | Unknown | On-demand Services |  |  |  |  | 731304780298 | 1915.00 | 2800.00 | 3450.00
| WPMV-VS1-A15 | (1) Additional Contract PM Visit 5X8 for (1) Galaxy VS 10 to 15kW 208V UPS | https://www.se.com/us/en/product/WPMV-VS1-A15 |  |  | Unknown | Unknown | On-demand Services |  |  |  |  | 731304780700 | 1115.00 | 1550.00 | 1905.00
| WPMV-VS1-A25 | (1) Additional Contract PM Visit 5X8 for (1) Galaxy VS 20 to 25kW UPS | https://www.se.com/us/en/product/WPMV-VS1-A25 |  |  | Unknown | Unknown | On-demand Services |  |  |  |  | 731304780717 | 1115.00 | 1550.00 | 1905.00
| WPMV-VS1-A30 | (1) Additional Contract PM Visit 5X8 for (1) Galaxy VS 30kW UPS | https://www.se.com/us/en/product/WPMV-VS1-A30 |  |  | Unknown | Unknown | On-demand Services |  |  |  |  | 731304780724 | 1115.00 | 1550.00 | 1905.00
| WPMV-VS1-A40 | (1) Additional Contract PM Visit 5X8 for (1) Galaxy VS 40kW UPS | https://www.se.com/us/en/product/WPMV-VS1-A40 |  |  | Unknown | Unknown | On-demand Services |  |  |  |  | 731304780731 | 1115.00 | 1550.00 | 1905.00
| WPMV-VS1-A50 | (1) Additional Contract PM Visit 5X8 for (1) Galaxy VS 50kW 400 or 480V UPS | https://www.se.com/us/en/product/WPMV-VS1-A50 |  |  | Unknown | Unknown | On-demand Services |  |  |  |  | 731304780748 | 1115.00 | 1550.00 | 1905.00
| WPMV-VS2-A40 | (1) Additional Contract PM Visit 5X8 for (1) Galaxy VS 10 to 15kW UPS | https://www.se.com/us/en/product/WPMV-VS2-A40 |  |  | Unknown | Unknown | On-demand Services |  |  |  |  | 731304780786 | 1180.00 | 1650.00 | 2020.00
| WPMV-VS2-A41 | (1) Additional Contract PM Visit 5X8 for (1) Galaxy VS 20 to 25kW UPS | https://www.se.com/us/en/product/WPMV-VS2-A41 |  |  | Unknown | Unknown | On-demand Services |  |  |  |  | 731304780793 | 1180.00 | 1650.00 | 2020.00
| WPMV-VS2-A50 | (1) Additional Contract PM Visit 5X8 for (1) Galaxy VS 30 to 50kW 208V UPS | https://www.se.com/us/en/product/WPMV-VS2-A50 |  |  | Unknown | Unknown | On-demand Services |  |  |  |  | 731304780762 | 1180.00 | 1650.00 | 2025.00
| WPMV-VS2-A60 | (1) Additional Contract PM Visit 5X8 for (1) Galaxy VS 60kW UPS | https://www.se.com/us/en/product/WPMV-VS2-A60 |  |  | Unknown | Unknown | On-demand Services |  |  |  |  | 731304780779 | 1180.00 | 1650.00 | 2025.00
| WPMV-VS2-A100 | (1) Additional Contract PM Visit 5X8 for (1) Galaxy VS 80 to 100kW UPS | https://www.se.com/us/en/product/WPMV-VS2-A100 |  |  | Unknown | Unknown | On-demand Services |  |  |  |  | 731304780755 | 1180.00 | 1650.00 | 2025.00
| WPMV-VS3-A75 | (1) Additional Contract PM Visit 5X8 for (1) Galaxy VS 60 to 80kW UPS | https://www.se.com/us/en/product/WPMV-VS3-A75 |  |  | Unknown | Unknown | On-demand Services |  |  |  |  | 731304396765 | 1320.00 | 1825.00 | 2260.00
| WPMV-VS3-A150 | (1) Additional Contract PM Visit 5X8 for (1) Galaxy VS 100 to 150kW UPS | https://www.se.com/us/en/product/WPMV-VS3-A150 |  |  | Unknown | Unknown | On-demand Services |  |  |  |  | 731304396758 | 1385.00 | 1925.00 | 2375.00
| WPMV-VX-50 | (1) Additional Contract PM Visit 5X8 for (1) Galaxy VX 500 Scalable to 750kVA UPS | https://www.se.com/us/en/product/WPMV-VX-50 |  |  | Unknown | Unknown | On-demand Services |  |  |  |  | 731304780397 | 1865.00 | 2575.00 | 3195.00
| WPMV-VX-51 | (1) Additional Contract PM Visit 5X8 for (1) Galaxy VX 500kVA UPS | https://www.se.com/us/en/product/WPMV-VX-51 |  |  | Unknown | Unknown | On-demand Services |  |  |  |  | 731304780403 | 1865.00 | 2575.00 | 3195.00
| WPMV-VX-52 | (1) Additional Contract PM Visit 5X8 for (1) Galaxy VX 500kVA N+1 Redundant UPS | https://www.se.com/us/en/product/WPMV-VX-52 |  |  | Unknown | Unknown | On-demand Services |  |  |  |  | 731304780410 | 2680.00 | 3700.00 | 4590.00
| WPMV-VX-53 | (1) Additional Contract PM Visit 5X8 for (1) Galaxy VX 500 Scalable to 1000kVA UPS | https://www.se.com/us/en/product/WPMV-VX-53 |  |  | Unknown | Unknown | On-demand Services |  |  |  |  | 731304780427 | 1865.00 | 2575.00 | 3195.00
| WPMV-VX-54 | (1) Additional Contract PM Visit 5X8 for (1) Galaxy VX 500 Scalable to 1250kVA UPS | https://www.se.com/us/en/product/WPMV-VX-54 |  |  | Unknown | Unknown | On-demand Services |  |  |  |  | 731304780434 | 1865.00 | 2575.00 | 3195.00
| WPMV-VX-55 | (1) Additional Contract PM Visit 5X8 for (1) Galaxy VX 500 Scalable to 1500kVA UPS | https://www.se.com/us/en/product/WPMV-VX-55 |  |  | Unknown | Unknown | On-demand Services |  |  |  |  | 731304780441 | 1865.00 | 2575.00 | 3195.00
| WPMV-VX-62 | (1) Additional Contract PM Visit 5X8 for (1) Galaxy VX 625kVA UPS | https://www.se.com/us/en/product/WPMV-VX-62 |  |  | Unknown | Unknown | On-demand Services |  |  |  |  | 731304780458 | 2040.00 | 2825.00 | 3495.00
| WPMV-VX-63 | (1) Additional Contract PM Visit 5X8 for (1) Galaxy VX 625kVA N+1 Redundant UPS | https://www.se.com/us/en/product/WPMV-VX-63 |  |  | Unknown | Unknown | On-demand Services |  |  |  |  | 731304780465 | 2560.00 | 3550.00 | 4390.00
| WPMV-VX-64 | (1) Additional Contract PM Visit 5X8 for (1) Galaxy VX 625 Scalable to 1000kVA UPS | https://www.se.com/us/en/product/WPMV-VX-64 |  |  | Unknown | Unknown | On-demand Services |  |  |  |  | 731304780472 | 2095.00 | 2900.00 | 3595.00
| WPMV-VX-75 | (1) Additional Contract PM Visit 5X8 for (1) Galaxy VX 750kVA UPS | https://www.se.com/us/en/product/WPMV-VX-75 |  |  | Unknown | Unknown | On-demand Services |  |  |  |  | 731304780489 | 2620.00 | 3625.00 | 4490.00
| WPMV-VX-76 | (1) Additional Contract PM Visit 5X8 for (1) Galaxy VX 750kVA N+1 Redundant UPS | https://www.se.com/us/en/product/WPMV-VX-76 |  |  | Unknown | Unknown | On-demand Services |  |  |  |  | 731304780496 | 2680.00 | 3700.00 | 4590.00
| WPMV-VX-77 | (1) Additional Contract PM Visit 5X8 for (1) Galaxy VX 750 Scalable to 1000kVA UPS | https://www.se.com/us/en/product/WPMV-VX-77 |  |  | Unknown | Unknown | On-demand Services |  |  |  |  | 731304780502 | 2655.00 | 3675.00 | 4545.00
| WPMV-VX-78 | (1) Additional Contract PM Visit 5X8 for (1) Galaxy VX 750 Scalable to 1250kVA UPS | https://www.se.com/us/en/product/WPMV-VX-78 |  |  | Unknown | Unknown | On-demand Services |  |  |  |  | 731304780519 | 2655.00 | 3675.00 | 4545.00
| WPMV-VX-79 | (1) Additional Contract PM Visit 5X8 for (1) Galaxy VX 750 Scalable to 1500kVA UPS | https://www.se.com/us/en/product/WPMV-VX-79 |  |  | Unknown | Unknown | On-demand Services |  |  |  |  | 731304780526 | 2655.00 | 3675.00 | 4545.00
| WPMV-VX-100 | (1) Additional Contract PM Visit 5X8 for (1) Galaxy VX 1000kVA UPS | https://www.se.com/us/en/product/WPMV-VX-100 |  |  | Unknown | Unknown | On-demand Services |  |  |  |  | 731304780304 | 2940.00 | 4075.00 | 5035.00
| WPMV-VX-101 | (1) Additional Contract PM Visit 5X8 for (1) Galaxy VX 1000kVA N+1 Redundant UPS | https://www.se.com/us/en/product/WPMV-VX-101 |  |  | Unknown | Unknown | On-demand Services |  |  |  |  | 731304780311 | 3260.00 | 4500.00 | 5590.00
| WPMV-VX-102 | (1) Additional Contract PM Visit 5X8 for (1) Galaxy VX 1000 Scalable to 1250kVA UPS | https://www.se.com/us/en/product/WPMV-VX-102 |  |  | Unknown | Unknown | On-demand Services |  |  |  |  | 731304780328 | 3375.00 | 4675.00 | 5790.00
| WPMV-VX-103 | (1) Additional Contract PM Visit 5X8 for (1) Galaxy VX 1000 Scalable to 1500kVA UPS | https://www.se.com/us/en/product/WPMV-VX-103 |  |  | Unknown | Unknown | On-demand Services |  |  |  |  | 731304780335 | 3490.00 | 4825.00 | 5985.00
| WPMV-VX-120 | (1) Additional Contract PM Visit 5X8 for (1) Galaxy VX 1250kVA UPS | https://www.se.com/us/en/product/WPMV-VX-120 |  |  | Unknown | Unknown | On-demand Services |  |  |  |  | 731304780342 | 3375.00 | 4675.00 | 5790.00
| WPMV-VX-121 | (1) Additional Contract PM Visit 5X8 for (1) Galaxy VX 1250kVA N+1 Redundant UPS | https://www.se.com/us/en/product/WPMV-VX-121 |  |  | Unknown | Unknown | On-demand Services |  |  |  |  | 731304780359 | 3490.00 | 4825.00 | 5985.00
| WPMV-VX-122 | (1) Additional Contract PM Visit 5X8 for (1) Galaxy VX 1250 Scalable to 1500kVA UPS | https://www.se.com/us/en/product/WPMV-VX-122 |  |  | Unknown | Unknown | On-demand Services |  |  |  |  | 731304780366 | 3575.00 | 4950.00 | 6125.00
| WPMV-VX-150 | (1) Additional Contract PM Visit 5X8 for (1) Galaxy VX 1500kVA UPS | https://www.se.com/us/en/product/WPMV-VX-150 |  |  | Unknown | Unknown | On-demand Services |  |  |  |  | 731304780373 | 3725.00 | 5150.00 | 6385.00
| WPMV-VX-151 | (1) Additional Contract PM Visit 5X8 for (1) Galaxy VX 1500kVA N+1 Redundant UPS | https://www.se.com/us/en/product/WPMV-VX-151 |  |  | Unknown | Unknown | On-demand Services |  |  |  |  | 731304780380 | 3845.00 | 5325.00 | 6585.00
| WPRJCL | Project Management Per Contract for Cooling | https://www.se.com/us/en/product/WPRJCL |  |  | MED SMAL RANGE 3PH UPS | Unknown | Installation Services for Critical Power & Cooling | [5 empty] | Call for Quote | Call for Quote | Call for Quote
| WPRJPF | Project Management Per Contract for Prefab | https://www.se.com/us/en/product/WPRJPF |  |  | MED SMAL RANGE 3PH UPS | Unknown | Installation Services for Critical Power & Cooling | [5 empty] | Call for Quote | Call for Quote | Call for Quote
| WPRJRK | Project Management Per Contract for Racks | https://www.se.com/us/en/product/WPRJRK |  |  | MED SMAL RANGE 3PH UPS | Unknown | Installation Services for Critical Power & Cooling | [5 empty] | Call for Quote | Call for Quote | Call for Quote
| WPRJTK | Project Management Per Contract for Turn Key Project | https://www.se.com/us/en/product/WPRJTK |  |  | MED SMAL RANGE 3PH UPS | Unknown | Installation Services for Critical Power & Cooling | [5 empty] | Call for Quote | Call for Quote | Call for Quote
| WPRJUPS | Project Management Per Contract for UPS | https://www.se.com/us/en/product/WPRJUPS |  |  | MED SMAL RANGE 3PH UPS | Unknown | Installation Services for Critical Power & Cooling | [5 empty] | Call for Quote | Call for Quote | Call for Quote
| WQFWT | FSE performed Factory Witness Test | https://www.se.com/us/en/product/WQFWT |  |  | SP POWER INSTALL | Unknown | Installation Services for Critical Power & Cooling | [5 empty] | Call for Quote | Call for Quote | Call for Quote
| WQFWTE3L | Factory Witness Test Performed for E3L | https://www.se.com/us/en/product/WQFWTE3L |  |  | MED SMAL RANGE 3PH UPS | Unknown | Installation Services for Critical Power & Cooling | [5 empty] | Call for Quote | Call for Quote | Call for Quote
| WQFWTE3M | Factory Witness Test Performed for E3M | https://www.se.com/us/en/product/WQFWTE3M |  |  | MED SMAL RANGE 3PH UPS | Unknown | Installation Services for Critical Power & Cooling | [5 empty] | Call for Quote | Call for Quote | Call for Quote
| WQFWTE3S | Factory Witness Test Performed for E3S | https://www.se.com/us/en/product/WQFWTE3S |  |  | MED SMAL RANGE 3PH UPS | Unknown | Installation Services for Critical Power & Cooling | [5 empty] | Call for Quote | Call for Quote | Call for Quote
| WQFWTG7K | Factory Witness Test Performed for G7K | https://www.se.com/us/en/product/WQFWTG7K |  |  | MED SMAL RANGE 3PH UPS | Unknown | Installation Services for Critical Power & Cooling | [5 empty] | Call for Quote | Call for Quote | Call for Quote
| WQFWTGVL | Factory Witness Test Performed for GVL | https://www.se.com/us/en/product/WQFWTGVL |  |  | MED SMAL RANGE 3PH UPS | Unknown | Installation Services for Critical Power & Cooling | [5 empty] | Call for Quote | Call for Quote | Call for Quote
| WQFWTGVM | Factory Witness Test Performed for GVM | https://www.se.com/us/en/product/WQFWTGVM |  |  | MED SMAL RANGE 3PH UPS | Unknown | Installation Services for Critical Power & Cooling | [5 empty] | Call for Quote | Call for Quote | Call for Quote
| WQFWTGVS | Factory Witness Test Performed for GVS | https://www.se.com/us/en/product/WQFWTGVS |  |  | MED SMAL RANGE 3PH UPS | Unknown | Installation Services for Critical Power & Cooling | [5 empty] | Call for Quote | Call for Quote | Call for Quote
| WQFWTGVX | Factory Witness Test Performed for GVX | https://www.se.com/us/en/product/WQFWTGVX |  |  | MED SMAL RANGE 3PH UPS | Unknown | Installation Services for Critical Power & Cooling | [5 empty] | Call for Quote | Call for Quote | Call for Quote
| WQINSTALL | Custom Field Service Installation Service | https://www.se.com/us/en/product/WQINSTALL |  |  | SP POWER INSTALL | Unknown | Installation Services for Critical Power & Cooling | [5 empty] | Call for Quote | Call for Quote | Call for Quote
| WQINSTLCOOL | Custom Cooling Installation Service | https://www.se.com/us/en/product/WQINSTLCOOL |  |  | SP COOLING INSTALL | Unknown | Installation Services for Critical Power & Cooling |  |  |  |  | 731304772330 | Call for Quote | Call for Quote | Call for Quote
| WQPFADVPLAN | Advantage Service Plan for (1) PFDC System | https://www.se.com/us/en/product/WQPFADVPLAN |  |  | PREFAB ADV SERVICE PLN | Unknown | Advantage Service Plan for 3-Phase UPS | [5 empty] | Call for Quote | Call for Quote | Call for Quote
| WQPFCOMMISS | Internal Commissioning On-Site Services | https://www.se.com/us/en/product/WQPFCOMMISS |  |  | PREFAB INSTALL SVCS | Unknown | Installation Services for Critical Power & Cooling | [5 empty] | Call for Quote | Call for Quote | Call for Quote
| WQPFENG | Internal Engineering Services | https://www.se.com/us/en/product/WQPFENG |  |  | PREFAB INSTALL SVCS | Unknown | Installation Services for Critical Power & Cooling | [5 empty] | Call for Quote | Call for Quote | Call for Quote
| WQPFINSTALL | Internal Installation Services | https://www.se.com/us/en/product/WQPFINSTALL |  |  | PREFAB INSTALL SVCS | Unknown | Installation Services for Critical Power & Cooling | [5 empty] | Call for Quote | Call for Quote | Call for Quote
| WQPFPM | Internal Project Management Services | https://www.se.com/us/en/product/WQPFPM |  |  | PREFAB INSTALL SVCS | Unknown | Installation Services for Critical Power & Cooling | [5 empty] | Call for Quote | Call for Quote | Call for Quote
| WQPFSERV | Internal Combined Support Services | https://www.se.com/us/en/product/WQPFSERV |  |  | PREFAB ADV SERVICE PLN | Unknown | Installation Services for Critical Power & Cooling | [5 empty] | Call for Quote | Call for Quote | Call for Quote
| WQPFSOD | Miscellaneous non-contract Service On Demand for (1) PFDC System | https://www.se.com/us/en/product/WQPFSOD |  |  | PREFAB INSTALL SVCS | Unknown | On Site Service | [5 empty] | Call for Quote | Call for Quote | Call for Quote
| WQPMV5X8-AE-25 | Quaterly Preventive Maintenance service for (1) IAEC25 250Kw Cooling Unit | https://www.se.com/us/en/product/WQPMV5X8-AE-25 |  |  | SP COOL ADV SER PLAN | Unknown | On-demand Services | [5 empty] | 4075.00 | 5650.00 | 6985.00
| WQPMV5X8-AE-50 | Quaterly Preventive Maintenance service for (1) IAEC50 500Kw Cooling Unit | https://www.se.com/us/en/product/WQPMV5X8-AE-50 |  |  | SP COOL ADV SER PLAN | Unknown | On-demand Services | [5 empty] | 5350.00 | 7400.00 | 9175.00
| WQPMV5X8-AX-14 | Quarterly Preventive Maintenance 5X8 for InRow SC Air Cooled Self Contained cooling solution. | https://www.se.com/us/en/product/WQPMV5X8-AX-14 |  |  | SP COOL ADV SER PLAN | Unknown | On-demand Services |  |  |  |  | 731304579205 | 2245.00 | 3100.00 | 3845.00
| WQPMV5X8-AX-15 | Quarterly Preventative Maintenance 5X8 for In Row ACRD Half Rack 10kw | https://www.se.com/us/en/product/WQPMV5X8-AX-15 |  |  | SP COOL ADV SER PLAN | Unknown | On-demand Services |  |  |  |  | 731304579182 | 3405.00 | 4700.00 | 5835.00
| WQPMV5X8-AX-22 | Quarterly Preventative Maintenance 5X8 for NetworkAIR CW 28-87 kW | https://www.se.com/us/en/product/WQPMV5X8-AX-22 |  |  | SP COOL ADV SER PLAN | Unknown | On-demand Services |  |  |  |  | 731304579168 | 3815.00 | 5275.00 | 6540.00
| WQPMV5X8-AX-25 | Quarterly Preventative Maintenance 5x8 For InRoom Chilled Water 28-87kw | https://www.se.com/us/en/product/WQPMV5X8-AX-25 |  |  | SP COOL ADV SER PLAN | Unknown | On-demand Services | [5 empty] | 4605.00 | 6375.00 | 7895.00
| WQPMV5X8-AX-26 | Quarterly Preventative Maintenance 5x8 for (1) InfraStruXure InRow RC Chilled Water | https://www.se.com/us/en/product/WQPMV5X8-AX-26 |  |  | SP COOL ADV SER PLAN | Unknown | On-demand Services |  |  |  |  | 731304579151 | 6860.00 | 9475.00 | 11760.00
| WQPMV5X8-AX-27 | Quarterly Preventative Maintenance 5x8 For InRoom Chilled Water greater than 87kw | https://www.se.com/us/en/product/WQPMV5X8-AX-27 |  |  | SP COOL ADV SER PLAN | Unknown | On-demand Services | [5 empty] | 5670.00 | 7850.00 | 9720.00
| WQPMV5X8-AX-28 | Quarterly Preventative Maintenance 5X8 for (1) In Row ACRD101 series | https://www.se.com/us/en/product/WQPMV5X8-AX-28 |  |  | SP COOL ADV SER PLAN | Unknown | On-demand Services |  |  |  |  | 731304568858 | 3920.00 | 5425.00 | 6715.00
| WQPMV5X8-AX-34 | Quarterly Preventative Maintenance 5X8 for (1) In Row ACRD 300 and 301 Series | https://www.se.com/us/en/product/WQPMV5X8-AX-34 |  |  | SP COOL ADV SER PLAN | Unknown | On-demand Services |  |  |  |  | 731304579199 | 4580.00 | 6325.00 | 7845.00
| WQPMV5X8-AX-36 | Quarterly Preventative Maintenance 5X8 for (1) In Row ACRH 301 series | https://www.se.com/us/en/product/WQPMV5X8-AX-36 |  |  | SP COOL ADV SER PLAN | Unknown | On-demand Services | [5 empty] | 6140.00 | 8500.00 | 10525.00
| WQPMV5X8-AX-41 | Quarterly Preventative Maintenance 5X8 for NetworkAIR FM A/W/G/PC 0-27 kW with OHE | https://www.se.com/us/en/product/WQPMV5X8-AX-41 |  |  | SP COOL ADV SER PLAN | Unknown | On-demand Services |  |  |  |  | 731304579175 | 5535.00 | 7650.00 | 9485.00
| WQPMV5X8-AX-80 | Quarterly Preventative Maintenance 5X8 for (1) Modular Cooling Frame (ACECFR20XXX or ACECFR40XXX) | https://www.se.com/us/en/product/WQPMV5X8-AX-80 |  |  | SP COOL ADV SER PLAN | Unknown | On-demand Services | [5 empty] | 4420.00 | 6100.00 | 7575.00
| WQPMV5X8-AX-81 | Quarterly Preventative Maintenance 5X8 for (1) Air Side Economizer Module with DX | https://www.se.com/us/en/product/WQPMV5X8-AX-81 |  |  | SP COOL ADV SER PLAN | Unknown | On-demand Services | [5 empty] | 2760.00 | 3825.00 | 4730.00
| WQPMV5X8-LQ-01 | (1) Quaterly PM , (1) CDU, scheduled on 5x8 basis | https://www.se.com/us/en/product/WQPMV5X8-LQ-01 |  |  | SP COOL ADV SER PLAN | Unknown | On-demand Services |  |  |  |  | 731304771326 | 12080.00 | 16700.00 | 20710.00
| WQPMV5X8-UF-22 | 1 Year Quarterly PM 5x8 for CW LE Model 1700 thru 2900 | https://www.se.com/us/en/product/WQPMV5X8-UF-22 |  |  | SP COOL ADV SER PLAN | Unknown | On-demand Services | [5 empty] | 3975.00 | 5500.00 | 6810.00
| WQPMV5X8-UF-23 | 1 Year Quarterly PM 5x8 for 1 CW LE Model 3400 thru 4600 | https://www.se.com/us/en/product/WQPMV5X8-UF-23 |  |  | SP COOL ADV SER PLAN | Unknown | On-demand Services | [5 empty] | 4070.00 | 5625.00 | 6980.00
| WQPMV5X8-UF-24 | 1 Year Quarterly PM 5x8 for 1 CW LE Model 4800 thru 5300 | https://www.se.com/us/en/product/WQPMV5X8-UF-24 |  |  | SP COOL ADV SER PLAN | Unknown | On-demand Services | [5 empty] | 4195.00 | 5800.00 | 7190.00
| WQPMV5X8-UF-28 | 1Y QUATERLY PM 5x8 for 1 FWCV36L1 or FWCV40L1 | https://www.se.com/us/en/product/WQPMV5X8-UF-28 |  |  | SP COOL ADV SER PLAN | Unknown | On-demand Services |  |  |  |  | 731304738435 | 7685.00 | 10700.00 | 13170.00
| WQPMV5X8-UF-28A | 1Y QUATERLY PM 5x8 for 1 FWCV36L2 or FWCV40L2 | https://www.se.com/us/en/product/WQPMV5X8-UF-28A |  |  | SP COOL ADV SER PLAN | Unknown | On-demand Services |  |  |  |  | 731304738527 | 13775.00 | 19100.00 | 23610.00
| WQPMV5X8-UF-31 | 1 Year Quarterly PM 5x8 for 1 DX LE Model 0511 thru 0611 | https://www.se.com/us/en/product/WQPMV5X8-UF-31 |  |  | SP COOL ADV SER PLAN | Unknown | On-demand Services | [5 empty] | 4565.00 | 6300.00 | 7820.00
| WQPMV5X8-UF-31A | 1Y QUATERLY PM 5x8 for 1 LDAV LUAV 0511 0611 | https://www.se.com/us/en/product/WQPMV5X8-UF-31A |  |  | SP COOL ADV SER PLAN | Unknown | On-demand Services |  |  |  |  | 731304735298 | 6510.00 | 9000.00 | 11155.00
| WQPMV5X8-UF-31B | 1Y QUATERLY PM 5x8 for 1 IDAV IUAV 0511 0611 | https://www.se.com/us/en/product/WQPMV5X8-UF-31B |  |  | SP COOL ADV SER PLAN | Unknown | On-demand Services |  |  |  |  | 731304735304 | 6510.00 | 9000.00 | 11155.00
| WQPMV5X8-UF-32 | 1 Year Quarterly PM 5x8 for 1 DX LE Model 0721 thru 0921 | https://www.se.com/us/en/product/WQPMV5X8-UF-32 |  |  | SP COOL ADV SER PLAN | Unknown | On-demand Services | [5 empty] | 5125.00 | 7075.00 | 8785.00
| WQPMV5X8-UF-32A | 1Y QUATERLY PM 5x8 for 1 LDAV LUAV 0711 0811 | https://www.se.com/us/en/product/WQPMV5X8-UF-32A |  |  | SP COOL ADV SER PLAN | Unknown | On-demand Services |  |  |  |  | 731304735311 | 6770.00 | 9350.00 | 11600.00
| WQPMV5X8-UF-32B | 1Y QUATERLY PM 5x8 for 1 IDAV IUAV 0711 0811 | https://www.se.com/us/en/product/WQPMV5X8-UF-32B |  |  | SP COOL ADV SER PLAN | Unknown | On-demand Services |  |  |  |  | 731304735328 | 6770.00 | 9350.00 | 11600.00
| WQPMV5X8-UF-33 | 1 Year Quarterly PM 5x8 for 1 DX LE Model 1422 thru 1822 | https://www.se.com/us/en/product/WQPMV5X8-UF-33 |  |  | SP COOL ADV SER PLAN | Unknown | On-demand Services | [5 empty] | 5225.00 | 7225.00 | 8955.00
| WQPMV5X8-UF-33A | 1Y QUATERLY PM 5x8 for 1 LDAV LUAV 1511 1911 | https://www.se.com/us/en/product/WQPMV5X8-UF-33A |  |  | SP COOL ADV SER PLAN | Unknown | On-demand Services |  |  |  |  | 731304735335 | 6770.00 | 9350.00 | 11600.00
| WQPMV5X8-UF-33B | 1Y QUATERLY PM 5x8 for 1 IDAV IUAV 1511 1911 | https://www.se.com/us/en/product/WQPMV5X8-UF-33B |  |  | SP COOL ADV SER PLAN | Unknown | On-demand Services |  |  |  |  | 731304735342 | 6770.00 | 9350.00 | 11600.00
| WQPMV5X8-UF-33C | 1Y QUATERLY PM 5x8 for 1 LDAV2422A | https://www.se.com/us/en/product/WQPMV5X8-UF-33C |  |  | SP COOL ADV SER PLAN | Unknown | On-demand Services |  |  |  |  | 731304735359 | 6770.00 | 9350.00 | 11600.00
| WQPMV5X8-UF-33D | 1Y QUATERLY PM 5x8 for 1 LUAV2422A | https://www.se.com/us/en/product/WQPMV5X8-UF-33D |  |  | SP COOL ADV SER PLAN | Unknown | On-demand Services |  |  |  |  | 731304735366 | 6770.00 | 9350.00 | 11600.00
| WQPMV5X8-UF-34 | 1 Year Quarterly PM 5x8 for 1 DX LE Max Model 2222 thru 3342 | https://www.se.com/us/en/product/WQPMV5X8-UF-34 |  |  | SP COOL ADV SER PLAN | Unknown | On-demand Services | [5 empty] | 5815.00 | 8050.00 | 9965.00
| WQPMV5X8-UF-34A | 1Y QUATERLY PM 5x8 for 1 LDAV 2522 3822 | https://www.se.com/us/en/product/WQPMV5X8-UF-34A |  |  | SP COOL ADV SER PLAN | Unknown | On-demand Services |  |  |  |  | 731304735373 | 7285.00 | 10100.00 | 12485.00
| WQPMV5X8-UF-34B | 1Y QUATERLY PM 5x8 for 1 LUAV 2522 3822 | https://www.se.com/us/en/product/WQPMV5X8-UF-34B |  |  | SP COOL ADV SER PLAN | Unknown | On-demand Services |  |  |  |  | 731304735380 | 7285.00 | 10100.00 | 12485.00
| WQPMV5X8-UF-35A | 1Y QUATERLY PM 5x8 for 1 LDAV LUAV 1111 1311 | https://www.se.com/us/en/product/WQPMV5X8-UF-35A |  |  | SP COOL ADV SER PLAN | Unknown | On-demand Services |  |  |  |  | 731304735397 | 6770.00 | 9350.00 | 11600.00
| WQPMV5X8-UF-35B | 1Y QUATERLY PM 5x8 for 1 IDAV IUAV 1111 1311 | https://www.se.com/us/en/product/WQPMV5X8-UF-35B |  |  | SP COOL ADV SER PLAN | Unknown | On-demand Services |  |  |  |  | 731304735403 | 6770.00 | 9350.00 | 11600.00
| WQPMV5X8-UF-55C | 1 Yr Qrtly PM 5x8 for 1 Air cooled Chiller Model XRAC 5622A - 6422A | https://www.se.com/us/en/product/WQPMV5X8-UF-55C |  |  | SP COOL ADV SER PLAN | Unknown | On-demand Services | [5 empty] | 9760.00 | 13500.00 | 16730.00
| WQPMV5X8-UF-56C | 1 Yr Qrtly PM 5x8 for 1 Air-Cool Free Cooling Chiller Model XRAF 5622A - 6422A | https://www.se.com/us/en/product/WQPMV5X8-UF-56C |  |  | SP COOL ADV SER PLAN | Unknown | On-demand Services | [5 empty] | 9975.00 | 13800.00 | 17100.00
| WQPMV5X8-UF-75B | 1 Yr Qrtly PM 5x8 for 1 Chiller w-freecooling Model BCEF 0752A - 0903A | https://www.se.com/us/en/product/WQPMV5X8-UF-75B |  |  | SP COOL ADV SER PLAN | Unknown | On-demand Services | [5 empty] | 15480.00 | 21400.00 | 26535.00
| WQPMV5X8-UF-75C | 1 Yr Qrtly PM 5x8 for 1 Chiller w-freecooling Model BCEF 1103A | https://www.se.com/us/en/product/WQPMV5X8-UF-75C |  |  | SP COOL ADV SER PLAN | Unknown | On-demand Services | [5 empty] | 19935.00 | 27600.00 | 34170.00
| WQPMV7X24-AX-14 | Quarterly Preventive Maintenance 7X24 for In-Row DX 5kw self contained cooling solution. | https://www.se.com/us/en/product/WQPMV7X24-AX-14 |  |  | SP COOL ADV SER PLAN | Unknown | On-demand Services |  |  |  |  | 731304579250 | 3095.00 | 4275.00 | 5305.00
| WQPMV7X24-AX-15 | Quarterly Preventative Maintenance 7X24 for In Row ACRD Half Rack 10kw | https://www.se.com/us/en/product/WQPMV7X24-AX-15 |  |  | SP COOL ADV SER PLAN | Unknown | On-demand Services |  |  |  |  | 731304579236 | 5005.00 | 6925.00 | 8575.00
| WQPMV7X24-AX-22 | Quarterly Preventive Maintenance 7X24 for NetworkAIR CW, FM CW, FM In-Row 28-87 KW | https://www.se.com/us/en/product/WQPMV7X24-AX-22 |  |  | SP COOL ADV SER PLAN | Unknown | On-demand Services |  |  |  |  | 731304579212 | 4435.00 | 6125.00 | 7605.00
| WQPMV7X24-AX-26 | Quarterly Preventative Maintenance 7X24 for (1) InfraStruXure InRow RC Chilled Water | https://www.se.com/us/en/product/WQPMV7X24-AX-26 |  |  | SP COOL ADV SER PLAN | Unknown | On-demand Services | [5 empty] | 9415.00 | 13100.00 | 16140.00
| WQPMV7X24-AX-28 | Quarterly Preventative Maintenance 7X24 for (1) In Row ACRD101 series | https://www.se.com/us/en/product/WQPMV7X24-AX-28 |  |  | SP COOL ADV SER PLAN | Unknown | On-demand Services |  |  |  |  | 731304568889 | 5485.00 | 7575.00 | 9405.00
| WQPMV7X24-AX-34 | Quarterly Preventative Maintenance 7X24 for (1) In Row ACRD 300 and 301 Series | https://www.se.com/us/en/product/WQPMV7X24-AX-34 |  |  | SP COOL ADV SER PLAN | Unknown | On-demand Services |  |  |  |  | 731304579243 | 6280.00 | 8675.00 | 10765.00
| WQPMV7X24-AX-36 | Quarterly Preventative Maintenance 7X24 for (1) In Row ACRH 301 series | https://www.se.com/us/en/product/WQPMV7X24-AX-36 |  |  | SP COOL ADV SER PLAN | Unknown | On-demand Services | [5 empty] | 8430.00 | 11700.00 | 14450.00
| WQPMV7X24-AX-41 | Quarterly Preventative Maintenance 7X24 for NetworkAIR FM A/W/G/PC 0-27 kW with OHE | https://www.se.com/us/en/product/WQPMV7X24-AX-41 |  |  | SP COOL ADV SER PLAN | Unknown | On-demand Services |  |  |  |  | 731304579229 | 7050.00 | 9750.00 | 12080.00
| WQSC-MP-00 | Custom quoted service contract for (1) MGE product | https://www.se.com/us/en/product/WQSC-MP-00 |  |  | 3PH&BATT ADV SER PLAN | Unknown | On Site Service |  |  |  |  | 731304781073 | Call for Quote | Call for Quote | Call for Quote
| WQSCCOOL | Custom Cooling Extended Warranty Contract | https://www.se.com/us/en/product/WQSCCOOL |  |  | SP COOL WARRANTY EXT | Unknown | Extended Warranty |  |  |  |  | 731304772354 | Call for Quote | Call for Quote | Call for Quote
| WQSCSM | Secure Power Customer Success Manager | https://www.se.com/us/en/product/WQSCSM |  |  | ECOCARE 1PH | Unknown | EcoCare for Single-Phase UPS |  |  |  |  | 731304762034 | Call for Quote | Call for Quote | Call for Quote
| WQSCUF | Custom quoted service contract for a cooling system | https://www.se.com/us/en/product/WQSCUF |  |  | SP COOL ADV SER PLAN | Unknown | Advantage Service Plan for 3-Phase UPS |  |  |  |  | 731304784050 | Call for Quote | Call for Quote | Call for Quote
| WQSRVCOOL | Custom Cooling On-Demand Service | https://www.se.com/us/en/product/WQSRVCOOL |  |  | SP COOLING ON DEMAND | Unknown | On-demand Services |  |  |  |  | 731304772347 | Call for Quote | Call for Quote | Call for Quote
| WQTRN | Customized Training | https://www.se.com/us/en/product/WQTRN |  |  | Unknown | Unknown | Training Services | [5 empty] | Call for Quote | Call for Quote | Call for Quote
| WQXBUDPIBS | XBU Service Digital Power-DPIBS | https://www.se.com/us/en/product/WQXBUDPIBS |  |  | DP SERVICES - DPIBS - EMDEFS | Unknown | Unknown | [5 empty] | Call for Quote | Call for Quote | Call for Quote
| WSAPMV-UG-01 | (1) Stand Alone PM Visit for (1) UPS up to 40 kVA UPS | https://www.se.com/us/en/product/WSAPMV-UG-01 |  |  | Unknown | Unknown | On-demand Services | [5 empty] | 1355.00 | 1875.00 | 2325.00
| WSAPMV-UG-02 | (1) Stand Alone PM Visit for (1) UPS 41 to 150 kVA | https://www.se.com/us/en/product/WSAPMV-UG-02 |  |  | Unknown | Unknown | On-demand Services |  |  |  |  | 731304780229 | 1820.00 | 2525.00 | 3120.00
| WSAPMV-UG-03 | (1) Stand Alone PM Visit for (1) UPS 151 to 500 kVA | https://www.se.com/us/en/product/WSAPMV-UG-03 |  |  | Unknown | Unknown | On-demand Services |  |  |  |  | 731304780236 | 2035.00 | 2825.00 | 3485.00
| WSAPMV-UG-04 | (1) Stand Alone PM Visit for (1) UPS 501 kVA or greater | https://www.se.com/us/en/product/WSAPMV-UG-04 |  |  | Unknown | Unknown | On-demand Services |  |  |  |  | 731304780243 | 2260.00 | 3125.00 | 3870.00
| WSITECOORD | Site Coordination Service | https://www.se.com/us/en/product/WSITECOORD |  |  | DATA CTR PROJECTS | Unknown | Installation Services for Critical Power & Cooling | [5 empty] | 4070.00 | 5900.00 | 7325.00
| WSITEINSP-MW-A1 | (1) Site Inspection Visit 5X8 for (1) Symmetra MW 400-600 kVA | https://www.se.com/us/en/product/WSITEINSP-MW-A1 |  |  | PROACTIVE SRV & INSP | Unknown | On-demand Services | [5 empty] | 1025.00 | 1425.00 | 1760.00
| WSITEINSP-MW-A2 | (1) Site Inspection Visit 5X8 for (1) Symmetra MW 800-1000 kVA | https://www.se.com/us/en/product/WSITEINSP-MW-A2 |  |  | PROACTIVE SRV & INSP | Unknown | On-demand Services | [5 empty] | 1165.00 | 1625.00 | 1995.00
| WSITEINSP-MW-A3 | (1) Site Inspection Visit 5X8 for (1) Symmetra MW 1200-1600 kVA | https://www.se.com/us/en/product/WSITEINSP-MW-A3 |  |  | PROACTIVE SRV & INSP | Unknown | On-demand Services | [5 empty] | 1165.00 | 1625.00 | 1995.00
| WSITEINSP-PX-A1 | (1) Site Inspection Visit 5X8 for (1) Symmetra PX 40k UPS and/or PDU | https://www.se.com/us/en/product/WSITEINSP-PX-A1 |  |  | PROACTIVE SRV & INSP | Unknown | On-demand Services | [5 empty] | 821.00 | 1150.00 | 1410.00
| WSITEINSP-PX-B1 | (1) Site Inspection Visit 5X8 for (1) Symmetra PX 80 or 100 frame UPS and/or PDU | https://www.se.com/us/en/product/WSITEINSP-PX-B1 |  |  | PROACTIVE SRV & INSP | Unknown | On-demand Services | [5 empty] | 821.00 | 1150.00 | 1410.00
| WSITEINSP-VL-200 | (1) Site Inspection Visit for (1) Galaxy VL 200kW UPS | https://www.se.com/us/en/product/WSITEINSP-VL-200 |  |  | PROACTIVE SRV & INSP | Unknown | On-demand Services | [5 empty] | 2280.00 | 2300.00 | 2825.00
| WSITEINSP-VL-300 | (1) Site Inspection Visit for (1) Galaxy VL 300kW UPS | https://www.se.com/us/en/product/WSITEINSP-VL-300 |  |  | PROACTIVE SRV & INSP | Unknown | On-demand Services | [5 empty] | 2380.00 | 2400.00 | 2955.00
| WSITEINSP-VL-400 | (1) Site Inspection Visit for (1) Galaxy VL 400kW UPS | https://www.se.com/us/en/product/WSITEINSP-VL-400 |  |  | PROACTIVE SRV & INSP | Unknown | On-demand Services | [5 empty] | 2480.00 | 2500.00 | 3080.00
| WSITEINSP-VL-500 | (1) Site Inspection Visit for (1) Galaxy VL 500kW UPS | https://www.se.com/us/en/product/WSITEINSP-VL-500 |  |  | PROACTIVE SRV & INSP | Unknown | On-demand Services | [5 empty] | 2585.00 | 2600.00 | 3210.00
| WSITEINSP-VS1-A15 | (1) Site Inspection Visit for (1) Galaxy VS 10 to 15kW UPS | https://www.se.com/us/en/product/WSITEINSP-VS1-A15 |  |  | PROACTIVE SRV & INSP | Unknown | On-demand Services | [5 empty] | 1800.00 | 1800.00 | 2235.00
| WSITEINSP-VS1-A25 | (1) Site Inspection Visit for (1) Galaxy VS 20 to 25kW UPS | https://www.se.com/us/en/product/WSITEINSP-VS1-A25 |  |  | PROACTIVE SRV & INSP | Unknown | On-demand Services | [5 empty] | 1800.00 | 1800.00 | 2235.00
| WSITEINSP-VS1-A30 | (1) Site Inspection Visit for (1) Galaxy VS 30kW UPS | https://www.se.com/us/en/product/WSITEINSP-VS1-A30 |  |  | PROACTIVE SRV & INSP | Unknown | On-demand Services | [5 empty] | 1800.00 | 1800.00 | 2235.00
| WSITEINSP-VS1-A40 | (1) Site Inspection Visit for (1) Galaxy VS 40kW UPS | https://www.se.com/us/en/product/WSITEINSP-VS1-A40 |  |  | PROACTIVE SRV & INSP | Unknown | On-demand Services | [5 empty] | 1800.00 | 1800.00 | 2235.00
| WSITEINSP-VS1-A50 | (1) Site Inspection Visit for (1) Galaxy VS 50kW UPS | https://www.se.com/us/en/product/WSITEINSP-VS1-A50 |  |  | PROACTIVE SRV & INSP | Unknown | On-demand Services | [5 empty] | 1800.00 | 1800.00 | 2235.00
| WSITEINSP-VS2-A40 | (1) Site Inspection Visit for (1) Galaxy VS 10 to 15kW UPS | https://www.se.com/us/en/product/WSITEINSP-VS2-A40 |  |  | PROACTIVE SRV & INSP | Unknown | On-demand Services | [5 empty] | 1275.00 | 1275.00 | 1585.00
| WSITEINSP-VS2-A41 | (1) Site Inspection Visit for (1) Galaxy VS 20 to 25kW UPS | https://www.se.com/us/en/product/WSITEINSP-VS2-A41 |  |  | PROACTIVE SRV & INSP | Unknown | On-demand Services | [5 empty] | 1275.00 | 1275.00 | 1585.00
| WSITEINSP-VS2-A50 | (1) Site Inspection Visit for (1) Galaxy VS 30 to 50kW UPS | https://www.se.com/us/en/product/WSITEINSP-VS2-A50 |  |  | PROACTIVE SRV & INSP | Unknown | On-demand Services | [5 empty] | 1875.00 | 1875.00 | 2330.00
| WSITEINSP-VS2-A60 | (1) Site Inspection Visit for (1) Galaxy VS 60kW UPS | https://www.se.com/us/en/product/WSITEINSP-VS2-A60 |  |  | PROACTIVE SRV & INSP | Unknown | On-demand Services | [5 empty] | 1875.00 | 1875.00 | 2330.00
| WSITEINSP-VS2-A100 | (1) Site Inspection Visit for (1) Galaxy VS 80 to 100kW UPS | https://www.se.com/us/en/product/WSITEINSP-VS2-A100 |  |  | PROACTIVE SRV & INSP | Unknown | On-demand Services | [5 empty] | 2025.00 | 2025.00 | 2515.00
| WSITEINSP-VS3-A75 | (1) Site Inspection Visit for (1) Galaxy VS 60 to 80kVA UPS | https://www.se.com/us/en/product/WSITEINSP-VS3-A75 |  |  | PROACTIVE SRV & INSP | Unknown | On-demand Services | [5 empty] | 2090.00 | 2100.00 | 2595.00
| WSITEINSP-VS3-A150 | (1) Site Inspection Visit for (1) Galaxy VS 100 to 150kVA UPS | https://www.se.com/us/en/product/WSITEINSP-VS3-A150 |  |  | PROACTIVE SRV & INSP | Unknown | On-demand Services | [5 empty] | 2200.00 | 2200.00 | 2730.00
| WSITEINSPEC-E6-37 | (1) Site Inspection Visit Visit for (1) EPS 6000 150 to 225 kVA UPS | https://www.se.com/us/en/product/WSITEINSPEC-E6-37 |  |  | PROACTIVE SRV & INSP | Unknown | On-demand Services | [5 empty] | 1565.00 | 1575.00 | 1940.00
| WSITEINSPEC-E6-80 | (1) Site Inspection Visit Visit for (1) EPS 6000 750 to 800 kVA UPS | https://www.se.com/us/en/product/WSITEINSPEC-E6-80 |  |  | PROACTIVE SRV & INSP | Unknown | On-demand Services | [5 empty] | 1565.00 | 1575.00 | 1945.00
| WSITEINSPEC-E7-50 | (1) Site Inspection Visit Visit for (1) EPS 7000 300 to 500 kVA UPS | https://www.se.com/us/en/product/WSITEINSPEC-E7-50 |  |  | PROACTIVE SRV & INSP | Unknown | On-demand Services | [5 empty] | 1435.00 | 1450.00 | 1785.00
| WSITEINSPEC-E8-10 | (1) Site Inspection Visit Visit for (1) EPS 8000 1000 kVA UPS | https://www.se.com/us/en/product/WSITEINSPEC-E8-10 |  |  | PROACTIVE SRV & INSP | Unknown | On-demand Services | [5 empty] | 1730.00 | 1750.00 | 2145.00
| WSITEINSPEC-E8-11 | (1) Site Inspection Visit for (1) EPS 8000 1100 to 1125 kVA UPS | https://www.se.com/us/en/product/WSITEINSPEC-E8-11 |  |  | PROACTIVE SRV & INSP | Unknown | On-demand Services | [5 empty] | 1730.00 | 1750.00 | 2145.00
| WSITEINSPEC-E8-62 | (1) Site Inspection Visit Visit for (1) EPS 8000 555 kVA UPS | https://www.se.com/us/en/product/WSITEINSPEC-E8-62 |  |  | PROACTIVE SRV & INSP | Unknown | On-demand Services | [5 empty] | 1565.00 | 1575.00 | 1945.00
| WSITEINSPEC-E8-80 | (1) Site Inspection Visit Visit for (1) EPS 8000 625 to 800 kVA UPS | https://www.se.com/us/en/product/WSITEINSPEC-E8-80 |  |  | PROACTIVE SRV & INSP | Unknown | On-demand Services | [5 empty] | 1565.00 | 1575.00 | 1945.00
| WSITEINSPEC-ES-60 | (1) Site Inspection Visit Visit for (1) Epsilon 200 to 600A | https://www.se.com/us/en/product/WSITEINSPEC-ES-60 |  |  | PROACTIVE SRV & INSP | Unknown | On-demand Services | [5 empty] | 1075.00 | 1075.00 | 1335.00
| WSITEINSPEC-EZU-15 | (1) Site Inspection Visit 5X8 for (1) Easy UPS 3S UL 10-15kVA UPS | https://www.se.com/us/en/product/WSITEINSPEC-EZU-15 |  |  | PROACTIVE SRV & INSP | Unknown | On-demand Services | [5 empty] | 2240.00 | 2250.00 | 2780.00
| WSITEINSPEC-EZU-20 | (1) Site Inspection Visit 5X8 for (1) Easy UPS 3S UL 20kVA UPS | https://www.se.com/us/en/product/WSITEINSPEC-EZU-20 |  |  | PROACTIVE SRV & INSP | Unknown | On-demand Services | [5 empty] | 2295.00 | 2300.00 | 2850.00
| WSITEINSPEC-EZU-30 | (1) Site Inspection Visit 5X8 for (1) Easy UPS 3S UL 30kVA UPS | https://www.se.com/us/en/product/WSITEINSPEC-EZU-30 |  |  | PROACTIVE SRV & INSP | Unknown | On-demand Services | [5 empty] | 2345.00 | 2350.00 | 2910.00
| WSITEINSPEC-EZU-40 | (1) Site Inspection Visit 5X8 for (1) Easy UPS 3S UL 40kVA UPS | https://www.se.com/us/en/product/WSITEINSPEC-EZU-40 |  |  | PROACTIVE SRV & INSP | Unknown | On-demand Services | [5 empty] | 2395.00 | 2400.00 | 2970.00
| WSITEINSPEC-G4-50 | (1) Site Inspection Visit Visit for (1) Galaxy 4000 40 to 50 kVA UPS | https://www.se.com/us/en/product/WSITEINSPEC-G4-50 |  |  | PROACTIVE SRV & INSP | Unknown | On-demand Services | [5 empty] | 1075.00 | 1075.00 | 1335.00
| WSITEINSPEC-G4-75 | (1) Site Inspection Visit Visit for (1) Galaxy 4000 65 to 75 kVA UPS | https://www.se.com/us/en/product/WSITEINSPEC-G4-75 |  |  | PROACTIVE SRV & INSP | Unknown | On-demand Services | [5 empty] | 1075.00 | 1075.00 | 1335.00
| WSITEINSPEC-G5-81 | (1) Site Inspection Visit Visit for (1) Galaxy 5000/5500 41 to 80 kVA UPS | https://www.se.com/us/en/product/WSITEINSPEC-G5-81 |  |  | PROACTIVE SRV & INSP | Unknown | On-demand Services | [5 empty] | 1105.00 | 1125.00 | 1375.00
| WSITEINSPEC-GP-12 | (1) Site Inspection Visit Visit for (1) Galaxy PW or PWI 80 to 130 kVA UPS | https://www.se.com/us/en/product/WSITEINSPEC-GP-12 |  |  | PROACTIVE SRV & INSP | Unknown | On-demand Services | [5 empty] | 1250.00 | 1250.00 | 1555.00
| WSITEINSPEC-GP-15 | (1) Site Inspection Visit Visit for (1) Galaxy PW 150 or 180 or PWI 160 kVA UPS | https://www.se.com/us/en/product/WSITEINSPEC-GP-15 |  |  | PROACTIVE SRV & INSP | Unknown | On-demand Services | [5 empty] | 1250.00 | 1250.00 | 1555.00
| WSITEINSPEC-GP-22 | (1) Site Inspection Visit Visit for (1) Galaxy PW 225 kVA UPS | https://www.se.com/us/en/product/WSITEINSPEC-GP-22 |  |  | PROACTIVE SRV & INSP | Unknown | On-demand Services | [5 empty] | 1250.00 | 1250.00 | 1555.00
| WSITEINSPEC-PM-30 | (1) Site Inspection Visit Visit for (1) PMM 30 to 300 Amp | https://www.se.com/us/en/product/WSITEINSPEC-PM-30 |  |  | PROACTIVE SRV & INSP | Unknown | On-demand Services | [5 empty] | 1015.00 | 1025.00 | 1260.00
| WSITEINSPEC-PM-40 | (1) Site Inspection Visit for (1) PMM 400 or 500 | https://www.se.com/us/en/product/WSITEINSPEC-PM-40 |  |  | PROACTIVE SRV & INSP | Unknown | On-demand Services | [5 empty] | 1375.00 | 1375.00 | 1705.00
| WSITEINSPEC-UM-40 | (1) Site Inspection Visit Visit for (1) UPS 4000 75 to 600 kVA UPS | https://www.se.com/us/en/product/WSITEINSPEC-UM-40 |  |  | PROACTIVE SRV & INSP | Unknown | On-demand Services | [5 empty] | 2180.00 | 2200.00 | 2705.00
| WSITEINSPEC-VX-50 | (1) Site Inspection Visit 5X8 for (1) Galaxy VX 500 Scalable to 750kVA UPS | https://www.se.com/us/en/product/WSITEINSPEC-VX-50 |  |  | PROACTIVE SRV & INSP | Unknown | On-demand Services | [5 empty] | 1835.00 | 1850.00 | 2280.00
| WSITEINSPEC-VX-51 | (1) Site Inspection Visit 5X8 for (1) Galaxy VX 500kVA UPS | https://www.se.com/us/en/product/WSITEINSPEC-VX-51 |  |  | PROACTIVE SRV & INSP | Unknown | On-demand Services | [5 empty] | 1955.00 | 1975.00 | 2430.00
| WSITEINSPEC-VX-52 | (1) Site Inspection Visit 5X8 for (1) Galaxy VX 500kVA N+1 Redundant UPS | https://www.se.com/us/en/product/WSITEINSPEC-VX-52 |  |  | PROACTIVE SRV & INSP | Unknown | On-demand Services | [5 empty] | 2815.00 | 2825.00 | 3490.00
| WSITEINSPEC-VX-53 | (1) Site Inspection Visit 5X8 for (1) Galaxy VX 500 Scalable to 1000kVA UPS | https://www.se.com/us/en/product/WSITEINSPEC-VX-53 |  |  | PROACTIVE SRV & INSP | Unknown | On-demand Services | [5 empty] | 1955.00 | 1975.00 | 2430.00
| WSITEINSPEC-VX-54 | (1) Site Inspection Visit 5X8 for (1) Galaxy VX 500 Scalable to 1250kVA UPS | https://www.se.com/us/en/product/WSITEINSPEC-VX-54 |  |  | PROACTIVE SRV & INSP | Unknown | On-demand Services |  |  |  |  | 731304397892 | 1900.00 | 1900.00 | 2360.00
| WSITEINSPEC-VX-55 | (1) Site Inspection Visit 5X8 for (1) Galaxy VX 500 Scalable to 1500kVA UPS | https://www.se.com/us/en/product/WSITEINSPEC-VX-55 |  |  | PROACTIVE SRV & INSP | Unknown | On-demand Services |  |  |  |  | 731304397908 | 1900.00 | 1900.00 | 2360.00
| WSITEINSPEC-VX-62 | (1) Site Inspection Visit for (1) Galaxy VX 625kVA UPS | https://www.se.com/us/en/product/WSITEINSPEC-VX-62 |  |  | PROACTIVE SRV & INSP | Unknown | On-demand Services | [5 empty] | 1955.00 | 1975.00 | 2430.00
| WSITEINSPEC-VX-63 | (1) Site Inspection Visit for (1) Galaxy VX 625kVA N+1 Redundant UPS | https://www.se.com/us/en/product/WSITEINSPEC-VX-63 |  |  | PROACTIVE SRV & INSP | Unknown | On-demand Services | [5 empty] | 2200.00 | 2200.00 | 2730.00
| WSITEINSPEC-VX-64 | (1) Site Inspection Visit 5X8 for (1) Galaxy VX 625 Scalable to 1000kVA UPS | https://www.se.com/us/en/product/WSITEINSPEC-VX-64 |  |  | PROACTIVE SRV & INSP | Unknown | On-demand Services | [5 empty] | 2200.00 | 2200.00 | 2730.00
| WSITEINSPEC-VX-75 | (1) Site Inspection Visit for (1) Galaxy VX 750kVA UPS | https://www.se.com/us/en/product/WSITEINSPEC-VX-75 |  |  | PROACTIVE SRV & INSP | Unknown | On-demand Services | [5 empty] | 2750.00 | 2750.00 | 3415.00
| WSITEINSPEC-VX-76 | (1) Site Inspection Visit for (1) Galaxy VX 750kVA N+1 Redundant UPS | https://www.se.com/us/en/product/WSITEINSPEC-VX-76 |  |  | PROACTIVE SRV & INSP | Unknown | On-demand Services | [5 empty] | 2815.00 | 2825.00 | 3490.00
| WSITEINSPEC-VX-77 | (1) Site Inspection Visit for (1) Galaxy VX 750 Scalable to 1000kVA UPS | https://www.se.com/us/en/product/WSITEINSPEC-VX-77 |  |  | PROACTIVE SRV & INSP | Unknown | On-demand Services | [5 empty] | 2815.00 | 2825.00 | 3490.00
| WSITEINSPEC-VX-78 | (1) Site Inspection Visit 5X8 for (1) Galaxy VX 750 Scalable to 1250kVA UPS | https://www.se.com/us/en/product/WSITEINSPEC-VX-78 |  |  | PROACTIVE SRV & INSP | Unknown | On-demand Services |  |  |  |  | 731304397915 | 2730.00 | 2750.00 | 3385.00
| WSITEINSPEC-VX-79 | (1) Site Inspection Visit 5X8 for (1) Galaxy VX 750 Scalable to 1500kVA UPS | https://www.se.com/us/en/product/WSITEINSPEC-VX-79 |  |  | PROACTIVE SRV & INSP | Unknown | On-demand Services |  |  |  |  | 731304397922 | 2730.00 | 2750.00 | 3385.00
| WSITEINSPEC-VX-100 | (1) Site Inspection Visit for (1) Galaxy VX 1000kVA UPS | https://www.se.com/us/en/product/WSITEINSPEC-VX-100 |  |  | PROACTIVE SRV & INSP | Unknown | On-demand Services | [5 empty] | 3175.00 | 3175.00 | 3940.00
| WSITEINSPEC-VX-101 | (1) Site Inspection Visit for (1) Galaxy VX 1000kVA N+1 Redundant UPS | https://www.se.com/us/en/product/WSITEINSPEC-VX-101 |  |  | PROACTIVE SRV & INSP | Unknown | On-demand Services | [5 empty] | 3420.00 | 3425.00 | 4245.00
| WSITEINSPEC-VX-102 | (1) Site Inspection Visit for (1) Galaxy VX 1000 Scalable to 1250kVA UPS | https://www.se.com/us/en/product/WSITEINSPEC-VX-102 |  |  | PROACTIVE SRV & INSP | Unknown | On-demand Services | [5 empty] | 3540.00 | 3550.00 | 4395.00
| WSITEINSPEC-VX-103 | (1) Site Inspection Visit for (1) Galaxy VX 1000 Scalable to 1500kVA UPS | https://www.se.com/us/en/product/WSITEINSPEC-VX-103 |  |  | PROACTIVE SRV & INSP | Unknown | On-demand Services | [5 empty] | 3665.00 | 3675.00 | 4550.00
| WSITEINSPEC-VX-120 | (1) Site Inspection Visit for (1) Galaxy VX 1250kVA UPS | https://www.se.com/us/en/product/WSITEINSPEC-VX-120 |  |  | PROACTIVE SRV & INSP | Unknown | On-demand Services | [5 empty] | 3540.00 | 3550.00 | 4395.00
| WSITEINSPEC-VX-121 | (1) Site Inspection Visit for (1) Galaxy VX 1250kVA N+1 Redundant UPS | https://www.se.com/us/en/product/WSITEINSPEC-VX-121 |  |  | PROACTIVE SRV & INSP | Unknown | On-demand Services | [5 empty] | 3665.00 | 3675.00 | 4550.00
| WSITEINSPEC-VX-122 | (1) Site Inspection Visit for (1) Galaxy VX 1250 Scalable to 1500kVA UPS | https://www.se.com/us/en/product/WSITEINSPEC-VX-122 |  |  | PROACTIVE SRV & INSP | Unknown | On-demand Services | [5 empty] | 3785.00 | 3800.00 | 4700.00
| WSITEINSPEC-VX-150 | (1) Site Inspection Visit for (1) Galaxy VX 1500kVA UPS | https://www.se.com/us/en/product/WSITEINSPEC-VX-150 |  |  | PROACTIVE SRV & INSP | Unknown | On-demand Services | [5 empty] | 3910.00 | 3925.00 | 4855.00
| WSITEINSPEC-VX-151 | (1) Site Inspection Visit for (1) Galaxy VX 1500kVA N+1 Redundant UPS | https://www.se.com/us/en/product/WSITEINSPEC-VX-151 |  |  | PROACTIVE SRV & INSP | Unknown | On-demand Services | [5 empty] | 4030.00 | 4050.00 | 5005.00
| WSPMV5X8-AE-25 | Semi-Annual Preventive Maintenance service for (1) IAEC25 250Kw Cooling Unit | https://www.se.com/us/en/product/WSPMV5X8-AE-25 |  |  | SP COOL ADV SER PLAN | Unknown | On-demand Services | [5 empty] | 2400.00 | 3325.00 | 4115.00
| WSPMV5X8-AE-50 | Semi-Annual Preventive Maintenance service for (1) IAEC50 500Kw Cooling Unit | https://www.se.com/us/en/product/WSPMV5X8-AE-50 |  |  | SP COOL ADV SER PLAN | Unknown | On-demand Services | [5 empty] | 3385.00 | 4675.00 | 5800.00
| WSPMV5X8-AX-14 | Semi-Annual Preventative Maintenance 5X8 for InRow SC Air Cooled Self Contained cooling solution. | https://www.se.com/us/en/product/WSPMV5X8-AX-14 |  |  | SP COOL ADV SER PLAN | Unknown | On-demand Services |  |  |  |  | 731304579076 | 1135.00 | 1575.00 | 1945.00
| WSPMV5X8-AX-15 | Semi-Annual Preventative Maintenance 5X8 for In Row ACRD Half Rack 10kw | https://www.se.com/us/en/product/WSPMV5X8-AX-15 |  |  | SP COOL ADV SER PLAN | Unknown | On-demand Services |  |  |  |  | 731304579052 | 1720.00 | 2375.00 | 2950.00
| WSPMV5X8-AX-22 | Semi-Annual Preventative Maintenance 5X8 for NetworkAIR CW 28-87 kW | https://www.se.com/us/en/product/WSPMV5X8-AX-22 |  |  | SP COOL ADV SER PLAN | Unknown | On-demand Services |  |  |  |  | 731304579038 | 2810.00 | 3900.00 | 4815.00
| WSPMV5X8-AX-25 | Semi-Annual Preventative Maintenance 5x8 For InRoom Chilled Water 28-87kw | https://www.se.com/us/en/product/WSPMV5X8-AX-25 |  |  | SP COOL ADV SER PLAN | Unknown | On-demand Services | [5 empty] | 2810.00 | 3900.00 | 4815.00
| WSPMV5X8-AX-26 | Semi Annual Preventative Maintenance 5X8 for InfraStruXure InRow RC | https://www.se.com/us/en/product/WSPMV5X8-AX-26 |  |  | SP COOL ADV SER PLAN | Unknown | On-demand Services |  |  |  |  | 731304579021 | 1140.00 | 1575.00 | 1955.00
| WSPMV5X8-AX-27 | Semi-Annual Preventative Maintenance 5x8 For InRoom Chilled Water greater than 87kw | https://www.se.com/us/en/product/WSPMV5X8-AX-27 |  |  | SP COOL ADV SER PLAN | Unknown | On-demand Services | [5 empty] | 2935.00 | 4050.00 | 5025.00
| WSPMV5X8-AX-28 | Semi-Annual Preventative Maintenance 5X8 for (1) In Row ACRD101 series | https://www.se.com/us/en/product/WSPMV5X8-AX-28 |  |  | SP COOL ADV SER PLAN | Unknown | On-demand Services |  |  |  |  | 731304568841 | 2265.00 | 3125.00 | 3880.00
| WSPMV5X8-AX-34 | Semi-Annual Preventative Maintenance 5X8 for (1) In Row ACRD 300 and 301 Series | https://www.se.com/us/en/product/WSPMV5X8-AX-34 |  |  | SP COOL ADV SER PLAN | Unknown | On-demand Services |  |  |  |  | 731304579069 | 2440.00 | 3375.00 | 4185.00
| WSPMV5X8-AX-36 | Semi-Annual Preventative Maintenance 5X8 for (1) In Row ACRH 301 series | https://www.se.com/us/en/product/WSPMV5X8-AX-36 |  |  | SP COOL ADV SER PLAN | Unknown | On-demand Services | [5 empty] | 3075.00 | 4250.00 | 5265.00
| WSPMV5X8-AX-41 | Semi-Annual Preventative Maintenance 5X8 for NetworkAIR FM A/W/G/PC 0-27 kW with OHE | https://www.se.com/us/en/product/WSPMV5X8-AX-41 |  |  | SP COOL ADV SER PLAN | Unknown | On-demand Services |  |  |  |  | 731304579045 | 2865.00 | 3975.00 | 4910.00
| WSPMV5X8-AX-70 | Semi-Annual Preventative Maintenance 5x8 for R134A Pumped Refrigerant Distribution Unit (RDU) | https://www.se.com/us/en/product/WSPMV5X8-AX-70 |  |  | SP COOL ADV SER PLAN | Unknown | On-demand Services | [5 empty] | 1260.00 | 1750.00 | 2155.00
| WSPMV5X8-AX-73 | Semi-Annual Preventative Maintenance 5x8 for R134A Pumped Refrigerant InRow Unit (ACOA or ACRA) | https://www.se.com/us/en/product/WSPMV5X8-AX-73 |  |  | SP COOL ADV SER PLAN | Unknown | On-demand Services |  |  |  |  | 731304579083 | 838.00 | 1175.00 | 1440.00
| WSPMV5X8-AX-80 | Semi-Annual Preventative Maintenance 5X8 for (1) Modular Cooling Frame (ACECFR20XXX or ACECFR40XXX) | https://www.se.com/us/en/product/WSPMV5X8-AX-80 |  |  | SP COOL ADV SER PLAN | Unknown | On-demand Services | [5 empty] | 2230.00 | 3100.00 | 3820.00
| WSPMV5X8-AX-81 | Semi-Annual Preventative Maintenance 5X8 for (1) Air Side Economizer Module with DX | https://www.se.com/us/en/product/WSPMV5X8-AX-81 |  |  | SP COOL ADV SER PLAN | Unknown | On-demand Services | [5 empty] | 1390.00 | 1925.00 | 2380.00
| WSPMV5X8-LQ-01 | (1) Semi-Annual PM, (1) CDU, scheduled on 5x8 basis | https://www.se.com/us/en/product/WSPMV5X8-LQ-01 |  |  | SP COOL ADV SER PLAN | Unknown | On-demand Services |  |  |  |  | 731304771319 | 8055.00 | 11200.00 | 13805.00
| WSPMV5X8-UF-21 | 1 Year Semi-Annual PM 5x8 for CW LE Model 0600 thru1400 | https://www.se.com/us/en/product/WSPMV5X8-UF-21 |  |  | SP COOL ADV SER PLAN | Unknown | On-demand Services | [5 empty] | 1955.00 | 2700.00 | 3350.00
| WSPMV5X8-UF-22 | 1 Year Semi-Annual PM 5x8 for CW LE Model 1700 thru 2900 | https://www.se.com/us/en/product/WSPMV5X8-UF-22 |  |  | SP COOL ADV SER PLAN | Unknown | On-demand Services | [5 empty] | 2005.00 | 2775.00 | 3435.00
| WSPMV5X8-UF-23 | 1 Year Semi-Annual PM 5x8 for 1 CW LE Model 3400 thru 4600 | https://www.se.com/us/en/product/WSPMV5X8-UF-23 |  |  | SP COOL ADV SER PLAN | Unknown | On-demand Services | [5 empty] | 2055.00 | 2850.00 | 3525.00
| WSPMV5X8-UF-24 | 1 Year Semi-Annual PM 5x8 for 1 CW LE Model 4800 thru 5300 | https://www.se.com/us/en/product/WSPMV5X8-UF-24 |  |  | SP COOL ADV SER PLAN | Unknown | On-demand Services | [5 empty] | 2150.00 | 2975.00 | 3685.00
| WSPMV5X8-UF-28 | 1Y Semi-Annual PM 5x8 for 1 FWCV36L1 or FWCV40L1 | https://www.se.com/us/en/product/WSPMV5X8-UF-28 |  |  | SP COOL ADV SER PLAN | Unknown | On-demand Services |  |  |  |  | 731304738442 | 4520.00 | 6250.00 | 7750.00
| WSPMV5X8-UF-28A | 1Y Semi-Annual PM 5x8 for 1 FWCV36L2 or FWCV40L2 | https://www.se.com/us/en/product/WSPMV5X8-UF-28A |  |  | SP COOL ADV SER PLAN | Unknown | On-demand Services |  |  |  |  | 731304738534 | 6885.00 | 9525.00 | 11805.00
| WSPMV5X8-UF-31 | 1 Year Semi-Annual PM 5x8 for 1 DX LE Model 0511 thru 0611 | https://www.se.com/us/en/product/WSPMV5X8-UF-31 |  |  | SP COOL ADV SER PLAN | Unknown | On-demand Services | [5 empty] | 2305.00 | 3200.00 | 3950.00
| WSPMV5X8-UF-31A | 1Y Semi-Annual PM 5x8 for 1 LDAV LUAV 0511 0611 | https://www.se.com/us/en/product/WSPMV5X8-UF-31A |  |  | SP COOL ADV SER PLAN | Unknown | On-demand Services |  |  |  |  | 731304735410 | 3730.00 | 5150.00 | 6390.00
| WSPMV5X8-UF-31B | 1Y Semi-Annual PM 5x8 for 1 IDAV IUAV 0511 0611 | https://www.se.com/us/en/product/WSPMV5X8-UF-31B |  |  | SP COOL ADV SER PLAN | Unknown | On-demand Services |  |  |  |  | 731304735427 | 3730.00 | 5150.00 | 6390.00
| WSPMV5X8-UF-32 | 1 Year Semi-Annual PM 5x8 for 1 DX LE Model 0721 thru 0921 | https://www.se.com/us/en/product/WSPMV5X8-UF-32 |  |  | SP COOL ADV SER PLAN | Unknown | On-demand Services | [5 empty] | 2590.00 | 3575.00 | 4440.00
| WSPMV5X8-UF-32A | 1Y Semi-Annual PM 5x8 for 1 LDAV LUAV 0711 0811 | https://www.se.com/us/en/product/WSPMV5X8-UF-32A |  |  | SP COOL ADV SER PLAN | Unknown | On-demand Services |  |  |  |  | 731304735434 | 3900.00 | 5400.00 | 6685.00
| WSPMV5X8-UF-32B | 1Y Semi-Annual PM 5x8 for 1 IDAV IUAV 0811 0911 | https://www.se.com/us/en/product/WSPMV5X8-UF-32B |  |  | SP COOL ADV SER PLAN | Unknown | On-demand Services |  |  |  |  | 731304735441 | 3900.00 | 5400.00 | 6685.00
| WSPMV5X8-UF-33 | 1 Year Semi-Annual PM 5x8 for 1 DX LE Model 1422 thru 1822 | https://www.se.com/us/en/product/WSPMV5X8-UF-33 |  |  | SP COOL ADV SER PLAN | Unknown | On-demand Services | [5 empty] | 2640.00 | 3650.00 | 4530.00
| WSPMV5X8-UF-33A | 1Y Semi-Annual PM 5x8 for 1 LDAV LUAV 1511 1911 | https://www.se.com/us/en/product/WSPMV5X8-UF-33A |  |  | SP COOL ADV SER PLAN | Unknown | On-demand Services |  |  |  |  | 731304735458 | 3900.00 | 5400.00 | 6685.00
| WSPMV5X8-UF-33B | 1Y Semi-Annual PM 5x8 for 1 IDAV IUAV 1511 1911 | https://www.se.com/us/en/product/WSPMV5X8-UF-33B |  |  | SP COOL ADV SER PLAN | Unknown | On-demand Services |  |  |  |  | 731304735465 | 3900.00 | 5400.00 | 6685.00
| WSPMV5X8-UF-33C | 1Y Semi-Annual PM 5x8 for 1 LDAV2422A | https://www.se.com/us/en/product/WSPMV5X8-UF-33C |  |  | SP COOL ADV SER PLAN | Unknown | On-demand Services |  |  |  |  | 731304735472 | 3900.00 | 5400.00 | 6685.00
| WSPMV5X8-UF-33D | 1Y Semi-Annual PM 5x8 for 1 LUAV2422A | https://www.se.com/us/en/product/WSPMV5X8-UF-33D |  |  | SP COOL ADV SER PLAN | Unknown | On-demand Services |  |  |  |  | 731304735489 | 3900.00 | 5400.00 | 6685.00
| WSPMV5X8-UF-34 | 1 Year Semi-Annual PM 5x8 for 1 DX LE Max Model 2222 thru 3342 | https://www.se.com/us/en/product/WSPMV5X8-UF-34 |  |  | SP COOL ADV SER PLAN | Unknown | On-demand Services | [5 empty] | 2935.00 | 4075.00 | 5030.00
| WSPMV5X8-UF-34A | 1Y Semi-Annual PM 5x8 for 1 LDAV 2522 3822 | https://www.se.com/us/en/product/WSPMV5X8-UF-34A |  |  | SP COOL ADV SER PLAN | Unknown | On-demand Services |  |  |  |  | 731304735496 | 4245.00 | 5875.00 | 7275.00
| WSPMV5X8-UF-34B | 1Y Semi-Annual PM 5x8 for 1 LUAV 2522 3822 | https://www.se.com/us/en/product/WSPMV5X8-UF-34B |  |  | SP COOL ADV SER PLAN | Unknown | On-demand Services |  |  |  |  | 731304735502 | 4245.00 | 5875.00 | 7275.00
| WSPMV5X8-UF-35A | 1Y Semi-Annual PM 5x8 for 1 LDAV LUAV 1111 1311 | https://www.se.com/us/en/product/WSPMV5X8-UF-35A |  |  | SP COOL ADV SER PLAN | Unknown | On-demand Services |  |  |  |  | 731304735519 | 3900.00 | 5400.00 | 6685.00
| WSPMV5X8-UF-35B | 1Y Semi-Annual PM 5x8 for 1 IDAV IUAV 1111 1311 | https://www.se.com/us/en/product/WSPMV5X8-UF-35B |  |  | SP COOL ADV SER PLAN | Unknown | On-demand Services |  |  |  |  | 731304735526 | 3900.00 | 5400.00 | 6685.00
| WSPMV5X8-UF-55C | 1 Yr Semi-Ann PM 5x8 for 1 Air cooled Chiller Model XRAC 5622A - 6422A | https://www.se.com/us/en/product/WSPMV5X8-UF-55C |  |  | SP COOL ADV SER PLAN | Unknown | On-demand Services | [5 empty] | 6990.00 | 9675.00 | 11985.00
| WSPMV5X8-UF-56C | 1 Yr Semi-Ann PM 5x8 for 1 Air-Cool Free Cooling Chiller Model XRAF 5622A - 6422A | https://www.se.com/us/en/product/WSPMV5X8-UF-56C |  |  | SP COOL ADV SER PLAN | Unknown | On-demand Services | [5 empty] | 7720.00 | 10700.00 | 13235.00
| WSPMV5X8-UF-75B | 1 Yr Semi-Ann PM 5x8 for 1 Chiller w-freecooling Model BCEF 0752A - 0903A | https://www.se.com/us/en/product/WSPMV5X8-UF-75B |  |  | SP COOL ADV SER PLAN | Unknown | On-demand Services | [5 empty] | 7740.00 | 10700.00 | 13270.00
| WSPMV5X8-UF-75C | 1 Yr Semi-Ann PM 5x8 for 1 Chiller w-freecooling Model BCEF 1103A | https://www.se.com/us/en/product/WSPMV5X8-UF-75C |  |  | SP COOL ADV SER PLAN | Unknown | On-demand Services | [5 empty] | 9965.00 | 13800.00 | 17085.00
| WSPMV7X24-AX-14 | Semi-Annual Preventative Maintenance 7X24 for In-Row DX 5kw self contained cooling solution. | https://www.se.com/us/en/product/WSPMV7X24-AX-14 |  |  | SP COOL ADV SER PLAN | Unknown | On-demand Services |  |  |  |  | 731304579144 | 1560.00 | 2175.00 | 2675.00
| WSPMV7X24-AX-15 | Semi-Annual Preventative Maintenance 7X24 for In Row ACRD Half Rack 10kw | https://www.se.com/us/en/product/WSPMV7X24-AX-15 |  |  | SP COOL ADV SER PLAN | Unknown | On-demand Services |  |  |  |  | 731304579120 | 2530.00 | 3500.00 | 4335.00
| WSPMV7X24-AX-22 | Semi-Annual Preventative Maintenance 7X24 for NetworkAIR CW 28-87 kW | https://www.se.com/us/en/product/WSPMV7X24-AX-22 |  |  | SP COOL ADV SER PLAN | Unknown | On-demand Services |  |  |  |  | 731304579106 | 3460.00 | 4775.00 | 5930.00
| WSPMV7X24-AX-26 | Semi Annual Preventative Maintenance 7X24 for InfraStruXure InRow RC | https://www.se.com/us/en/product/WSPMV7X24-AX-26 |  |  | SP COOL ADV SER PLAN | Unknown | On-demand Services |  |  |  |  | 731304579090 | 1660.00 | 2300.00 | 2840.00
| WSPMV7X24-AX-28 | Semi-Annual Preventative Maintenance 7X24 for In (1) In Row ACRD101 series | https://www.se.com/us/en/product/WSPMV7X24-AX-28 |  |  | SP COOL ADV SER PLAN | Unknown | On-demand Services |  |  |  |  | 731304568872 | 3165.00 | 4375.00 | 5425.00
| WSPMV7X24-AX-34 | Semi-Annual Preventative Maintenance 7X24 for In (1) In Row ACRD 300 and 301 Series | https://www.se.com/us/en/product/WSPMV7X24-AX-34 |  |  | SP COOL ADV SER PLAN | Unknown | On-demand Services |  |  |  |  | 731304579137 | 3355.00 | 4650.00 | 5745.00
| WSPMV7X24-AX-36 | Semi-Annual Preventative Maintenance 7X24 for In (1) In Row ACRH 301 series | https://www.se.com/us/en/product/WSPMV7X24-AX-36 |  |  | SP COOL ADV SER PLAN | Unknown | On-demand Services | [5 empty] | 4215.00 | 5825.00 | 7225.00
| WSPMV7X24-AX-41 | Semi-Annual Preventative Maintenance 7X24 for NetworkAIR FM A/W/G/PC 0-27 kW with OHE | https://www.se.com/us/en/product/WSPMV7X24-AX-41 |  |  | SP COOL ADV SER PLAN | Unknown | On-demand Services |  |  |  |  | 731304579113 | 3630.00 | 5025.00 | 6220.00
| WSPTAMCSH1YR20 | CSH Premium Technical Account Management Services, 1 year, 20 devices | https://www.se.com/us/en/product/WSPTAMCSH1YR20 |  |  | ASSET ADV SP&C | Unknown | Unknown |  |  |  |  | 731304760580 | 3680.00 | 4600.00 | 6895.00
| WSRV | MISCELLANEOUS SERVICE SKU | https://www.se.com/us/en/product/WSRV |  |  | SP POWER BREAKFIX | Unknown | Out of Warranty Service | [5 empty] | Call for Quote | Call for Quote | Call for Quote
| WSRVCBI-ANN | Service Contract Bi-Annual Billing Fee | https://www.se.com/us/en/product/WSRVCBI-ANN |  |  | 3PH&BATT ADV SER PLAN | Unknown | On Site Service |  |  |  |  | 731304784142 | Call for Quote | Call for Quote | Call for Quote
| WSRVCMONTHLY | Service Contract Monthly Billing Fee | https://www.se.com/us/en/product/WSRVCMONTHLY |  |  | 3PH&BATT ADV SER PLAN | Unknown | On Site Service |  |  |  |  | 731304784159 | Call for Quote | Call for Quote | Call for Quote
| WSRVCQUARTERLY | Service Contract Quarterly Billing Fee | https://www.se.com/us/en/product/WSRVCQUARTERLY |  |  | 3PH&BATT ADV SER PLAN | Unknown | On Site Service |  |  |  |  | 731304784166 | Call for Quote | Call for Quote | Call for Quote
| WSTRTUP5X8-AX-07 | Start-up Service 5X8 for (1) 3.5kW split system unit | https://www.se.com/us/en/product/WSTRTUP5X8-AX-07 |  |  | SP COOLING INSTALL | Unknown | Installation Services for Critical Power & Cooling | [5 empty] | 2215.00 | 3225.00 | 3985.00
| WSTRTUP5X8-AX-15 | Start-up Service 5X8 for In Row ACRD Half Rack 10KW | https://www.se.com/us/en/product/WSTRTUP5X8-AX-15 |  |  | SP COOLING INSTALL | Unknown | Installation Services for Critical Power & Cooling |  |  |  |  | 731304578673 | 1445.00 | 2100.00 | 2605.00
| WSTRTUP5X8-AX-22 | Start-Up Service 5X8 for NetworkAIR CW 28-87 kW | https://www.se.com/us/en/product/WSTRTUP5X8-AX-22 |  |  | SP COOLING INSTALL | Unknown | Installation Services for Critical Power & Cooling |  |  |  |  | 731304578659 | 1170.00 | 1700.00 | 2105.00
| WSTRTUP5X8-AX-25 | Start-up Service 5x8 for InRoom Chilled Water 28-87kw | https://www.se.com/us/en/product/WSTRTUP5X8-AX-25 |  |  | SP COOLING INSTALL | Unknown | Installation Services for Critical Power & Cooling | [5 empty] | 1450.00 | 2125.00 | 2610.00
| WSTRTUP5X8-AX-26 | Start-Up Service 5X8 for InfraStruXure InRow RC AX-26 | https://www.se.com/us/en/product/WSTRTUP5X8-AX-26 |  |  | SP COOLING INSTALL | Unknown | Installation Services for Critical Power & Cooling |  |  |  |  | 731304578642 | 946.00 | 1375.00 | 1705.00
| WSTRTUP5X8-AX-28 | Start-up Service 5X8 for (1) In Row ACRD101 series | https://www.se.com/us/en/product/WSTRTUP5X8-AX-28 |  |  | SP COOLING INSTALL | Unknown | Installation Services for Critical Power & Cooling |  |  |  |  | 731304568827 | 1590.00 | 2325.00 | 2860.00
| WSTRTUP5X8-AX-29 | Start-Up Service 5X8 for InfraStruXure InRow RC | https://www.se.com/us/en/product/WSTRTUP5X8-AX-29 |  |  | SP COOLING INSTALL | Unknown | Installation Services for Critical Power & Cooling |  |  |  |  | 731304762973 | 2150.00 | 3125.00 | 3865.00
| WSTRTUP5X8-AX-31 | Start-Up Service 5X8 for NetworkAIR CM A/W/G/PC with OHE | https://www.se.com/us/en/product/WSTRTUP5X8-AX-31 |  |  | SP COOLING INSTALL | Unknown | Installation Services for Critical Power & Cooling | [5 empty] | 1450.00 | 2100.00 | 2605.00
| WSTRTUP5X8-AX-34 | Start-up Service 5X8 for (1) In Row ACRD 300 and 301 series | https://www.se.com/us/en/product/WSTRTUP5X8-AX-34 |  |  | SP COOLING INSTALL | Unknown | Installation Services for Critical Power & Cooling |  |  |  |  | 731304578680 | 1950.00 | 2825.00 | 3510.00
| WSTRTUP5X8-AX-36 | Start-up Service 5X8 for (1) In Row ACRH 301 series | https://www.se.com/us/en/product/WSTRTUP5X8-AX-36 |  |  | SP COOLING INSTALL | Unknown | Installation Services for Critical Power & Cooling | [5 empty] | 2505.00 | 3650.00 | 4510.00
| WSTRTUP5X8-AX-41 | Start-Up Service 5X8 for NetworkAIR FM A/W/G/PC 0-27 kW with OHE | https://www.se.com/us/en/product/WSTRTUP5X8-AX-41 |  |  | SP COOLING INSTALL | Unknown | Installation Services for Critical Power & Cooling |  |  |  |  | 731304578666 | 1585.00 | 2300.00 | 2855.00
| WSTRTUP5X8-G5-60 | Start-Up Service 5x8 for Galaxy 5000 100 - 130 kVA UPS | https://www.se.com/us/en/product/WSTRTUP5X8-G5-60 |  |  | SP POWER STARTUP | Unknown | Installation Services for Critical Power & Cooling | [5 empty] | 3785.00 | 5500.00 | 6815.00
| WSTRTUP5X8-PD-20 | Start-Up Service 5X8 for 5U Rack Distribution Panel | https://www.se.com/us/en/product/WSTRTUP5X8-PD-20 |  |  | SP POWER STARTUP | Unknown | Installation Services for Critical Power & Cooling | [5 empty] | 2490.00 | 3625.00 | 4475.00
| WSTRTUP5X8-PD-30 | Start-Up Service for (1) 1/2 Rack Remote or (1) Modular Power Panel | https://www.se.com/us/en/product/WSTRTUP5X8-PD-30 |  |  | SP POWER STARTUP | Unknown | Installation Services for Critical Power & Cooling | [5 empty] | 2370.00 | 3450.00 | 4265.00
| WSTRTUP5X8-PD-50 | Start-Up Service 5X8 for (1) InfraStruxure 60kVA / 150kVA PDU | https://www.se.com/us/en/product/WSTRTUP5X8-PD-50 |  |  | SP POWER STARTUP | Unknown | Installation Services for Critical Power & Cooling | [5 empty] | 1565.00 | 2275.00 | 2815.00
| WSTRTUP5X81AISP-01 | Start-up Service 5X8 for All-In-One with Easy 3S, DX cooling, up to 20KW | https://www.se.com/us/en/product/WSTRTUP5X81AISP-01 |  |  | PREFAB INSTALL SVCS | Unknown | Installation Services for Critical Power & Cooling |  |  |  |  | 731304538196 | 14795.00 | 21500.00 | 29000.00
| WSTRTUP5X81AISP-02 | Start-up Service 5X8 for All-In-One with Easy 3S, DX cooling, up to 40KW | https://www.se.com/us/en/product/WSTRTUP5X81AISP-02 |  |  | PREFAB INSTALL SVCS | Unknown | Installation Services for Critical Power & Cooling |  |  |  |  | 731304538202 | 15310.00 | 22200.00 | 30010.00
| WSTRTUP5X81BISP-01 | Start-up Service 5X8 for All-In-One with Easy 3S, CW cooling, up to 20KW | https://www.se.com/us/en/product/WSTRTUP5X81BISP-01 |  |  | PREFAB INSTALL SVCS | Unknown | Installation Services for Critical Power & Cooling |  |  |  |  | 731304538219 | 14280.00 | 20800.00 | 27990.00
| WSTRTUP5X81BISP-02 | Start-up Service 5X8 for All-In-One with Easy 3S, CW cooling, up to 40KW | https://www.se.com/us/en/product/WSTRTUP5X81BISP-02 |  |  | PREFAB INSTALL SVCS | Unknown | Installation Services for Critical Power & Cooling |  |  |  |  | 731304538226 | 15185.00 | 22100.00 | 29760.00
| WSTRTUP5X82AISP-01 | Start-up Service 5X8 for All-In-One with Symmetra PX, DX cooling, up to 20KW | https://www.se.com/us/en/product/WSTRTUP5X82AISP-01 |  |  | PREFAB INSTALL SVCS | Unknown | Installation Services for Critical Power & Cooling |  |  |  |  | 731304538233 | 16730.00 | 24300.00 | 32785.00
| WSTRTUP5X82AISP-02 | Start-up Service 5X8 for All-In-One with Symmetra PX, DX cooling, up to 40KW | https://www.se.com/us/en/product/WSTRTUP5X82AISP-02 |  |  | PREFAB INSTALL SVCS | Unknown | Installation Services for Critical Power & Cooling |  |  |  |  | 731304538240 | 17245.00 | 25100.00 | 33795.00
| WSTRTUP5X82AISP-03 | Start-up Service 5X8 for All-In-One with Symmetra PX, DX cooling, up to 60KW | https://www.se.com/us/en/product/WSTRTUP5X82AISP-03 |  |  | PREFAB INSTALL SVCS | Unknown | Installation Services for Critical Power & Cooling |  |  |  |  | 731304538318 | 18660.00 | 27100.00 | 36575.00
| WSTRTUP5X82AISP-04 | Start-up Service 5X8 for All-In-One with Symmetra PX, DX cooling, up to 80KW | https://www.se.com/us/en/product/WSTRTUP5X82AISP-04 |  |  | PREFAB INSTALL SVCS | Unknown | Installation Services for Critical Power & Cooling |  |  |  |  | 731304538332 | 19435.00 | 28200.00 | 38085.00
| WSTRTUP5X82AISP-05 | Start-up Service 5X8 for All-In-One with Symmetra PX, DX cooling, up to 100KW | https://www.se.com/us/en/product/WSTRTUP5X82AISP-05 |  |  | PREFAB INSTALL SVCS | Unknown | Installation Services for Critical Power & Cooling |  |  |  |  | 731304538349 | 20205.00 | 29300.00 | 39605.00
| WSTRTUP5X82AISP-06 | Start-up Service 5X8 for All-In-One with Symmetra PX, DX cooling, up to 120KW | https://www.se.com/us/en/product/WSTRTUP5X82AISP-06 |  |  | PREFAB INSTALL SVCS | Unknown | Installation Services for Critical Power & Cooling |  |  |  |  | 731304538356 | 19175.00 | 27900.00 | 37585.00
| WSTRTUP5X82AISP-07 | Start-up Service 5X8 for All-In-One with Symmetra PX, DX cooling, up to 140KW | https://www.se.com/us/en/product/WSTRTUP5X82AISP-07 |  |  | PREFAB INSTALL SVCS | Unknown | Installation Services for Critical Power & Cooling |  |  |  |  | 731304538363 | 20980.00 | 30500.00 | 41120.00
| WSTRTUP5X82AISP-08 | Start-up Service 5X8 for All-In-One with Symmetra PX, DX cooling, up to 160KW | https://www.se.com/us/en/product/WSTRTUP5X82AISP-08 |  |  | PREFAB INSTALL SVCS | Unknown | Installation Services for Critical Power & Cooling |  |  |  |  | 731304538615 | 22525.00 | 32700.00 | 44150.00
| WSTRTUP5X82BISP-01 | Start-up Service 5X8 for All-In-One with Symmetra PX, CW cooling, up to 20KW | https://www.se.com/us/en/product/WSTRTUP5X82BISP-01 |  |  | PREFAB INSTALL SVCS | Unknown | Installation Services for Critical Power & Cooling |  |  |  |  | 731304538257 | 16215.00 | 23600.00 | 31780.00
| WSTRTUP5X82BISP-02 | Start-up Service 5X8 for All-In-One with Symmetra PX, CW cooling, up to 40KW | https://www.se.com/us/en/product/WSTRTUP5X82BISP-02 |  |  | PREFAB INSTALL SVCS | Unknown | Installation Services for Critical Power & Cooling |  |  |  |  | 731304538264 | 17115.00 | 24900.00 | 33545.00
| WSTRTUP5X82BISP-03 | Start-up Service 5X8 for All-In-One with Symmetra PX, CW cooling, up to 60KW | https://www.se.com/us/en/product/WSTRTUP5X82BISP-03 |  |  | PREFAB INSTALL SVCS | Unknown | Installation Services for Critical Power & Cooling |  |  |  |  | 731304538325 | 18145.00 | 26400.00 | 35565.00
| WSTRTUP5X82BISP-04 | Start-up Service 5X8 for All-In-One with Symmetra PX, CW cooling, up to 80KW | https://www.se.com/us/en/product/WSTRTUP5X82BISP-04 |  |  | PREFAB INSTALL SVCS | Unknown | Installation Services for Critical Power & Cooling |  |  |  |  | 731304538370 | 18790.00 | 27300.00 | 36830.00
| WSTRTUP5X82BISP-05 | Start-up Service 5X8 for All-In-One with Symmetra PX, CW cooling, up to 100KW | https://www.se.com/us/en/product/WSTRTUP5X82BISP-05 |  |  | PREFAB INSTALL SVCS | Unknown | Installation Services for Critical Power & Cooling |  |  |  |  | 731304538387 | 18790.00 | 27300.00 | 36830.00
| WSTRTUP5X82BISP-06 | Start-up Service 5X8 for All-In-One with Symmetra PX, CW cooling, up to 120KW | https://www.se.com/us/en/product/WSTRTUP5X82BISP-06 |  |  | PREFAB INSTALL SVCS | Unknown | Installation Services for Critical Power & Cooling |  |  |  |  | 731304538394 | 19435.00 | 28200.00 | 38085.00
| WSTRTUP5X82BISP-07 | Start-up Service 5X8 for All-In-One with Symmetra PX, CW cooling, up to 140KW | https://www.se.com/us/en/product/WSTRTUP5X82BISP-07 |  |  | PREFAB INSTALL SVCS | Unknown | Installation Services for Critical Power & Cooling |  |  |  |  | 731304538400 | 20080.00 | 29200.00 | 39350.00
| WSTRTUP5X82BISP-08 | Start-up Service 5X8 for All-In-One with Symmetra PX, CW cooling, up to 160KW | https://www.se.com/us/en/product/WSTRTUP5X82BISP-08 |  |  | PREFAB INSTALL SVCS | Unknown | Installation Services for Critical Power & Cooling |  |  |  |  | 731304538622 | 22140.00 | 32100.00 | 43390.00
| WSTRTUP5X83AISP-01 | Start-up Service 5X8 for All-In-One with Galaxy VS, DX cooling, up to 20KW | https://www.se.com/us/en/product/WSTRTUP5X83AISP-01 |  |  | PREFAB INSTALL SVCS | Unknown | Installation Services for Critical Power & Cooling |  |  |  |  | 731304538271 | 15185.00 | 22100.00 | 29760.00
| WSTRTUP5X83AISP-02 | Start-up Service 5X8 for All-In-One with Galaxy VS, DX cooling, up to 40KW | https://www.se.com/us/en/product/WSTRTUP5X83AISP-02 |  |  | PREFAB INSTALL SVCS | Unknown | Installation Services for Critical Power & Cooling |  |  |  |  | 731304538288 | 15700.00 | 22800.00 | 30765.00
| WSTRTUP5X83AISP-03 | Start-up Service 5X8 for All-In-One with Galaxy VS, DX cooling, up to 60KW | https://www.se.com/us/en/product/WSTRTUP5X83AISP-03 |  |  | PREFAB INSTALL SVCS | Unknown | Installation Services for Critical Power & Cooling |  |  |  |  | 731304538417 | 17115.00 | 24900.00 | 33545.00
| WSTRTUP5X83AISP-04 | Start-up Service 5X8 for All-In-One with Galaxy VS, DX cooling, up to 80KW | https://www.se.com/us/en/product/WSTRTUP5X83AISP-04 |  |  | PREFAB INSTALL SVCS | Unknown | Installation Services for Critical Power & Cooling |  |  |  |  | 731304538431 | 17890.00 | 26000.00 | 35060.00
| WSTRTUP5X83AISP-05 | Start-up Service 5X8 for All-In-One with Galaxy VS, DX cooling, up to 100KW | https://www.se.com/us/en/product/WSTRTUP5X83AISP-05 |  |  | PREFAB INSTALL SVCS | Unknown | Installation Services for Critical Power & Cooling |  |  |  |  | 731304538448 | 18660.00 | 27100.00 | 36575.00
| WSTRTUP5X83AISP-06 | Start-up Service 5X8 for All-In-One with Galaxy VS, DX cooling, up to 120KW | https://www.se.com/us/en/product/WSTRTUP5X83AISP-06 |  |  | PREFAB INSTALL SVCS | Unknown | Installation Services for Critical Power & Cooling |  |  |  |  | 731304538455 | 19435.00 | 28200.00 | 38085.00
| WSTRTUP5X83AISP-07 | Start-up Service 5X8 for All-In-One with Galaxy VS, DX cooling, up to 140KW | https://www.se.com/us/en/product/WSTRTUP5X83AISP-07 |  |  | PREFAB INSTALL SVCS | Unknown | Installation Services for Critical Power & Cooling |  |  |  |  | 731304538462 | 19435.00 | 28200.00 | 38085.00
| WSTRTUP5X83BISP-01 | Start-up Service 5X8 for All-In-One with Galaxy VS, CW cooling, up to 20KW | https://www.se.com/us/en/product/WSTRTUP5X83BISP-01 |  |  | PREFAB INSTALL SVCS | Unknown | Installation Services for Critical Power & Cooling |  |  |  |  | 731304538295 | 14670.00 | 21300.00 | 28750.00
| WSTRTUP5X83BISP-02 | Start-up Service 5X8 for All-In-One with Galaxy VS, CW cooling, up to 40KW | https://www.se.com/us/en/product/WSTRTUP5X83BISP-02 |  |  | PREFAB INSTALL SVCS | Unknown | Installation Services for Critical Power & Cooling |  |  |  |  | 731304538301 | 15570.00 | 22600.00 | 30515.00
| WSTRTUP5X83BISP-03 | Start-up Service 5X8 for All-In-One with Galaxy VS, CW cooling, up to 60KW | https://www.se.com/us/en/product/WSTRTUP5X83BISP-03 |  |  | PREFAB INSTALL SVCS | Unknown | Installation Services for Critical Power & Cooling |  |  |  |  | 731304538424 | 17245.00 | 25100.00 | 33795.00
| WSTRTUP5X83BISP-04 | Start-up Service 5X8 for All-In-One with Galaxy VS, CW cooling, up to 80KW | https://www.se.com/us/en/product/WSTRTUP5X83BISP-04 |  |  | PREFAB INSTALL SVCS | Unknown | Installation Services for Critical Power & Cooling |  |  |  |  | 731304538479 | 17245.00 | 25100.00 | 33795.00
| WSTRTUP5X83BISP-05 | Start-up Service 5X8 for All-In-One with Galaxy VS, CW cooling, up to 100KW | https://www.se.com/us/en/product/WSTRTUP5X83BISP-05 |  |  | PREFAB INSTALL SVCS | Unknown | Installation Services for Critical Power & Cooling |  |  |  |  | 731304538486 | 17245.00 | 25100.00 | 33795.00
| WSTRTUP5X83BISP-06 | Start-up Service 5X8 for All-In-One with Galaxy VS, CW cooling, up to 120KW | https://www.se.com/us/en/product/WSTRTUP5X83BISP-06 |  |  | PREFAB INSTALL SVCS | Unknown | Installation Services for Critical Power & Cooling |  |  |  |  | 731304538493 | 17890.00 | 26000.00 | 35060.00
| WSTRTUP5X83BISP-07 | Start-up Service 5X8 for All-In-One with Galaxy VS, CW cooling, up to 140KW | https://www.se.com/us/en/product/WSTRTUP5X83BISP-07 |  |  | PREFAB INSTALL SVCS | Unknown | Installation Services for Critical Power & Cooling |  |  |  |  | 731304538509 | 18535.00 | 26900.00 | 36325.00
| WSTRTUP5X84AISP-03 | Start-up Service 5X8 for All-In-One with Easy 3M, DX cooling, up to 60KW | https://www.se.com/us/en/product/WSTRTUP5X84AISP-03 |  |  | PREFAB INSTALL SVCS | Unknown | Installation Services for Critical Power & Cooling |  |  |  |  | 731304538516 | 17115.00 | 24900.00 | 33545.00
| WSTRTUP5X84AISP-04 | Start-up Service 5X8 for All-In-One with Easy3M, DX cooling, up to 80KW | https://www.se.com/us/en/product/WSTRTUP5X84AISP-04 |  |  | PREFAB INSTALL SVCS | Unknown | Installation Services for Critical Power & Cooling |  |  |  |  | 731304538530 | 17890.00 | 26000.00 | 35060.00
| WSTRTUP5X84AISP-05 | Start-up Service 5X8 for All-In-One with Easy 3M, DX cooling, up to 100KW | https://www.se.com/us/en/product/WSTRTUP5X84AISP-05 |  |  | PREFAB INSTALL SVCS | Unknown | Installation Services for Critical Power & Cooling |  |  |  |  | 731304538547 | 18660.00 | 27100.00 | 36575.00
| WSTRTUP5X84AISP-06 | Start-up Service 5X8 for All-In-One with Easy 3M, DX cooling, up to 120KW | https://www.se.com/us/en/product/WSTRTUP5X84AISP-06 |  |  | PREFAB INSTALL SVCS | Unknown | Installation Services for Critical Power & Cooling |  |  |  |  | 731304538554 | 19435.00 | 28200.00 | 38085.00
| WSTRTUP5X84AISP-07 | Start-up Service 5X8 for All-In-One with Easy 3M, DX cooling, up to 140KW | https://www.se.com/us/en/product/WSTRTUP5X84AISP-07 |  |  | PREFAB INSTALL SVCS | Unknown | Installation Services for Critical Power & Cooling |  |  |  |  | 731304538561 | 19435.00 | 28200.00 | 38085.00
| WSTRTUP5X84AISP-08 | Start-up Service 5X8 for All-In-One with Easy 3M, DX cooling, up to 160KW | https://www.se.com/us/en/product/WSTRTUP5X84AISP-08 |  |  | PREFAB INSTALL SVCS | Unknown | Installation Services for Critical Power & Cooling |  |  |  |  | 731304538639 | 21110.00 | 30700.00 | 41370.00
| WSTRTUP5X84AISP-09 | Start-up Service 5X8 for All-In-One with Easy 3M, DX cooling, up to 180KW | https://www.se.com/us/en/product/WSTRTUP5X84AISP-09 |  |  | PREFAB INSTALL SVCS | Unknown | Installation Services for Critical Power & Cooling |  |  |  |  | 731304538653 | 26930.00 | 39100.00 | 52780.00
| WSTRTUP5X84AISP-10 | Start-up Service 5X8 for All-In-One with Easy 3M, DX cooling, up to 200KW | https://www.se.com/us/en/product/WSTRTUP5X84AISP-10 |  |  | PREFAB INSTALL SVCS | Unknown | Installation Services for Critical Power & Cooling |  |  |  |  | 731304538691 | 26930.00 | 39100.00 | 52780.00
| WSTRTUP5X84BISP-03 | Start-up Service 5X8 for All-In-One with Easy 3M, CW cooling, up to 60KW | https://www.se.com/us/en/product/WSTRTUP5X84BISP-03 |  |  | PREFAB INSTALL SVCS | Unknown | Installation Services for Critical Power & Cooling |  |  |  |  | 731304538523 | 17115.00 | 24900.00 | 33545.00
| WSTRTUP5X84BISP-04 | Start-up Service 5X8 for All-In-One with Easy 3M, CW cooling, up to 80KW | https://www.se.com/us/en/product/WSTRTUP5X84BISP-04 |  |  | PREFAB INSTALL SVCS | Unknown | Installation Services for Critical Power & Cooling |  |  |  |  | 731304538578 | 17245.00 | 25100.00 | 33795.00
| WSTRTUP5X84BISP-05 | Start-up Service 5X8 for All-In-One with Easy 3M, CW cooling, up to 100KW | https://www.se.com/us/en/product/WSTRTUP5X84BISP-05 |  |  | PREFAB INSTALL SVCS | Unknown | Installation Services for Critical Power & Cooling |  |  |  |  | 731304538585 | 17245.00 | 25100.00 | 33795.00
| WSTRTUP5X84BISP-06 | Start-up Service 5X8 for All-In-One with Easy 3M, CW cooling, up to 120KW | https://www.se.com/us/en/product/WSTRTUP5X84BISP-06 |  |  | PREFAB INSTALL SVCS | Unknown | Installation Services for Critical Power & Cooling |  |  |  |  | 731304538592 | 17890.00 | 26000.00 | 35060.00
| WSTRTUP5X84BISP-07 | Start-up Service 5X8 for All-In-One with Easy 3M, CW cooling, up to 140KW | https://www.se.com/us/en/product/WSTRTUP5X84BISP-07 |  |  | PREFAB INSTALL SVCS | Unknown | Installation Services for Critical Power & Cooling |  |  |  |  | 731304538608 | 17245.00 | 25100.00 | 33795.00
| WSTRTUP5X84BISP-08 | Start-up Service 5X8 for All-In-One with Easy 3M, CW cooling, up to 160KW | https://www.se.com/us/en/product/WSTRTUP5X84BISP-08 |  |  | PREFAB INSTALL SVCS | Unknown | Installation Services for Critical Power & Cooling |  |  |  |  | 731304538646 | 21110.00 | 30700.00 | 41370.00
| WSTRTUP5X84BISP-09 | Start-up Service 5X8 for All-In-One with Easy 3M, CW cooling, up to 180KW | https://www.se.com/us/en/product/WSTRTUP5X84BISP-09 |  |  | PREFAB INSTALL SVCS | Unknown | Installation Services for Critical Power & Cooling |  |  |  |  | 731304538660 | 26930.00 | 39100.00 | 52780.00
| WSTRTUP5X84BISP-10 | Start-up Service 5X8 for All-In-One with Easy 3M, CW cooling, up to 200KW | https://www.se.com/us/en/product/WSTRTUP5X84BISP-10 |  |  | PREFAB INSTALL SVCS | Unknown | Installation Services for Critical Power & Cooling |  |  |  |  | 731304538707 | 26930.00 | 39100.00 | 52780.00
| WSTRTUP5X85AISP-09 | Start-up Service 5X8 for All-In-One with Galaxy VM, DX cooling, up to 180KW | https://www.se.com/us/en/product/WSTRTUP5X85AISP-09 |  |  | PREFAB INSTALL SVCS | Unknown | Installation Services for Critical Power & Cooling |  |  |  |  | 731304538677 | 23685.00 | 34400.00 | 46425.00
| WSTRTUP5X85AISP-10 | Start-up Service 5X8 for All-In-One with Galaxy VM, DX cooling, up to 200KW | https://www.se.com/us/en/product/WSTRTUP5X85AISP-10 |  |  | PREFAB INSTALL SVCS | Unknown | Installation Services for Critical Power & Cooling |  |  |  |  | 731304538714 | 24460.00 | 35500.00 | 47935.00
| WSTRTUP5X85AISP-11 | Start-up Service 5X8 for All-In-One with Galaxy VM, DX cooling, up to 220KW | https://www.se.com/us/en/product/WSTRTUP5X85AISP-11 |  |  | PREFAB INSTALL SVCS | Unknown | Installation Services for Critical Power & Cooling |  |  |  |  | 731304538752 | 25490.00 | 37000.00 | 49955.00
| WSTRTUP5X85BISP-09 | Start-up Service 5X8 for All-In-One with Galaxy VM, CW cooling, up to 180KW | https://www.se.com/us/en/product/WSTRTUP5X85BISP-09 |  |  | PREFAB INSTALL SVCS | Unknown | Installation Services for Critical Power & Cooling |  |  |  |  | 731304538684 | 22395.00 | 32500.00 | 43895.00
| WSTRTUP5X85BISP-10 | Start-up Service 5X8 for All-In-One with Galaxy VM, CW cooling, up to 200KW | https://www.se.com/us/en/product/WSTRTUP5X85BISP-10 |  |  | PREFAB INSTALL SVCS | Unknown | Installation Services for Critical Power & Cooling |  |  |  |  | 731304538721 | 22395.00 | 32500.00 | 43895.00
| WSTRTUP5X85BISP-11 | Start-up Service 5X8 for All-In-One with Galaxy VM, CW cooling, up to 220KW | https://www.se.com/us/en/product/WSTRTUP5X85BISP-11 |  |  | PREFAB INSTALL SVCS | Unknown | Installation Services for Critical Power & Cooling |  |  |  |  | 731304538769 | 23945.00 | 34800.00 | 46930.00
| WSTRTUP5X85CISP-11 | Start-up Service 5X8 for All-In-One with Galaxy VM, CRAC cooling, up to 220KW | https://www.se.com/us/en/product/WSTRTUP5X85CISP-11 |  |  | PREFAB INSTALL SVCS | Unknown | Installation Services for Critical Power & Cooling |  |  |  |  | 731304538776 | 27035.00 | 39200.00 | 52985.00
| WSTRTUP5X86AISP-10 | Start-up Service 5X8 for All-In-One with Galaxy VL, DX cooling, up to 200KW | https://www.se.com/us/en/product/WSTRTUP5X86AISP-10 |  |  | PREFAB INSTALL SVCS | Unknown | Installation Services for Critical Power & Cooling |  |  |  |  | 731304538738 | 24460.00 | 35500.00 | 47935.00
| WSTRTUP5X86AISP-11 | Start-up Service 5X8 for All-In-One with Galaxy VL, DX cooling, up to 220KW | https://www.se.com/us/en/product/WSTRTUP5X86AISP-11 |  |  | PREFAB INSTALL SVCS | Unknown | Installation Services for Critical Power & Cooling |  |  |  |  | 731304538783 | 25490.00 | 37000.00 | 49955.00
| WSTRTUP5X86AISP-12 | Start-up Service 5X8 for All-In-One with Galaxy VL, DX cooling, up to 240KW | https://www.se.com/us/en/product/WSTRTUP5X86AISP-12 |  |  | PREFAB INSTALL SVCS | Unknown | Installation Services for Critical Power & Cooling |  |  |  |  | 731304538813 | 27035.00 | 39200.00 | 52985.00
| WSTRTUP5X86APSP-13 | Start-up Service 5X8 for Power Module with Galaxy VL, DX cooling, up to 250KW | https://www.se.com/us/en/product/WSTRTUP5X86APSP-13 |  |  | PREFAB INSTALL SVCS | Unknown | Installation Services for Critical Power & Cooling |  |  |  |  | 731304538844 | 28440.00 | 41300.00 | 55745.00
| WSTRTUP5X86APSP-14 | Start-up Service 5X8 for Power Module with Galaxy VL, DX cooling, up to 500KW | https://www.se.com/us/en/product/WSTRTUP5X86APSP-14 |  |  | PREFAB INSTALL SVCS | Unknown | Installation Services for Critical Power & Cooling |  |  |  |  | 731304538882 | 29470.00 | 42800.00 | 57760.00
| WSTRTUP5X86APSP-15 | Start-up Service 5X8 for Power Module with Galaxy VL, DX cooling, up to 750KW | https://www.se.com/us/en/product/WSTRTUP5X86APSP-15 |  |  | PREFAB INSTALL SVCS | Unknown | Installation Services for Critical Power & Cooling |  |  |  |  | 731304538899 | 33595.00 | 48800.00 | 65845.00
| WSTRTUP5X86APSP-16 | Start-up Service 5X8 for Power Module with Galaxy VL, DX cooling, up to 1000KW | https://www.se.com/us/en/product/WSTRTUP5X86APSP-16 |  |  | PREFAB INSTALL SVCS | Unknown | Installation Services for Critical Power & Cooling |  |  |  |  | 731304538905 | 42610.00 | 61800.00 | 83520.00
| WSTRTUP5X86APSP-17 | Start-up Service 5X8 for Power Module with Galaxy VL, DX cooling, up to 1250KW | https://www.se.com/us/en/product/WSTRTUP5X86APSP-17 |  |  | PREFAB INSTALL SVCS | Unknown | Installation Services for Critical Power & Cooling |  |  |  |  | 731304538912 | 46100.00 | 66900.00 | 90355.00
| WSTRTUP5X86APSP-18 | Start-up Service 5X8 for Power Module with Galaxy VL, DX cooling, up to 1500KW | https://www.se.com/us/en/product/WSTRTUP5X86APSP-18 |  |  | PREFAB INSTALL SVCS | Unknown | Installation Services for Critical Power & Cooling |  |  |  |  | 731304538929 | 49505.00 | 71800.00 | 97025.00
| WSTRTUP5X86APSP-19 | Start-up Service 5X8 for Power Module with Galaxy VL, DX cooling, up to 1750KW | https://www.se.com/us/en/product/WSTRTUP5X86APSP-19 |  |  | PREFAB INSTALL SVCS | Unknown | Installation Services for Critical Power & Cooling |  |  |  |  | 731304539087 | 50665.00 | 73500.00 | 99305.00
| WSTRTUP5X86APSP-20 | Start-up Service 5X8 for Power Module with Galaxy VL, DX cooling, up to 2000KW | https://www.se.com/us/en/product/WSTRTUP5X86APSP-20 |  |  | PREFAB INSTALL SVCS | Unknown | Installation Services for Critical Power & Cooling |  |  |  |  | 731304539124 | 57335.00 | 83200.00 | 112380.00
| WSTRTUP5X86ASSP-13 | Start-up Service 5X8 for Power Skid with Galaxy VL up to 250KW | https://www.se.com/us/en/product/WSTRTUP5X86ASSP-13 |  |  | PREFAB INSTALL SVCS | Unknown | Installation Services for Critical Power & Cooling |  |  |  |  | 731304539162 | 20065.00 | 29100.00 | 39330.00
| WSTRTUP5X86ASSP-14 | Start-up Service 5X8 for Power Skid with Galaxy VL up to 500KW | https://www.se.com/us/en/product/WSTRTUP5X86ASSP-14 |  |  | PREFAB INSTALL SVCS | Unknown | Installation Services for Critical Power & Cooling |  |  |  |  | 731304539209 | 20065.00 | 29100.00 | 39330.00
| WSTRTUP5X86ASSP-15 | Start-up Service 5X8 for Power Skid with Galaxy VL up to 750KW | https://www.se.com/us/en/product/WSTRTUP5X86ASSP-15 |  |  | PREFAB INSTALL SVCS | Unknown | Installation Services for Critical Power & Cooling |  |  |  |  | 731304539216 | 22130.00 | 32100.00 | 43370.00
| WSTRTUP5X86ASSP-16 | Start-up Service 5X8 for Power Skid with Galaxy VL up to 1000KW | https://www.se.com/us/en/product/WSTRTUP5X86ASSP-16 |  |  | PREFAB INSTALL SVCS | Unknown | Installation Services for Critical Power & Cooling |  |  |  |  | 731304539223 | 22130.00 | 32100.00 | 43370.00
| WSTRTUP5X86ASSP-17 | Start-up Service 5X8 for Power Skid with Galaxy VL up to 1250KW | https://www.se.com/us/en/product/WSTRTUP5X86ASSP-17 |  |  | PREFAB INSTALL SVCS | Unknown | Installation Services for Critical Power & Cooling |  |  |  |  | 731304539230 | 23930.00 | 34700.00 | 46905.00
| WSTRTUP5X86ASSP-18 | Start-up Service 5X8 for Power Skid with Galaxy VL up to 1500KW | https://www.se.com/us/en/product/WSTRTUP5X86ASSP-18 |  |  | PREFAB INSTALL SVCS | Unknown | Installation Services for Critical Power & Cooling |  |  |  |  | 731304539247 | 24445.00 | 35500.00 | 47915.00
| WSTRTUP5X86ASSP-19 | Start-up Service 5X8 for Power Skid with Galaxy VL up to 1750KW | https://www.se.com/us/en/product/WSTRTUP5X86ASSP-19 |  |  | PREFAB INSTALL SVCS | Unknown | Installation Services for Critical Power & Cooling |  |  |  |  | 731304539407 | 26250.00 | 38100.00 | 51450.00
| WSTRTUP5X86ASSP-20 | Start-up Service 5X8 for Power Skid with Galaxy VL up to 2000KW | https://www.se.com/us/en/product/WSTRTUP5X86ASSP-20 |  |  | PREFAB INSTALL SVCS | Unknown | Installation Services for Critical Power & Cooling |  |  |  |  | 731304539445 | 26250.00 | 38100.00 | 51450.00
| WSTRTUP5X86BISP-10 | Start-up Service 5X8 for All-In-One with Galaxy VL, CW cooling, up to 200KW | https://www.se.com/us/en/product/WSTRTUP5X86BISP-10 |  |  | PREFAB INSTALL SVCS | Unknown | Installation Services for Critical Power & Cooling |  |  |  |  | 731304538745 | 22395.00 | 32500.00 | 43895.00
| WSTRTUP5X86BISP-11 | Start-up Service 5X8 for All-In-One with Galaxy VL, CW cooling, up to 220KW | https://www.se.com/us/en/product/WSTRTUP5X86BISP-11 |  |  | PREFAB INSTALL SVCS | Unknown | Installation Services for Critical Power & Cooling |  |  |  |  | 731304538790 | 23945.00 | 34800.00 | 46930.00
| WSTRTUP5X86BISP-12 | Start-up Service 5X8 for All-In-One with Galaxy VL, CW cooling, up to 240KW | https://www.se.com/us/en/product/WSTRTUP5X86BISP-12 |  |  | PREFAB INSTALL SVCS | Unknown | Installation Services for Critical Power & Cooling |  |  |  |  | 731304538820 | 23945.00 | 34800.00 | 46930.00
| WSTRTUP5X86CISP-11 | Start-up Service 5X8 for All-In-One with Galaxy VL, CRAC cooling, up to 220KW | https://www.se.com/us/en/product/WSTRTUP5X86CISP-11 |  |  | PREFAB INSTALL SVCS | Unknown | Installation Services for Critical Power & Cooling |  |  |  |  | 731304538806 | 27035.00 | 39200.00 | 52985.00
| WSTRTUP5X86CISP-12 | Start-up Service 5X8 for All-In-One with Galaxy VL, CRAC cooling, up to 240KW | https://www.se.com/us/en/product/WSTRTUP5X86CISP-12 |  |  | PREFAB INSTALL SVCS | Unknown | Installation Services for Critical Power & Cooling |  |  |  |  | 731304538837 | 28840.00 | 41900.00 | 56520.00
| WSTRTUP5X86CPSP-13 | Start-up Service 5X8 for Power Module with Galaxy VL, CRAC cooling, up to 250KW | https://www.se.com/us/en/product/WSTRTUP5X86CPSP-13 |  |  | PREFAB INSTALL SVCS | Unknown | Installation Services for Critical Power & Cooling |  |  |  |  | 731304538851 | 28185.00 | 40900.00 | 55235.00
| WSTRTUP5X86CPSP-14 | Start-up Service 5X8 for Power Module with Galaxy VL, DX cooling, up to 500KW | https://www.se.com/us/en/product/WSTRTUP5X86CPSP-14 |  |  | PREFAB INSTALL SVCS | Unknown | Installation Services for Critical Power & Cooling |  |  |  |  | 731304538936 | 28185.00 | 40900.00 | 55235.00
| WSTRTUP5X86CPSP-15 | Start-up Service 5X8 for Power Module with Galaxy VL, CRAC cooling, up to 750KW | https://www.se.com/us/en/product/WSTRTUP5X86CPSP-15 |  |  | PREFAB INSTALL SVCS | Unknown | Installation Services for Critical Power & Cooling |  |  |  |  | 731304538943 | 30245.00 | 43900.00 | 59275.00
| WSTRTUP5X86CPSP-16 | Start-up Service 5X8 for Power Module with Galaxy VL, CRAC cooling, up to 1000KW | https://www.se.com/us/en/product/WSTRTUP5X86CPSP-16 |  |  | PREFAB INSTALL SVCS | Unknown | Installation Services for Critical Power & Cooling |  |  |  |  | 731304538950 | 37225.00 | 54000.00 | 72955.00
| WSTRTUP5X86CPSP-17 | Start-up Service 5X8 for Power Module with Galaxy VL, CRAC cooling, up to 1250KW | https://www.se.com/us/en/product/WSTRTUP5X86CPSP-17 |  |  | PREFAB INSTALL SVCS | Unknown | Installation Services for Critical Power & Cooling |  |  |  |  | 731304538967 | 41165.00 | 59700.00 | 80685.00
| WSTRTUP5X86CPSP-18 | Start-up Service 5X8 for Power Module with Galaxy VL, CRAC cooling, up to 1500KW | https://www.se.com/us/en/product/WSTRTUP5X86CPSP-18 |  |  | PREFAB INSTALL SVCS | Unknown | Installation Services for Critical Power & Cooling |  |  |  |  | 731304538974 | 50095.00 | 72700.00 | 98185.00
| WSTRTUP5X86CPSP-19 | Start-up Service 5X8 for Power Module with Galaxy VL, CRAC cooling, up to 1750KW | https://www.se.com/us/en/product/WSTRTUP5X86CPSP-19 |  |  | PREFAB INSTALL SVCS | Unknown | Installation Services for Critical Power & Cooling |  |  |  |  | 731304539094 | 50185.00 | 72800.00 | 98365.00
| WSTRTUP5X86CPSP-20 | Start-up Service 5X8 for Power Module with Galaxy VL, CRAC cooling, up to 2000KW | https://www.se.com/us/en/product/WSTRTUP5X86CPSP-20 |  |  | PREFAB INSTALL SVCS | Unknown | Installation Services for Critical Power & Cooling |  |  |  |  | 731304539131 | 58425.00 | 84800.00 | 114515.00
| WSTRTUP5X87APSP-13 | Start-up Service 5X8 for Power Module with Galaxy VX, DX cooling, up to 250KW | https://www.se.com/us/en/product/WSTRTUP5X87APSP-13 |  |  | PREFAB INSTALL SVCS | Unknown | Installation Services for Critical Power & Cooling |  |  |  |  | 731304538868 | 30500.00 | 44300.00 | 59780.00
| WSTRTUP5X87APSP-14 | Start-up Service 5X8 for Power Module with Galaxy VX, DX cooling, up to 500KW | https://www.se.com/us/en/product/WSTRTUP5X87APSP-14 |  |  | PREFAB INSTALL SVCS | Unknown | Installation Services for Critical Power & Cooling |  |  |  |  | 731304538981 | 31530.00 | 45800.00 | 61800.00
| WSTRTUP5X87APSP-15 | Start-up Service 5X8 for Power Module with Galaxy VX, DX cooling, up to 750KW | https://www.se.com/us/en/product/WSTRTUP5X87APSP-15 |  |  | PREFAB INSTALL SVCS | Unknown | Installation Services for Critical Power & Cooling |  |  |  |  | 731304538998 | 33850.00 | 49100.00 | 66345.00
| WSTRTUP5X87APSP-16 | Start-up Service 5X8 for Power Module with Galaxy VX, DX cooling, up to 1000KW | https://www.se.com/us/en/product/WSTRTUP5X87APSP-16 |  |  | PREFAB INSTALL SVCS | Unknown | Installation Services for Critical Power & Cooling |  |  |  |  | 731304539001 | 42930.00 | 62300.00 | 84140.00
| WSTRTUP5X87APSP-17 | Start-up Service 5X8 for Power Module with Galaxy VX, DX cooling, up to 1250KW | https://www.se.com/us/en/product/WSTRTUP5X87APSP-17 |  |  | PREFAB INSTALL SVCS | Unknown | Installation Services for Critical Power & Cooling |  |  |  |  | 731304539018 | 44200.00 | 64100.00 | 86625.00
| WSTRTUP5X87APSP-18 | Start-up Service 5X8 for Power Module with Galaxy VX, DX cooling, up to 1500KW | https://www.se.com/us/en/product/WSTRTUP5X87APSP-18 |  |  | PREFAB INSTALL SVCS | Unknown | Installation Services for Critical Power & Cooling |  |  |  |  | 731304539025 | 49560.00 | 71900.00 | 97135.00
| WSTRTUP5X87APSP-19 | Start-up Service 5X8 for Power Module with Galaxy VX, DX cooling, up to 1750KW | https://www.se.com/us/en/product/WSTRTUP5X87APSP-19 |  |  | PREFAB INSTALL SVCS | Unknown | Installation Services for Critical Power & Cooling |  |  |  |  | 731304539100 | 50435.00 | 73200.00 | 98850.00
| WSTRTUP5X87APSP-20 | Start-up Service 5X8 for Power Module with Galaxy VX, DX cooling, up to 2000KW | https://www.se.com/us/en/product/WSTRTUP5X87APSP-20 |  |  | PREFAB INSTALL SVCS | Unknown | Installation Services for Critical Power & Cooling |  |  |  |  | 731304539148 | 58070.00 | 84200.00 | 113815.00
| WSTRTUP5X87ASSP-13 | Start-up Service 5X8 for Power Skid with Galaxy VX up to 250KW | https://www.se.com/us/en/product/WSTRTUP5X87ASSP-13 |  |  | PREFAB INSTALL SVCS | Unknown | Installation Services for Critical Power & Cooling |  |  |  |  | 731304539186 | 22130.00 | 32100.00 | 43370.00
| WSTRTUP5X87ASSP-14 | Start-up Service 5X8 for Power Skid with Galaxy VX up to 500KW | https://www.se.com/us/en/product/WSTRTUP5X87ASSP-14 |  |  | PREFAB INSTALL SVCS | Unknown | Installation Services for Critical Power & Cooling |  |  |  |  | 731304539308 | 22130.00 | 32100.00 | 43370.00
| WSTRTUP5X87ASSP-15 | Start-up Service 5X8 for Power Skid with Galaxy VX up to 750KW | https://www.se.com/us/en/product/WSTRTUP5X87ASSP-15 |  |  | PREFAB INSTALL SVCS | Unknown | Installation Services for Critical Power & Cooling |  |  |  |  | 731304539315 | 22385.00 | 32500.00 | 43875.00
| WSTRTUP5X87ASSP-16 | Start-up Service 5X8 for Power Skid with Galaxy VX up to 1000KW | https://www.se.com/us/en/product/WSTRTUP5X87ASSP-16 |  |  | PREFAB INSTALL SVCS | Unknown | Installation Services for Critical Power & Cooling |  |  |  |  | 731304539322 | 22385.00 | 32500.00 | 43875.00
| WSTRTUP5X87ASSP-17 | Start-up Service 5X8 for Power Skid with Galaxy VX up to 1250KW | https://www.se.com/us/en/product/WSTRTUP5X87ASSP-17 |  |  | PREFAB INSTALL SVCS | Unknown | Installation Services for Critical Power & Cooling |  |  |  |  | 731304539339 | 22385.00 | 32500.00 | 43875.00
| WSTRTUP5X87ASSP-18 | Start-up Service 5X8 for Power Skid with Galaxy VX up to 1500KW | https://www.se.com/us/en/product/WSTRTUP5X87ASSP-18 |  |  | PREFAB INSTALL SVCS | Unknown | Installation Services for Critical Power & Cooling |  |  |  |  | 731304539346 | 26765.00 | 38900.00 | 52460.00
| WSTRTUP5X87ASSP-19 | Start-up Service 5X8 for Power Skid with Galaxy VX up to 1750KW | https://www.se.com/us/en/product/WSTRTUP5X87ASSP-19 |  |  | PREFAB INSTALL SVCS | Unknown | Installation Services for Critical Power & Cooling |  |  |  |  | 731304539421 | 26765.00 | 38900.00 | 52460.00
| WSTRTUP5X87ASSP-20 | Start-up Service 5X8 for Power Skid with Galaxy VX up to 2000KW | https://www.se.com/us/en/product/WSTRTUP5X87ASSP-20 |  |  | PREFAB INSTALL SVCS | Unknown | Installation Services for Critical Power & Cooling |  |  |  |  | 731304539469 | 26765.00 | 38900.00 | 52460.00
| WSTRTUP5X87CPSP-13 | Start-up Service 5X8 for Power Module with Galaxy VX, CRAC cooling, up to 250KW | https://www.se.com/us/en/product/WSTRTUP5X87CPSP-13 |  |  | PREFAB INSTALL SVCS | Unknown | Installation Services for Critical Power & Cooling |  |  |  |  | 731304538875 | 30245.00 | 43900.00 | 59275.00
| WSTRTUP5X87CPSP-14 | Start-up Service 5X8 for Power Module with Galaxy VX, DX cooling, up to 500KW | https://www.se.com/us/en/product/WSTRTUP5X87CPSP-14 |  |  | PREFAB INSTALL SVCS | Unknown | Installation Services for Critical Power & Cooling |  |  |  |  | 731304539032 | 29985.00 | 43500.00 | 58770.00
| WSTRTUP5X87CPSP-15 | Start-up Service 5X8 for Power Module with Galaxy VX, CRAC cooling, up to 750KW | https://www.se.com/us/en/product/WSTRTUP5X87CPSP-15 |  |  | PREFAB INSTALL SVCS | Unknown | Installation Services for Critical Power & Cooling |  |  |  |  | 731304539049 | 30500.00 | 44300.00 | 59780.00
| WSTRTUP5X87CPSP-16 | Start-up Service 5X8 for Power Module with Galaxy VX, CRAC cooling, up to 1000KW | https://www.se.com/us/en/product/WSTRTUP5X87CPSP-16 |  |  | PREFAB INSTALL SVCS | Unknown | Installation Services for Critical Power & Cooling |  |  |  |  | 731304539056 | 37540.00 | 54500.00 | 73575.00
| WSTRTUP5X87CPSP-17 | Start-up Service 5X8 for Power Module with Galaxy VX, CRAC cooling, up to 1250KW | https://www.se.com/us/en/product/WSTRTUP5X87CPSP-17 |  |  | PREFAB INSTALL SVCS | Unknown | Installation Services for Critical Power & Cooling |  |  |  |  | 731304539063 | 41060.00 | 59600.00 | 80470.00
| WSTRTUP5X87CPSP-18 | Start-up Service 5X8 for Power Module with Galaxy VX, CRAC cooling, up to 1500KW | https://www.se.com/us/en/product/WSTRTUP5X87CPSP-18 |  |  | PREFAB INSTALL SVCS | Unknown | Installation Services for Critical Power & Cooling |  |  |  |  | 731304539070 | 50100.00 | 72700.00 | 98200.00
| WSTRTUP5X87CPSP-19 | Start-up Service 5X8 for Power Module with Galaxy VX, CRAC cooling, up to 1750KW | https://www.se.com/us/en/product/WSTRTUP5X87CPSP-19 |  |  | PREFAB INSTALL SVCS | Unknown | Installation Services for Critical Power & Cooling |  |  |  |  | 731304539117 | 50920.00 | 73900.00 | 99800.00
| WSTRTUP5X87CPSP-20 | Start-up Service 5X8 for Power Module with Galaxy VX, CRAC cooling, up to 2000KW | https://www.se.com/us/en/product/WSTRTUP5X87CPSP-20 |  |  | PREFAB INSTALL SVCS | Unknown | Installation Services for Critical Power & Cooling |  |  |  |  | 731304539155 | 59260.00 | 86000.00 | 116145.00
| WSTRTUP7X24-AX-07 | Start-up Service 7X24 for (1) 3.5kW split system unit | https://www.se.com/us/en/product/WSTRTUP7X24-AX-07 |  |  | SP COOLING INSTALL | Unknown | Installation Services for Critical Power & Cooling | [5 empty] | 3095.00 | 4500.00 | 5575.00
| WSTRTUP7X24-AX-15 | Start-up Service 7x24 For In Row ACRD Half Rack 10kw | https://www.se.com/us/en/product/WSTRTUP7X24-AX-15 |  |  | SP COOLING INSTALL | Unknown | Installation Services for Critical Power & Cooling |  |  |  |  | 731304578727 | 2200.00 | 3200.00 | 3960.00
| WSTRTUP7X24-AX-22 | Start-Up Service 7X24 for NetworkAIR CW 28-87 kW | https://www.se.com/us/en/product/WSTRTUP7X24-AX-22 |  |  | SP COOLING INSTALL | Unknown | Installation Services for Critical Power & Cooling |  |  |  |  | 731304578703 | 1525.00 | 2225.00 | 2745.00
| WSTRTUP7X24-AX-25 | Start-up Service 7x24 for InRoom Chilled Water 28-87kw | https://www.se.com/us/en/product/WSTRTUP7X24-AX-25 |  |  | SP COOLING INSTALL | Unknown | Installation Services for Critical Power & Cooling | [5 empty] | 1975.00 | 2875.00 | 3550.00
| WSTRTUP7X24-AX-26 | Start-Up Service 7X24 for InfraStruXure InRow RC AX-26 | https://www.se.com/us/en/product/WSTRTUP7X24-AX-26 |  |  | SP COOLING INSTALL | Unknown | Installation Services for Critical Power & Cooling |  |  |  |  | 731304578697 | 1255.00 | 1825.00 | 2260.00
| WSTRTUP7X24-AX-28 | Start-up Service 7x24 for (1) In Row ACRD101 series | https://www.se.com/us/en/product/WSTRTUP7X24-AX-28 |  |  | SP COOLING INSTALL | Unknown | Installation Services for Critical Power & Cooling |  |  |  |  | 731304568834 | 2410.00 | 3500.00 | 4335.00
| WSTRTUP7X24-AX-29 | Start-Up Service 7X24 for InfraStruXure InRow RC | https://www.se.com/us/en/product/WSTRTUP7X24-AX-29 |  |  | SP COOLING INSTALL | Unknown | Installation Services for Critical Power & Cooling |  |  |  |  | 731304762980 | 3225.00 | 4675.00 | 5800.00
| WSTRTUP7X24-AX-34 | Start-up Service 7x24 for (1) In Row ACRD 300 and 301 Series | https://www.se.com/us/en/product/WSTRTUP7X24-AX-34 |  |  | SP COOLING INSTALL | Unknown | Installation Services for Critical Power & Cooling |  |  |  |  | 731304578734 | 2730.00 | 3975.00 | 4910.00
| WSTRTUP7X24-AX-36 | Start-up Service 7x24 for (1) I(1) In Row ACRH 301 series | https://www.se.com/us/en/product/WSTRTUP7X24-AX-36 |  |  | SP COOLING INSTALL | Unknown | Installation Services for Critical Power & Cooling | [5 empty] | 3505.00 | 5100.00 | 6310.00
| WSTRTUP7X24-AX-41 | Start-Up Service 7X24 for NetworkAIR FM A/W/G/PC 0-27 kW with OHE | https://www.se.com/us/en/product/WSTRTUP7X24-AX-41 |  |  | SP COOLING INSTALL | Unknown | Installation Services for Critical Power & Cooling |  |  |  |  | 731304578710 | 2115.00 | 3075.00 | 3810.00
| WSTRTUP7X24-AX-60 | Start-Up Service 7X24 for High-Density Cooling Enclosure | https://www.se.com/us/en/product/WSTRTUP7X24-AX-60 |  |  | SP COOLING INSTALL | Unknown | Installation Services for Critical Power & Cooling | [5 empty] | 3770.00 | 5475.00 | 6790.00
| WSTRTUP-AE-25 | Startup Service for (1) IAEC25 250Kw Cooling Unit | https://www.se.com/us/en/product/WSTRTUP-AE-25 |  |  | SP COOLING INSTALL | Unknown | Start-Up Service | [5 empty] | 1715.00 | 2500.00 | 3090.00
| WSTRTUP-E8-62 | Start-UP Service for (1) EPS 8000 555kVA UPS | https://www.se.com/us/en/product/WSTRTUP-E8-62 |  |  | SP POWER STARTUP | Unknown | Installation Services for Critical Power & Cooling | [5 empty] | 7225.00 | 10500.00 | 13005.00
| WSTRTUP-EZU-15 | Start-Up Service 5X8 for (1) Easy UPS 3S UL 10-15kVA UPS | https://www.se.com/us/en/product/WSTRTUP-EZU-15 |  |  | SP POWER STARTUP | Unknown | Installation Services for Critical Power & Cooling | [5 empty] | 2570.00 | 3725.00 | 4620.00
| WSTRTUP-EZU-20 | Start-Up Service 5X8 for (1) Easy UPS 3S UL 20kVA UPS | https://www.se.com/us/en/product/WSTRTUP-EZU-20 |  |  | SP POWER STARTUP | Unknown | Installation Services for Critical Power & Cooling | [5 empty] | 2620.00 | 3800.00 | 4720.00
| WSTRTUP-EZU-30 | Start-Up Service 5X8 for (1) Easy UPS 3S UL 30kVA UPS | https://www.se.com/us/en/product/WSTRTUP-EZU-30 |  |  | SP POWER STARTUP | Unknown | Installation Services for Critical Power & Cooling | [5 empty] | 2675.00 | 3900.00 | 4815.00
| WSTRTUP-EZU-40 | Start-Up Service 5X8 for (1) Easy UPS 3S UL 40kVA UPS | https://www.se.com/us/en/product/WSTRTUP-EZU-40 |  |  | SP POWER STARTUP | Unknown | Installation Services for Critical Power & Cooling | [5 empty] | 2725.00 | 3950.00 | 4900.00
| WSTRTUP-G3-25 | Start-Up Service for (1) Galaxy 3500 or SUVT XR Battery Cabinet | https://www.se.com/us/en/product/WSTRTUP-G3-25 |  |  | SP POWER STARTUP | Unknown | Installation Services for Critical Power & Cooling | [5 empty] | 576.00 | 839.00 | 1040.00
| WSTRTUP-G3-28 | Start-Up Service for (1) Galaxy 3500 or SUVT 80 kVA UPS | https://www.se.com/us/en/product/WSTRTUP-G3-28 |  |  | SP POWER STARTUP | Unknown | Installation Services for Critical Power & Cooling | [5 empty] | 1500.00 | 2175.00 | 2700.00
| WSTRTUP-G5-13 | Start-UP Service for (1) Galaxy 5000/5500 81 to 130 kva UPS | https://www.se.com/us/en/product/WSTRTUP-G5-13 |  |  | SP POWER STARTUP | Unknown | Installation Services for Critical Power & Cooling | [5 empty] | 3160.00 | 4600.00 | 5685.00
| WSTRTUP-G5-81 | Start-UP Service for (1) Galaxy 5000/5500 41 to 80 kva UPS | https://www.se.com/us/en/product/WSTRTUP-G5-81 |  |  | SP POWER STARTUP | Unknown | Installation Services for Critical Power & Cooling | [5 empty] | 2615.00 | 3800.00 | 4710.00
| WSTRTUP-GT-20 | Start-UP Service for (1) PXC 10 - 25 kVA UPS | https://www.se.com/us/en/product/WSTRTUP-GT-20 |  |  | SP POWER STARTUP | Unknown | Installation Services for Critical Power & Cooling | [5 empty] | 2550.00 | 3700.00 | 4590.00
| WSTRTUP-GT-40 | Start-UP Service for (1) PXC 30 - 40 kVA UPS | https://www.se.com/us/en/product/WSTRTUP-GT-40 |  |  | SP POWER STARTUP | Unknown | Installation Services for Critical Power & Cooling | [5 empty] | 2645.00 | 3850.00 | 4760.00
| WSTRTUP-GT-60 | Start-UP Service for (1) PXC 50 - 60 kVA UPS | https://www.se.com/us/en/product/WSTRTUP-GT-60 |  |  | SP POWER STARTUP | Unknown | Installation Services for Critical Power & Cooling | [5 empty] | 2735.00 | 3975.00 | 4925.00
| WSTRTUP-GT-80 | Start-UP Service for (1) PXC 75 - 80 kVA UPS | https://www.se.com/us/en/product/WSTRTUP-GT-80 |  |  | SP POWER STARTUP | Unknown | Installation Services for Critical Power & Cooling | [5 empty] | 2835.00 | 4125.00 | 5100.00
| WSTRTUP-LB-01 | (1) Startup Service for (1) Cabinet Li-Ion Battery solution | https://www.se.com/us/en/product/WSTRTUP-LB-01 |  |  | SP POWER INSTALL | Unknown | Installation Services for Critical Power & Cooling | [5 empty] | 2125.00 | 3100.00 | 3825.00
| WSTRTUP-LB-02 | (1) Startup Service for (2) Cabinets Li-Ion Battery solution | https://www.se.com/us/en/product/WSTRTUP-LB-02 |  |  | SP POWER INSTALL | Unknown | Installation Services for Critical Power & Cooling | [5 empty] | 2440.00 | 3550.00 | 4390.00
| WSTRTUP-LB-03 | (1) Startup Service for (3) Cabinets Li-Ion Battery solution | https://www.se.com/us/en/product/WSTRTUP-LB-03 |  |  | SP POWER INSTALL | Unknown | Installation Services for Critical Power & Cooling | [5 empty] | 2755.00 | 4000.00 | 4960.00
| WSTRTUP-LB-04 | (1) Startup Service for (4) Cabinets Li-Ion Battery solution | https://www.se.com/us/en/product/WSTRTUP-LB-04 |  |  | SP POWER INSTALL | Unknown | Installation Services for Critical Power & Cooling | [5 empty] | 3065.00 | 4450.00 | 5520.00
| WSTRTUP-LB-05 | (1) Startup Service for (5) Cabinets Li-Ion Battery solution | https://www.se.com/us/en/product/WSTRTUP-LB-05 |  |  | SP POWER INSTALL | Unknown | Installation Services for Critical Power & Cooling | [5 empty] | 4000.00 | 5800.00 | 7195.00
| WSTRTUP-LB-06 | (1) Startup Service for (6) Cabinets Li-Ion Battery solution | https://www.se.com/us/en/product/WSTRTUP-LB-06 |  |  | SP POWER INSTALL | Unknown | Installation Services for Critical Power & Cooling | [5 empty] | 4345.00 | 6300.00 | 7820.00
| WSTRTUP-LB-07 | (1) Startup Service for (7) Cabinets Li-Ion Battery solution | https://www.se.com/us/en/product/WSTRTUP-LB-07 |  |  | SP POWER INSTALL | Unknown | Installation Services for Critical Power & Cooling | [5 empty] | 4955.00 | 7200.00 | 8915.00
| WSTRTUP-LB-08 | (1) Startup Service for (8) Cabinets Li-Ion Battery solution | https://www.se.com/us/en/product/WSTRTUP-LB-08 |  |  | SP POWER INSTALL | Unknown | Installation Services for Critical Power & Cooling | [5 empty] | 5300.00 | 7700.00 | 9540.00
| WSTRTUP-LB-09 | (1) Startup Service for (9) Cabinets Li-Ion Battery solution | https://www.se.com/us/en/product/WSTRTUP-LB-09 |  |  | SP POWER STARTUP | Unknown | Installation Services for Critical Power & Cooling |  |  |  |  | 731304507994 | 5820.00 | 8450.00 | 10480.00
| WSTRTUP-LB-10 | (1) Startup Service for (10) Cabinets Li-Ion Battery solution | https://www.se.com/us/en/product/WSTRTUP-LB-10 |  |  | SP POWER INSTALL | Unknown | Installation Services for Critical Power & Cooling | [5 empty] | 6920.00 | 10100.00 | 12455.00
| WSTRTUP-LB-11 | (1) Startup Service for (11) Cabinets Li-Ion Battery solution | https://www.se.com/us/en/product/WSTRTUP-LB-11 |  |  | SP POWER STARTUP | Unknown | Installation Services for Critical Power & Cooling |  |  |  |  | 731304508007 | 6970.00 | 10200.00 | 12545.00
| WSTRTUP-LB-12 | (1) Startup Service for (12) Cabinets Li-Ion Battery solution | https://www.se.com/us/en/product/WSTRTUP-LB-12 |  |  | SP POWER INSTALL | Unknown | Installation Services for Critical Power & Cooling | [5 empty] | 7720.00 | 11200.00 | 13895.00
| WSTRTUP-LB-13 | (1) Startup Service for (13) Cabinets Li-Ion Battery solution | https://www.se.com/us/en/product/WSTRTUP-LB-13 |  |  | SP POWER STARTUP | Unknown | Installation Services for Critical Power & Cooling | [5 empty] | 7810.00 | 11400.00 | 14055.00
| WSTRTUP-LB-14 | (1) Startup Service for (14) Cabinets Li-Ion Battery solution | https://www.se.com/us/en/product/WSTRTUP-LB-14 |  |  | SP POWER INSTALL | Unknown | Installation Services for Critical Power & Cooling | [5 empty] | 8525.00 | 12400.00 | 15340.00
| WSTRTUP-LB-15 | (1) Startup Service for (15) Cabinets Li-Ion Battery solution | https://www.se.com/us/en/product/WSTRTUP-LB-15 |  |  | SP POWER STARTUP | Unknown | Installation Services for Critical Power & Cooling | [5 empty] | 8870.00 | 12900.00 | 15965.00
| WSTRTUP-LB-16 | (1) Startup Service for (16) Cabinets Li-Ion Battery solution | https://www.se.com/us/en/product/WSTRTUP-LB-16 |  |  | SP POWER INSTALL | Unknown | Installation Services for Critical Power & Cooling | [5 empty] | 9925.00 | 14400.00 | 17865.00
| WSTRTUP-MDC-01 | Startup & Integration Service for (1) Level 1 MDC | https://www.se.com/us/en/product/WSTRTUP-MDC-01 |  |  | SP POWER INSTALL | Unknown | Installation Services for Critical Power & Cooling | [5 empty] | 2340.00 | 3400.00 | 4215.00
| WSTRTUP-MDC-02 | Startup & Integration Service for (1) Level 2 MDC | https://www.se.com/us/en/product/WSTRTUP-MDC-02 |  |  | SP POWER INSTALL | Unknown | Installation Services for Critical Power & Cooling | [5 empty] | 2520.00 | 3675.00 | 4540.00
| WSTRTUP-MDC-03 | Startup & Integration Service for (1) Level 3 MDC | https://www.se.com/us/en/product/WSTRTUP-MDC-03 |  |  | SP POWER INSTALL | Unknown | Installation Services for Critical Power & Cooling | [5 empty] | 3290.00 | 4775.00 | 5925.00
| WSTRTUP-NX-10 | Start-Up Service 5X8 for (1) Symmetra 250kW UPS, up to (2) XR Frames and PDU | https://www.se.com/us/en/product/WSTRTUP-NX-10 |  |  | SP POWER STARTUP | Unknown | Installation Services for Critical Power & Cooling | [5 empty] | 4750.00 | 6900.00 | 8550.00
| WSTRTUP-NX-20 | Start-Up Service 5X8 for (1) Symmetra 500kW UPS, up to (4) XR Frames and PDU | https://www.se.com/us/en/product/WSTRTUP-NX-20 |  |  | SP POWER STARTUP | Unknown | Installation Services for Critical Power & Cooling | [5 empty] | 11860.00 | 17200.00 | 21345.00
| WSTRTUP-NX-83 | Start-Up Service 5X8 for (1) External Battery Frame for Symmetra 250/500 kW | https://www.se.com/us/en/product/WSTRTUP-NX-83 |  |  | SP POWER STARTUP | Unknown | Installation Services for Critical Power & Cooling | [5 empty] | 994.00 | 1450.00 | 1790.00
| WSTRTUP-PM-30 | Start-UP Service for (1) PMM 30 to 300Amp | https://www.se.com/us/en/product/WSTRTUP-PM-30 |  |  | SP POWER STARTUP | Unknown | Installation Services for Critical Power & Cooling | [5 empty] | 1070.00 | 1575.00 | 1930.00
| WSTRTUP-PM-40 | Start-UP Service for (1) PMM 400 or 500 | https://www.se.com/us/en/product/WSTRTUP-PM-40 |  |  | SP POWER STARTUP | Unknown | Installation Services for Critical Power & Cooling | [5 empty] | 1250.00 | 1825.00 | 2250.00
| WSTRTUP-PM-50 | Start-Up Service for (1) Galaxy RPP 250 or 400 A | https://www.se.com/us/en/product/WSTRTUP-PM-50 |  |  | SP POWER STARTUP | Unknown | Installation Services for Critical Power & Cooling | [5 empty] | 1070.00 | 1575.00 | 1930.00
| WSTRTUP-PM-60 | Start-UP Service for (1) ANRD PMM 75 - 300 kVA | https://www.se.com/us/en/product/WSTRTUP-PM-60 |  |  | SP POWER STARTUP | Unknown | Installation Services for Critical Power & Cooling | [5 empty] | 1235.00 | 1800.00 | 2220.00
| WSTRTUP-PM-80 | Start-UP Service for (1) ANRD PMM 600-1200 kVA | https://www.se.com/us/en/product/WSTRTUP-PM-80 |  |  | SP POWER STARTUP | Unknown | Installation Services for Critical Power & Cooling | [5 empty] | 1450.00 | 2100.00 | 2605.00
| WSTRTUP-PM-100 | Start-up service for 1 PMM 1000 kVA | https://www.se.com/us/en/product/WSTRTUP-PM-100 |  |  | SP POWER STARTUP | Unknown | Installation Services for Critical Power & Cooling |  |  |  |  | 731304773375 | 2265.00 | 3300.00 | 4075.00
| WSTRTUP-PX-21 | Start-Up Service 5X8 for (1) Symmetra 40kW UPS and/or (1) PDU | https://www.se.com/us/en/product/WSTRTUP-PX-21 |  |  | SP POWER STARTUP | Unknown | Installation Services for Critical Power & Cooling | [5 empty] | 1340.00 | 1950.00 | 2415.00
| WSTRTUP-PX-23 | Start-Up Service 5X8 for (1) External Battery Frame for Symmetra PX 40 kW | https://www.se.com/us/en/product/WSTRTUP-PX-23 |  |  | SP POWER STARTUP | Unknown | Installation Services for Critical Power & Cooling | [5 empty] | 635.00 | 929.00 | 1145.00
| WSTRTUP-PX-31 | Start-Up Service 5X8 for (1) Symmetra 80 or 100kW frame UPS and/or (1) PDU | https://www.se.com/us/en/product/WSTRTUP-PX-31 |  |  | SP POWER STARTUP | Unknown | Installation Services for Critical Power & Cooling | [5 empty] | 1500.00 | 2175.00 | 2700.00
| WSTRTUP-PX-33 | Start-Up Service 5X8 for (1) External Battery Frame for Symmetra PX 80 or 100 kW frame UPS | https://www.se.com/us/en/product/WSTRTUP-PX-33 |  |  | SP POWER STARTUP | Unknown | Installation Services for Critical Power & Cooling | [5 empty] | 653.00 | 949.00 | 1180.00
| WSTRTUP-PX-63 | Start-Up Service 5X8 for (1) External Battery Frame for Symmetra PX 160 kW | https://www.se.com/us/en/product/WSTRTUP-PX-63 |  |  | SP POWER STARTUP | Unknown | Installation Services for Critical Power & Cooling | [5 empty] | 978.00 | 1425.00 | 1765.00
| WSTRTUP-SB-00 | 5 X 8 Power Up for Smart-UPS | https://www.se.com/us/en/product/WSTRTUP-SB-00 |  |  | SP POWER STARTUP | Unknown | Installation Services for Critical Power & Cooling | [5 empty] | 887.00 | 1300.00 | 1600.00
| WSTRTUP-SPL-00 | Smart-UPS Modular Ultra Start Up Service | https://www.se.com/us/en/product/WSTRTUP-SPL-00 |  |  | SP POWER STARTUP | Unknown | Installation Services for Critical Power & Cooling |  |  |  |  | 731304632498 | 922.00 | 1350.00 | 1660.00
| WSTRTUP-SY-00 | 5 X 8 Power Up for 1P Symmetra | https://www.se.com/us/en/product/WSTRTUP-SY-00 |  |  | SP POWER STARTUP | Unknown | Installation Services for Critical Power & Cooling | [5 empty] | 1315.00 | 1925.00 | 2370.00
| WSTRTUP-UF-20 | Start-up Service 5x8 for (1) CW 5-26 kW | https://www.se.com/us/en/product/WSTRTUP-UF-20 |  |  | SP COOLING INSTALL | Unknown | Installation Services for Critical Power & Cooling | [5 empty] | 2250.00 | 3275.00 | 4050.00
| WSTRTUP-UF-21 | Start-up Service 5x8 for CW LE Model 0600 thru 1400 | https://www.se.com/us/en/product/WSTRTUP-UF-21 |  |  | SP COOLING INSTALL | Unknown | Installation Services for Critical Power & Cooling | [5 empty] | 2095.00 | 3050.00 | 3775.00
| WSTRTUP-UF-22 | Start-up Service 5x8 for CW LE Model 1700 thru 2900 | https://www.se.com/us/en/product/WSTRTUP-UF-22 |  |  | SP COOLING INSTALL | Unknown | Installation Services for Critical Power & Cooling | [5 empty] | 2190.00 | 3200.00 | 3945.00
| WSTRTUP-UF-23 | Start-up Service 5x8 for 1 CW LE Model 3400 thru 4600 | https://www.se.com/us/en/product/WSTRTUP-UF-23 |  |  | SP COOLING INSTALL | Unknown | Installation Services for Critical Power & Cooling | [5 empty] | 2250.00 | 3275.00 | 4050.00
| WSTRTUP-UF-24 | Start-up Service 5x8 for 1 CW LE Model 4800 thru 5300 | https://www.se.com/us/en/product/WSTRTUP-UF-24 |  |  | SP COOLING INSTALL | Unknown | Installation Services for Critical Power & Cooling | [5 empty] | 2285.00 | 3325.00 | 4110.00
| WSTRTUP-UF-28 | Start-up Service 5x8 for 1 FWCV36L1 or FWCV40L1 | https://www.se.com/us/en/product/WSTRTUP-UF-28 |  |  | SP COOLING INSTALL | Unknown | Installation Services for Critical Power & Cooling |  |  |  |  | 731304738459 | 2070.00 | 3000.00 | 3720.00
| WSTRTUP-UF-28A | Start-up Service 5x8 for 1 FWCV36L2 or FWCV40L2 | https://www.se.com/us/en/product/WSTRTUP-UF-28A |  |  | SP COOLING INSTALL | Unknown | Installation Services for Critical Power & Cooling |  |  |  |  | 731304738541 | 3305.00 | 4800.00 | 5950.00
| WSTRTUP-UF-31 | Start-up Service 5x8 for 11 DX LE Model 0511 thru 0611 | https://www.se.com/us/en/product/WSTRTUP-UF-31 |  |  | SP COOLING INSTALL | Unknown | Installation Services for Critical Power & Cooling | [5 empty] | 2000.00 | 2900.00 | 3600.00
| WSTRTUP-UF-31A | Start-up Service 5x8 for 1 LDAV LUAV 0511 0611 | https://www.se.com/us/en/product/WSTRTUP-UF-31A |  |  | SP COOLING INSTALL | Unknown | Installation Services for Critical Power & Cooling |  |  |  |  | 731304735182 | 1525.00 | 2225.00 | 2745.00
| WSTRTUP-UF-31B | Start-up Service 5x8 for 1 IDAV IUAV 0511 0611 | https://www.se.com/us/en/product/WSTRTUP-UF-31B |  |  | SP COOLING INSTALL | Unknown | Installation Services for Critical Power & Cooling |  |  |  |  | 731304735533 | 1525.00 | 2225.00 | 2745.00
| WSTRTUP-UF-32 | Start-up Service 5x8 for 11 DX LE Model 0721 thru 1022 | https://www.se.com/us/en/product/WSTRTUP-UF-32 |  |  | SP COOLING INSTALL | Unknown | Installation Services for Critical Power & Cooling | [5 empty] | 2240.00 | 3250.00 | 4030.00
| WSTRTUP-UF-32A | Start-up Service 5x8 for 1 LDAV LUAV 0711 0811 | https://www.se.com/us/en/product/WSTRTUP-UF-32A |  |  | SP COOLING INSTALL | Unknown | Installation Services for Critical Power & Cooling |  |  |  |  | 731304735199 | 1575.00 | 2300.00 | 2835.00
| WSTRTUP-UF-32B | Start-up Service 5x8 for 1 IDAV IUAV 0811 0911 | https://www.se.com/us/en/product/WSTRTUP-UF-32B |  |  | SP COOLING INSTALL | Unknown | Installation Services for Critical Power & Cooling |  |  |  |  | 731304735205 | 1575.00 | 2300.00 | 2835.00
| WSTRTUP-UF-33 | Start-up Service 5x8 for 11 DX LE Model 1422 thru 1822 | https://www.se.com/us/en/product/WSTRTUP-UF-33 |  |  | SP COOLING INSTALL | Unknown | Installation Services for Critical Power & Cooling | [5 empty] | 2350.00 | 3425.00 | 4225.00
| WSTRTUP-UF-33A | Start-up Service 5x8 for 1 LDAV LUAV 1511 1911 | https://www.se.com/us/en/product/WSTRTUP-UF-33A |  |  | SP COOLING INSTALL | Unknown | Installation Services for Critical Power & Cooling |  |  |  |  | 731304735212 | 1705.00 | 2475.00 | 3065.00
| WSTRTUP-UF-33B | Start-up Service 5x8 for 1 IDAV IUAV 1511 1911 | https://www.se.com/us/en/product/WSTRTUP-UF-33B |  |  | SP COOLING INSTALL | Unknown | Installation Services for Critical Power & Cooling |  |  |  |  | 731304735229 | 1705.00 | 2475.00 | 3065.00
| WSTRTUP-UF-33C | Start-up Service 5x8 for 1 LDAV2422A | https://www.se.com/us/en/product/WSTRTUP-UF-33C |  |  | SP COOLING INSTALL | Unknown | Installation Services for Critical Power & Cooling |  |  |  |  | 731304735236 | 1705.00 | 2475.00 | 3065.00
| WSTRTUP-UF-33D | Start-up Service 5x8 for 1 LUAV2422A | https://www.se.com/us/en/product/WSTRTUP-UF-33D |  |  | SP COOLING INSTALL | Unknown | Installation Services for Critical Power & Cooling |  |  |  |  | 731304735243 | 1705.00 | 2475.00 | 3065.00
| WSTRTUP-UF-34 | Start-up Service 5x8 for 11 DX LE Max Model 2222 thru 3342 | https://www.se.com/us/en/product/WSTRTUP-UF-34 |  |  | SP COOLING INSTALL | Unknown | Installation Services for Critical Power & Cooling | [5 empty] | 2820.00 | 4100.00 | 5075.00
| WSTRTUP-UF-34A | Start-up Service 5x8 for 1 LDAV 2522 3822 | https://www.se.com/us/en/product/WSTRTUP-UF-34A |  |  | SP COOLING INSTALL | Unknown | Installation Services for Critical Power & Cooling |  |  |  |  | 731304735250 | 1780.00 | 2600.00 | 3205.00
| WSTRTUP-UF-34B | Start-up Service 5x8 for 1 LUAV 2522 3822 | https://www.se.com/us/en/product/WSTRTUP-UF-34B |  |  | SP COOLING INSTALL | Unknown | Installation Services for Critical Power & Cooling |  |  |  |  | 731304735267 | 1780.00 | 2600.00 | 3205.00
| WSTRTUP-UF-35A | Start-up Service 5x8 for 1 LDAV LUAV 1111 1311 | https://www.se.com/us/en/product/WSTRTUP-UF-35A |  |  | SP COOLING INSTALL | Unknown | Installation Services for Critical Power & Cooling |  |  |  |  | 731304735274 | 1650.00 | 2400.00 | 2970.00
| WSTRTUP-UF-35B | Start-up Service 5x8 for 1 IDAV IUAV 1111 1311 | https://www.se.com/us/en/product/WSTRTUP-UF-35B |  |  | SP COOLING INSTALL | Unknown | Installation Services for Critical Power & Cooling |  |  |  |  | 731304735281 | 1650.00 | 2400.00 | 2970.00
| WSTRTUP-UF-45 | Start-up Service for 1 DX Unisplit Ceiling or Wall Mount Unit - Model 0341 | https://www.se.com/us/en/product/WSTRTUP-UF-45 |  |  | SP COOLING INSTALL | Unknown | Installation Services for Critical Power & Cooling | [5 empty] | 2125.00 | 3100.00 | 3825.00
| WSTRTUP-UF-47 | Start-up Service for 1 DX Unisplit Ceiling or Wall Mount Unit - Model 0481 | https://www.se.com/us/en/product/WSTRTUP-UF-47 |  |  | SP COOLING INSTALL | Unknown | Installation Services for Critical Power & Cooling | [5 empty] | 2220.00 | 3225.00 | 3990.00
| WSTRTUP-UF-55C | Start-up Srvc 5x8 for 1 Air cooled Chiller Model XRAC 5622A - 6422A | https://www.se.com/us/en/product/WSTRTUP-UF-55C |  |  | SP COOLING INSTALL | Unknown | Installation Services for Critical Power & Cooling | [5 empty] | 4030.00 | 5850.00 | 7255.00
| WSTRTUP-UF-56C | Start-up Srvc 5x8 for 1 Air-Cool Free Cooling Chiller Model XRAF 5622A - 6422A | https://www.se.com/us/en/product/WSTRTUP-UF-56C |  |  | SP COOLING INSTALL | Unknown | Installation Services for Critical Power & Cooling | [5 empty] | 4095.00 | 5950.00 | 7375.00
| WSTRTUP-UF-75C | Start-up Srvc 5x8 for 1 Chiller w-freecooling Model BCEF 1103A | https://www.se.com/us/en/product/WSTRTUP-UF-75C |  |  | SP COOLING INSTALL | Unknown | Installation Services for Critical Power & Cooling | [5 empty] | 2860.00 | 4150.00 | 5145.00
| WSTRTUP-VL-200 | Start-Up Service 5X8 for (1) Galaxy VL 200kW UPS | https://www.se.com/us/en/product/WSTRTUP-VL-200 |  |  | SP POWER STARTUP | Unknown | Installation Services for Critical Power & Cooling | [5 empty] | 5105.00 | 7425.00 | 9190.00
| WSTRTUP-VL-300 | Start-Up Service 5X8 for (1) Galaxy VL 300kW UPS | https://www.se.com/us/en/product/WSTRTUP-VL-300 |  |  | SP POWER STARTUP | Unknown | Installation Services for Critical Power & Cooling | [5 empty] | 5290.00 | 7675.00 | 9515.00
| WSTRTUP-VL-400 | Start-Up Service 5X8 for (1) Galaxy VL 400kW UPS | https://www.se.com/us/en/product/WSTRTUP-VL-400 |  |  | SP POWER STARTUP | Unknown | Installation Services for Critical Power & Cooling | [5 empty] | 5475.00 | 7950.00 | 9850.00
| WSTRTUP-VL-500 | Start-Up Service 5X8 for (1) Galaxy VL 500kW UPS | https://www.se.com/us/en/product/WSTRTUP-VL-500 |  |  | SP POWER STARTUP | Unknown | Installation Services for Critical Power & Cooling | [5 empty] | 5655.00 | 8200.00 | 10175.00
| WSTRTUP-VM-18 | Start-Up Service for (1) GVM 160 to 181kVA UPS and Batt Frames, Single or Parallel Config | https://www.se.com/us/en/product/WSTRTUP-VM-18 |  |  | SP POWER STARTUP | Unknown | Installation Services for Critical Power & Cooling | [5 empty] | 4220.00 | 6125.00 | 7595.00
| WSTRTUP-VM-24 | Start-Up Service 5X8 for (1) Galaxy VM Narrow Modular Batt Frame with up to 24 Batteries | https://www.se.com/us/en/product/WSTRTUP-VM-24 |  |  | SP POWER STARTUP | Unknown | Installation Services for Critical Power & Cooling | [5 empty] | 793.00 | 1150.00 | 1430.00
| WSTRTUP-VM-25 | Start-Up Service for (1) GVM 200 to 226kVA UPS and Batt Frames, Single or Parallel Config | https://www.se.com/us/en/product/WSTRTUP-VM-25 |  |  | SP POWER STARTUP | Unknown | Installation Services for Critical Power & Cooling | [5 empty] | 4490.00 | 6525.00 | 8075.00
| WSTRTUP-VM-48 | Start-Up Service 5X8 for (1) Galaxy VM Wide Modular Batt Frame with up to 48 batteries | https://www.se.com/us/en/product/WSTRTUP-VM-48 |  |  | SP POWER STARTUP | Unknown | Installation Services for Critical Power & Cooling | [5 empty] | 978.00 | 1425.00 | 1765.00
| WSTRTUP-VS1-A15 | Start-Up Service 5X8 for (1) Galaxy VS 10 to 15kW UPS | https://www.se.com/us/en/product/WSTRTUP-VS1-A15 |  |  | SP POWER STARTUP | Unknown | Installation Services for Critical Power & Cooling | [5 empty] | 1225.00 | 1800.00 | 2205.00
| WSTRTUP-VS1-A25 | Start-Up Service 5X8 for (1) Galaxy VS 20 to 25kW UPS | https://www.se.com/us/en/product/WSTRTUP-VS1-A25 |  |  | SP POWER STARTUP | Unknown | Installation Services for Critical Power & Cooling | [5 empty] | 1225.00 | 1800.00 | 2205.00
| WSTRTUP-VS1-A30 | Start-Up Service 5X8 for (1) Galaxy VS 30kW UPS | https://www.se.com/us/en/product/WSTRTUP-VS1-A30 |  |  | SP POWER STARTUP | Unknown | Installation Services for Critical Power & Cooling | [5 empty] | 1225.00 | 1800.00 | 2205.00
| WSTRTUP-VS1-A40 | Start-Up Service 5X8 for (1) Galaxy VS 40kW UPS | https://www.se.com/us/en/product/WSTRTUP-VS1-A40 |  |  | SP POWER STARTUP | Unknown | Installation Services for Critical Power & Cooling | [5 empty] | 1225.00 | 1800.00 | 2205.00
| WSTRTUP-VS1-A50 | Start-Up Service 5X8 for (1) Galaxy VS 50kW UPS | https://www.se.com/us/en/product/WSTRTUP-VS1-A50 |  |  | SP POWER STARTUP | Unknown | Installation Services for Critical Power & Cooling | [5 empty] | 1225.00 | 1800.00 | 2205.00
| WSTRTUP-VS2-A40 | Start-Up Service 5X8 for (1) Galaxy VS 10 to 15kW UPS | https://www.se.com/us/en/product/WSTRTUP-VS2-A40 |  |  | SP POWER STARTUP | Unknown | Installation Services for Critical Power & Cooling | [5 empty] | 1580.00 | 2300.00 | 2845.00
| WSTRTUP-VS2-A41 | Start-Up Service 5X8 for (1) Galaxy VS 20 to 25kW UPS | https://www.se.com/us/en/product/WSTRTUP-VS2-A41 |  |  | SP POWER STARTUP | Unknown | Installation Services for Critical Power & Cooling | [5 empty] | 1580.00 | 2300.00 | 2845.00
| WSTRTUP-VS2-A50 | Start-Up Service 5X8 for (1) Galaxy VS 30 to 50kW UPS | https://www.se.com/us/en/product/WSTRTUP-VS2-A50 |  |  | SP POWER STARTUP | Unknown | Installation Services for Critical Power & Cooling | [5 empty] | 1225.00 | 1800.00 | 2205.00
| WSTRTUP-VS2-A60 | Start-Up Service 5X8 for (1) Galaxy VS 60kW UPS | https://www.se.com/us/en/product/WSTRTUP-VS2-A60 |  |  | SP POWER STARTUP | Unknown | Installation Services for Critical Power & Cooling |  |  |  |  | 731304398233 | 1225.00 | 1800.00 | 2205.00
| WSTRTUP-VS2-A100 | Start-Up Service 5X8 for (1) Galaxy VS 80 to 100kW UPS | https://www.se.com/us/en/product/WSTRTUP-VS2-A100 |  |  | SP POWER STARTUP | Unknown | Installation Services for Critical Power & Cooling | [5 empty] | 1225.00 | 1800.00 | 2205.00
| WSTRTUP-VS3-A75 | Start-Up Service 5X8 for (1) Galaxy VS 60 to 80kVA UPS | https://www.se.com/us/en/product/WSTRTUP-VS3-A75 |  |  | SP POWER STARTUP | Unknown | Installation Services for Critical Power & Cooling |  |  |  |  | 731304398257 | 1925.00 | 2800.00 | 3460.00
| WSTRTUP-VS3-A150 | Start-Up Service 5X8 for (1) Galaxy VS 100 to 150kVA UPS | https://www.se.com/us/en/product/WSTRTUP-VS3-A150 |  |  | SP POWER STARTUP | Unknown | Installation Services for Critical Power & Cooling |  |  |  |  | 731304398240 | 2010.00 | 2925.00 | 3615.00
| WSTRTUP-VX-50 | Start-Up Service 5X8 for (1) Galaxy VX 500 Scalable to 750kVA UPS | https://www.se.com/us/en/product/WSTRTUP-VX-50 |  |  | SP POWER STARTUP | Unknown | Installation Services for Critical Power & Cooling | [5 empty] | 5395.00 | 7825.00 | 9715.00
| WSTRTUP-VX-51 | Start-Up Service 5X8 for (1) Galaxy VX 500kVA UPS | https://www.se.com/us/en/product/WSTRTUP-VX-51 |  |  | SP POWER STARTUP | Unknown | Installation Services for Critical Power & Cooling | [5 empty] | 5230.00 | 7600.00 | 9415.00
| WSTRTUP-VX-52 | Start-Up Service 5X8 for (1) Galaxy VX 500kVA N+1 Redundant UPS | https://www.se.com/us/en/product/WSTRTUP-VX-52 |  |  | SP POWER STARTUP | Unknown | Installation Services for Critical Power & Cooling | [5 empty] | 5560.00 | 8075.00 | 10005.00
| WSTRTUP-VX-53 | Start-Up Service 5X8 for (1) Galaxy VX 500 Scalable to 1000kVA UPS | https://www.se.com/us/en/product/WSTRTUP-VX-53 |  |  | SP POWER STARTUP | Unknown | Installation Services for Critical Power & Cooling | [5 empty] | 5230.00 | 7600.00 | 9415.00
| WSTRTUP-VX-54 | Start-Up Service 5X8 for (1) Galaxy VX 500 Scalable to 1250kVA UPS | https://www.se.com/us/en/product/WSTRTUP-VX-54 |  |  | SP POWER STARTUP | Unknown | Installation Services for Critical Power & Cooling | [5 empty] | 5230.00 | 7600.00 | 9415.00
| WSTRTUP-VX-55 | Start-Up Service 5X8 for (1) Galaxy VX 500 Scalable to 1500kVA UPS | https://www.se.com/us/en/product/WSTRTUP-VX-55 |  |  | SP POWER STARTUP | Unknown | Installation Services for Critical Power & Cooling | [5 empty] | 5230.00 | 7600.00 | 9415.00
| WSTRTUP-VX-62 | Start-Up Service 5X8 for (1) Galaxy VX 625kVA UPS | https://www.se.com/us/en/product/WSTRTUP-VX-62 |  |  | SP POWER STARTUP | Unknown | Installation Services for Critical Power & Cooling | [5 empty] | 5560.00 | 8075.00 | 10005.00
| WSTRTUP-VX-64 | Start-Up Service 5X8 for (1) Galaxy VX 625 Scalable to 1000kVA UPS | https://www.se.com/us/en/product/WSTRTUP-VX-64 |  |  | SP POWER STARTUP | Unknown | Installation Services for Critical Power & Cooling | [5 empty] | 5560.00 | 8075.00 | 10005.00
| WSTRTUP-VX-75 | Start-Up Service 5X8 for (1) Galaxy VX 750kVA UPS | https://www.se.com/us/en/product/WSTRTUP-VX-75 |  |  | SP POWER STARTUP | Unknown | Installation Services for Critical Power & Cooling | [5 empty] | 7355.00 | 10700.00 | 13240.00
| WSTRTUP-VX-77 | Start-Up Service 5X8 for (1) Galaxy VX 750 Scalable to 1000kVA UPS | https://www.se.com/us/en/product/WSTRTUP-VX-77 |  |  | SP POWER STARTUP | Unknown | Installation Services for Critical Power & Cooling |  |  |  |  | 731304775218 | 7730.00 | 11300.00 | 13910.00
| WSTRTUP-VX-78 | Start-Up Service 5X8 for (1) Galaxy VX 750 Scalable to 1250kVA UPS | https://www.se.com/us/en/product/WSTRTUP-VX-78 |  |  | SP POWER STARTUP | Unknown | Installation Services for Critical Power & Cooling | [5 empty] | 5885.00 | 8550.00 | 10595.00
| WSTRTUP-VX-79 | Start-Up Service 5X8 for (1) Galaxy VX 750 Scalable to 1500kVA UPS | https://www.se.com/us/en/product/WSTRTUP-VX-79 |  |  | SP POWER STARTUP | Unknown | Installation Services for Critical Power & Cooling | [5 empty] | 5885.00 | 8550.00 | 10595.00
| WSTRTUP-VX-100 | Start-Up Service 5X8 for (1) Galaxy VX 1000kVA UPS | https://www.se.com/us/en/product/WSTRTUP-VX-100 |  |  | SP POWER STARTUP | Unknown | Installation Services for Critical Power & Cooling | [5 empty] | 7520.00 | 11000.00 | 13535.00
| WSTRTUP-VX-101 | Start-Up Service 5X8 for (1) Galaxy VX 1000kVA N+1 Redundant UPS | https://www.se.com/us/en/product/WSTRTUP-VX-101 |  |  | SP POWER STARTUP | Unknown | Installation Services for Critical Power & Cooling | [5 empty] | 8175.00 | 11900.00 | 14710.00
| WSTRTUP-VX-102 | Start-Up Service 5X8 for (1) Galaxy VX 1000 Scalable to 1250kVA UPS | https://www.se.com/us/en/product/WSTRTUP-VX-102 |  |  | SP POWER STARTUP | Unknown | Installation Services for Critical Power & Cooling | [5 empty] | 7520.00 | 11000.00 | 13535.00
| WSTRTUP-VX-120 | Start-Up Service 5X8 for (1) Galaxy VX 1250kVA UPS | https://www.se.com/us/en/product/WSTRTUP-VX-120 |  |  | SP POWER STARTUP | Unknown | Installation Services for Critical Power & Cooling | [5 empty] | 8010.00 | 11700.00 | 14415.00
| WSTRTUP-VX-121 | Start-Up Service 5X8 for (1) Galaxy VX 1250kVA N+1 Redundant UPS | https://www.se.com/us/en/product/WSTRTUP-VX-121 |  |  | SP POWER STARTUP | Unknown | Installation Services for Critical Power & Cooling | [5 empty] | 8500.00 | 12400.00 | 15300.00
| WSTRTUP-VX-150 | Start-Up Service 5X8 for (1) Galaxy VX 1500kVA UPS | https://www.se.com/us/en/product/WSTRTUP-VX-150 |  |  | SP POWER STARTUP | Unknown | Installation Services for Critical Power & Cooling | [5 empty] | 8500.00 | 12400.00 | 15300.00
| WSTRTUP-VX-151 | Start-Up Service 5X8 for (1) Galaxy VX 1500kVA N+1 Redundant UPS. | https://www.se.com/us/en/product/WSTRTUP-VX-151 |  |  | SP POWER STARTUP | Unknown | Installation Services for Critical Power & Cooling | [5 empty] | 9350.00 | 13600.00 | 16830.00
| WSTS200A-OPT1-SPL1 | MGE STS 200A ALL W TVSS Complete Set - Spare Part Kit Level 1 | https://www.se.com/us/en/product/WSTS200A-OPT1-SPL1 |  |  | SPARES 3PH | Unknown | MGE Accessories | 10.95(kilos) 24.15(lbs) | 31.50x11.81x19.69(in) 80.00x30.00x50.00(cent) |  |  | 731304572145 | 9990.00 | 10600.00 | 18920.00
| WSTS200A-OPT1-SPL2 | MGE STS 200A ALL W TVSS Support Set - Spare Part Kit Level 2 | https://www.se.com/us/en/product/WSTS200A-OPT1-SPL2 |  |  | SPARES 3PH | Unknown | MGE Accessories | 14.24(kilos) 31.40(lbs) | 31.50x11.81x19.69(in) 80.00x30.00x50.00(cent) |  |  | 731304572152 | 15280.00 | 16100.00 | 28945.00
| WSTS200A-OPT1-SPL3 | MGE STS 200A ALL W TVSS Complete Set - Spare Part Kit Level 3 | https://www.se.com/us/en/product/WSTS200A-OPT1-SPL3 |  |  | SPARES 3PH | Unknown | MGE Accessories | 14.44(kilos) 31.84(lbs) | 31.50x11.81x19.69(in) 80.00x30.00x50.00(cent) |  |  | 731304572169 | 29070.00 | 30600.00 | 55075.00
| WSTS200A-OPT2-SPL3 | MGE STS 200A W TVSS Complete Set - Spare Part Kit Level 3 | https://www.se.com/us/en/product/WSTS200A-OPT2-SPL3 |  |  | SPARES 3PH | Unknown | MGE Accessories | 14.44(kilos) 31.84(lbs) | 31.50x11.81x19.69(in) 80.00x30.00x50.00(cent) |  |  | 731304572176 | 27040.00 | 28500.00 | 51235.00
| WSTS200A-OPT3-SPL3 | MGE STS 200A 600V W TVSS Complete Set - Spare Part Kit Level 3 | https://www.se.com/us/en/product/WSTS200A-OPT3-SPL3 |  |  | SPARES 3PH | Unknown | MGE Accessories | 14.44(kilos) 31.84(lbs) | 31.50x11.81x19.69(in) 80.00x30.00x50.00(cent) |  |  | 731304572183 | 26395.00 | 27800.00 | 50005.00
| WSTS200A-SPL1 | MGE STS 200A ALL NO TVSS Emergency Set - Spare Part Kit Level 1 | https://www.se.com/us/en/product/WSTS200A-SPL1 |  |  | SPARES 3PH | Unknown | MGE Accessories | 10.95(kilos) 24.15(lbs) | 31.50x11.81x19.69(in) 80.00x30.00x50.00(cent) |  |  | 731304572190 | 9695.00 | 10300.00 | 18370.00
| WSTS200A-SPL2 | MGE STS 200A ALL NO TVSS Support Set - Spare Part Kit Level 2 | https://www.se.com/us/en/product/WSTS200A-SPL2 |  |  | SPARES 3PH | Unknown | MGE Accessories | 14.24(kilos) 31.40(lbs) | 31.50x11.81x19.69(in) 80.00x30.00x50.00(cent) |  |  | 731304572206 | 14980.00 | 15800.00 | 28380.00
| WSTS200A-SPL3 | MGE STS 200A ALL NO TVSS Complete Set - Spare Part Kit Level 3 | https://www.se.com/us/en/product/WSTS200A-SPL3 |  |  | SPARES 3PH | Unknown | MGE Accessories | 14.44(kilos) 31.84(lbs) | 31.50x11.81x19.69(in) 80.00x30.00x50.00(cent) |  |  | 731304572213 | 25265.00 | 26600.00 | 47865.00
| WSTS400A600-SPL1 | MGE STS 400A-600A ALL NO TVSS Emergency Set - Spare Part Kit Level 1 | https://www.se.com/us/en/product/WSTS400A600-SPL1 |  |  | SPARES 3PH | Unknown | MGE Accessories | 10.98(kilos) 24.20(lbs) | 31.50x11.81x19.69(in) 80.00x30.00x50.00(cent) |  |  | 731304572343 | 10505.00 | 11100.00 | 19900.00
| WSTS400A600-SPL2 | MGE STS 400A-600A ALL NO TVSS Support Set - Spare Part Kit Level 2 | https://www.se.com/us/en/product/WSTS400A600-SPL2 |  |  | SPARES 3PH | Unknown | MGE Accessories | 14.24(kilos) 31.40(lbs) | 31.50x11.81x19.69(in) 80.00x30.00x50.00(cent) |  |  | 731304572350 | 15645.00 | 16500.00 | 29640.00
| WSTS400A600-SPL3 | MGE STS 400A-600A ALL NO TVSS Complete Set - Spare Part Kit Level 3 | https://www.se.com/us/en/product/WSTS400A600-SPL3 |  |  | SPARES 3PH | Unknown | MGE Accessories | 14.44(kilos) 31.84(lbs) | 31.50x11.81x19.69(in) 80.00x30.00x50.00(cent) |  |  | 731304572367 | 24645.00 | 26000.00 | 46690.00
| WSTS400A-OPT1-SPL1 | MGE STS 400A-600A ALL W TVSS Emergency Set - Spare Part Kit Level 1 | https://www.se.com/us/en/product/WSTS400A-OPT1-SPL1 |  |  | SPARES 3PH | Unknown | MGE Accessories | 10.95(kilos) 24.15(lbs) | 31.50x11.81x19.69(in) 80.00x30.00x50.00(cent) |  |  | 731304572374 | 10415.00 | 11000.00 | 19730.00
| WSTS400A-OPT1-SPL2 | MGE STS 400A-600A ALL W TVSS Support Set - Spare Part Kit Level 2 | https://www.se.com/us/en/product/WSTS400A-OPT1-SPL2 |  |  | SPARES 3PH | Unknown | MGE Accessories | 14.24(kilos) 31.40(lbs) | 31.50x11.81x19.69(in) 80.00x30.00x50.00(cent) |  |  | 731304572381 | 15950.00 | 16800.00 | 30215.00
| WSYFSU48KH | APC Symmetra PX 48kW AIO 400V - Spare Part Kit | https://www.se.com/us/en/product/WSYFSU48KH |  |  | SPARES 3PH | Unknown | Symmetra PX Accessories |  |  |  |  | 731304572497 | 26500.00 | 27900.00 | 50205.00
| WSYFSU100KF | APC SYMMETRA PX 100kW 208V - SPARE PART KIT | https://www.se.com/us/en/product/WSYFSU100KF |  |  | SPARES 3PH | Unknown | Symmetra PX | 39.83(kilos) 87.83(lbs) | 13.39x21.65x620.00(in) 34.00x55.00x1574.80(cent) |  |  | 731304572459 | 20745.00 | 21900.00 | 39300.00
| WSYFSU160KH | APC Symmetra PX 160KH 400V - Spare Part Kit | https://www.se.com/us/en/product/WSYFSU160KH |  |  | SPARES 3PH | Unknown | Symmetra PX Accessories |  |  |  |  | 731304572466 | 29325.00 | 30900.00 | 55560.00
| WSYFSU250KW-SPL1 | APC SYMMETRA PX 250KW - SPARE PART KIT LEVEL 1 | https://www.se.com/us/en/product/WSYFSU250KW-SPL1 |  |  | SPARES 3PH | Unknown | Symmetra PX Accessories |  |  |  |  | 731304572473 | 14610.00 | 15400.00 | 27675.00
| WSYFSU250KW-SPL2 | APC SYMMETRA PX 250KW - SPARE PART KIT LEVEL 2 | https://www.se.com/us/en/product/WSYFSU250KW-SPL2 |  |  | SPARES 3PH | Unknown | Symmetra PX Accessories |  |  |  |  | 731304572480 | 28175.00 | 29700.00 | 53385.00
| WSYFSU500KW-SPL1 | APC SYMMETRA PX 500KW - SPARE PART KIT LEVEL 1 | https://www.se.com/us/en/product/WSYFSU500KW-SPL1 |  |  | SPARES 3PH | Unknown | Symmetra PX Accessories |  |  |  |  | 731304572503 | 20435.00 | 21600.00 | 38715.00
| WSYFSU500KW-SPL2 | APC SYMMETRA PX 500KW - SPARE PART KIT LEVEL 2 | https://www.se.com/us/en/product/WSYFSU500KW-SPL2 |  |  | SPARES 3PH | Unknown | Symmetra PX Accessories |  |  |  |  | 731304572510 | 37205.00 | 39200.00 | 70490.00
| WTABINSTL-BM-01 | Assembly Service for (1) Batt Manager Main System Module - Includes Tab Washer Installation | https://www.se.com/us/en/product/WTABINSTL-BM-01 |  |  | SP POWER INSTALL | Unknown | Installation Services for Critical Power & Cooling | [5 empty] | 3175.00 | 4625.00 | 5715.00
| WTABINSTL-BM-02 | Assembly Service for (1) Batt Manager Expansion System Module - Includes Tab Washer Installation | https://www.se.com/us/en/product/WTABINSTL-BM-02 |  |  | SP POWER INSTALL | Unknown | Installation Services for Critical Power & Cooling | [5 empty] | 3550.00 | 5150.00 | 6390.00
| WTECSUP7X24-SY-00 | 1 YEAR 7X24 TELEPHONE TECHNICAL SUPPORT | https://www.se.com/us/en/product/WTECSUP7X24-SY-00 |  |  | Unknown | Unknown | On-demand Services | [5 empty] | 651.00 | 899.00 | 1120.00
| WTRAINING | Customer Training Service | https://www.se.com/us/en/product/WTRAINING |  |  | SP POWER INSTALL | Unknown | Training Services | [5 empty] | Call for Quote | Call for Quote | Call for Quote
| WTRNUF | Contractor Field Service Level Training for Uniflair | https://www.se.com/us/en/product/WTRNUF |  |  | SP POWER INSTALL | Unknown | Training Services | [5 empty] | Call for Quote | Call for Quote | Call for Quote
| WULTRABAT1YR-LB-01 | (1) Year Advantage Ultra Service Plan for Li-ion Battery (1) Cabinet solution | https://www.se.com/us/en/product/WULTRABAT1YR-LB-01 |  |  | 3PH&BATT ADV SER PLAN | Unknown | Advantage Service Plan for 3-Phase UPS |  |  |  |  | 731304507277 | 6540.00 | 6550.00 | 11685.00
| WULTRABAT1YR-LB-02 | (1) Year Advantage Ultra Service Plan for Li-ion Battery (2) Cabinets solution | https://www.se.com/us/en/product/WULTRABAT1YR-LB-02 |  |  | 3PH&BATT ADV SER PLAN | Unknown | Advantage Service Plan for 3-Phase UPS |  |  |  |  | 731304507284 | 9740.00 | 9750.00 | 17395.00
| WULTRABAT1YR-LB-03 | (1) Year Advantage Ultra Service Plan for Li-ion Battery (3) Cabinets solution | https://www.se.com/us/en/product/WULTRABAT1YR-LB-03 |  |  | 3PH&BATT ADV SER PLAN | Unknown | Advantage Service Plan for 3-Phase UPS |  |  |  |  | 731304507291 | 12940.00 | 13000.00 | 23110.00
| WULTRABAT1YR-LB-04 | (1) Year Advantage Ultra Service Plan for Li-ion Battery (4) Cabinets solution | https://www.se.com/us/en/product/WULTRABAT1YR-LB-04 |  |  | 3PH&BATT ADV SER PLAN | Unknown | Advantage Service Plan for 3-Phase UPS |  |  |  |  | 731304507307 | 16435.00 | 16500.00 | 29350.00
| WULTRABAT1YR-LB-05 | (1) Year Advantage Ultra Service Plan for Li-ion Battery (5) Cabinets solution | https://www.se.com/us/en/product/WULTRABAT1YR-LB-05 |  |  | 3PH&BATT ADV SER PLAN | Unknown | Advantage Service Plan for 3-Phase UPS |  |  |  |  | 731304507314 | 19685.00 | 19700.00 | 35155.00
| WULTRABAT1YR-LB-06 | (1) Year Advantage Ultra Service Plan for Li-ion Battery (6) Cabinets solution | https://www.se.com/us/en/product/WULTRABAT1YR-LB-06 |  |  | 3PH&BATT ADV SER PLAN | Unknown | Advantage Service Plan for 3-Phase UPS |  |  |  |  | 731304507321 | 22880.00 | 22900.00 | 40870.00
| WULTRABAT1YR-LB-07 | (1) Year Advantage Ultra Service Plan for Li-ion Battery (7) Cabinets solution | https://www.se.com/us/en/product/WULTRABAT1YR-LB-07 |  |  | 3PH&BATT ADV SER PLAN | Unknown | Advantage Service Plan for 3-Phase UPS |  |  |  |  | 731304507338 | 26080.00 | 26100.00 | 46585.00
| WULTRABAT1YR-LB-08 | (1) Year Advantage Ultra Service Plan for Li-ion Battery (8) Cabinets solution | https://www.se.com/us/en/product/WULTRABAT1YR-LB-08 |  |  | 3PH&BATT ADV SER PLAN | Unknown | Advantage Service Plan for 3-Phase UPS |  |  |  |  | 731304507345 | 31250.00 | 31300.00 | 55815.00
| WULTRABAT1YR-LB-09 | (1) Year Advantage Ultra Service Plan for Li-ion Battery (9) Cabinets solution | https://www.se.com/us/en/product/WULTRABAT1YR-LB-09 |  |  | 3PH&BATT ADV SER PLAN | Unknown | Advantage Service Plan for 3-Phase UPS |  |  |  |  | 731304507352 | 34445.00 | 34500.00 | 61530.00
| WULTRABAT3YR-LB-01 | (3) Year Advantage Ultra Service Plan for Li-ion Battery (1) Cabinet solution | https://www.se.com/us/en/product/WULTRABAT3YR-LB-01 |  |  | 3PH&BATT ADV SER PLAN | Unknown | Advantage Service Plan for 3-Phase UPS |  |  |  |  | 731304507697 | 18640.00 | 18700.00 | 33290.00
| WULTRABAT3YR-LB-02 | (3) Year Advantage Ultra Service Plan for Li-ion Battery (2) Cabinets solution | https://www.se.com/us/en/product/WULTRABAT3YR-LB-02 |  |  | 3PH&BATT ADV SER PLAN | Unknown | Advantage Service Plan for 3-Phase UPS |  |  |  |  | 731304507703 | 27755.00 | 27800.00 | 49580.00
| WULTRABAT3YR-LB-03 | (3) Year Advantage Ultra Service Plan for Li-ion Battery (3) Cabinets solution | https://www.se.com/us/en/product/WULTRABAT3YR-LB-03 |  |  | 3PH&BATT ADV SER PLAN | Unknown | Advantage Service Plan for 3-Phase UPS |  |  |  |  | 731304507710 | 36875.00 | 36900.00 | 65865.00
| WULTRABAT3YR-LB-04 | (3) Year Advantage Ultra Service Plan for Li-ion Battery (4) Cabinets solution | https://www.se.com/us/en/product/WULTRABAT3YR-LB-04 |  |  | 3PH&BATT ADV SER PLAN | Unknown | Advantage Service Plan for 3-Phase UPS |  |  |  |  | 731304507727 | 46835.00 | 46900.00 | 83650.00
| WULTRABAT3YR-LB-05 | (3) Year Advantage Ultra Service Plan for Li-ion Battery (5) Cabinets solution | https://www.se.com/us/en/product/WULTRABAT3YR-LB-05 |  |  | 3PH&BATT ADV SER PLAN | Unknown | Advantage Service Plan for 3-Phase UPS |  |  |  |  | 731304507734 | 56090.00 | 56100.00 | 100190.00
| WULTRABAT3YR-LB-06 | (3) Year Advantage Ultra Service Plan for Li-ion Battery (6) Cabinets solution | https://www.se.com/us/en/product/WULTRABAT3YR-LB-06 |  |  | 3PH&BATT ADV SER PLAN | Unknown | Advantage Service Plan for 3-Phase UPS |  |  |  |  | 731304507741 | 65210.00 | 65300.00 | 116475.00
| WULTRABAT3YR-LB-07 | (3) Year Advantage Ultra Service Plan for Li-ion Battery (7) Cabinets solution | https://www.se.com/us/en/product/WULTRABAT3YR-LB-07 |  |  | 3PH&BATT ADV SER PLAN | Unknown | Advantage Service Plan for 3-Phase UPS |  |  |  |  | 731304507758 | 74325.00 | 74400.00 | 132760.00
| WULTRABAT3YR-LB-08 | (3) Year Advantage Ultra Service Plan for Li-ion Battery (8) Cabinets solution | https://www.se.com/us/en/product/WULTRABAT3YR-LB-08 |  |  | 3PH&BATT ADV SER PLAN | Unknown | Advantage Service Plan for 3-Phase UPS |  |  |  |  | 731304507765 | 89055.00 | 89100.00 | 159065.00
| WULTRABAT3YR-LB-09 | (3) Year Advantage Ultra Service Plan for Li-ion Battery (9) Cabinets solution | https://www.se.com/us/en/product/WULTRABAT3YR-LB-09 |  |  | 3PH&BATT ADV SER PLAN | Unknown | Advantage Service Plan for 3-Phase UPS |  |  |  |  | 731304507772 | 98170.00 | 98200.00 | 175355.00
| WULTRABAT5YR-LB-01 | (5) Year Advantage Ultra Service Plan for Li-ion Battery (1) Cabinet solution | https://www.se.com/us/en/product/WULTRABAT5YR-LB-01 |  |  | 3PH&BATT ADV SER PLAN | Unknown | Advantage Service Plan for 3-Phase UPS |  |  |  |  | 731304507550 | 31065.00 | 31100.00 | 55485.00
| WULTRABAT5YR-LB-02 | (5) Year Advantage Ultra Service Plan for Li-ion Battery (2) Cabinets solution | https://www.se.com/us/en/product/WULTRABAT5YR-LB-02 |  |  | 3PH&BATT ADV SER PLAN | Unknown | Advantage Service Plan for 3-Phase UPS |  |  |  |  | 731304507567 | 46260.00 | 46300.00 | 82630.00
| WULTRABAT5YR-LB-03 | (5) Year Advantage Ultra Service Plan for Li-ion Battery (3) Cabinets solution | https://www.se.com/us/en/product/WULTRABAT5YR-LB-03 |  |  | 3PH&BATT ADV SER PLAN | Unknown | Advantage Service Plan for 3-Phase UPS |  |  |  |  | 731304507574 | 61455.00 | 61500.00 | 109770.00
| WULTRABAT5YR-LB-04 | (5) Year Advantage Ultra Service Plan for Li-ion Battery (4) Cabinets solution | https://www.se.com/us/en/product/WULTRABAT5YR-LB-04 |  |  | 3PH&BATT ADV SER PLAN | Unknown | Advantage Service Plan for 3-Phase UPS |  |  |  |  | 731304507581 | 78055.00 | 78100.00 | 139420.00
| WULTRABAT5YR-LB-05 | (5) Year Advantage Ultra Service Plan for Li-ion Battery (5) Cabinets solution | https://www.se.com/us/en/product/WULTRABAT5YR-LB-05 |  |  | 3PH&BATT ADV SER PLAN | Unknown | Advantage Service Plan for 3-Phase UPS |  |  |  |  | 731304507598 | 93485.00 | 93500.00 | 166980.00
| WULTRABAT5YR-LB-06 | (5) Year Advantage Ultra Service Plan for Li-ion Battery (6) Cabinets solution | https://www.se.com/us/en/product/WULTRABAT5YR-LB-06 |  |  | 3PH&BATT ADV SER PLAN | Unknown | Advantage Service Plan for 3-Phase UPS |  |  |  |  | 731304507604 | 108680.00 | 109000.00 | 194125.00
| WULTRABAT5YR-LB-07 | (5) Year Advantage Ultra Service Plan for Li-ion Battery (7) Cabinets solution | https://www.se.com/us/en/product/WULTRABAT5YR-LB-07 |  |  | 3PH&BATT ADV SER PLAN | Unknown | Advantage Service Plan for 3-Phase UPS |  |  |  |  | 731304507611 | 123875.00 | 124000.00 | 221265.00
| WULTRABAT5YR-LB-08 | (5) Year Advantage Ultra Service Plan for Li-ion Battery (8) Cabinets solution | https://www.se.com/us/en/product/WULTRABAT5YR-LB-08 |  |  | 3PH&BATT ADV SER PLAN | Unknown | Advantage Service Plan for 3-Phase UPS |  |  |  |  | 731304507628 | 148420.00 | 148500.00 | 265110.00
| WULTRABAT5YR-LB-09 | (5) Year Advantage Ultra Service Plan for Li-ion Battery (9) Cabinets solution | https://www.se.com/us/en/product/WULTRABAT5YR-LB-09 |  |  | 3PH&BATT ADV SER PLAN | Unknown | Advantage Service Plan for 3-Phase UPS |  |  |  |  | 731304507635 | 163620.00 | 164000.00 | 292255.00
| WULTRABAT-G3-20 | (1) Year Advantage Ultra Srvc Plan for up to (4) Internal Batteries for (1) Galaxy 3500 or SUVT UPS | https://www.se.com/us/en/product/WULTRABAT-G3-20 |  |  | Unknown | Unknown | Advantage Service Plan for 3-Phase UPS | [5 empty] | Call for Quote | Call for Quote | Call for Quote
| WULTRABAT-G3-25 | (1) Year Advantage Ultra Service Plan for (1) Galaxy 3500 or SUVT External Battery Frame | https://www.se.com/us/en/product/WULTRABAT-G3-25 |  |  | Unknown | Unknown | Advantage Service Plan for 3-Phase UPS | [5 empty] | Call for Quote | Call for Quote | Call for Quote
| WULTRABAT-LB-E1 | (1) Year Advantage Ultra Service Plan for 1 Rack Type E Li-Ion Battery Solution | https://www.se.com/us/en/product/WULTRABAT-LB-E1 |  |  | 3PH&BATT ADV SER PLAN | Unknown | Advantage Service Plan for 3-Phase UPS | [5 empty] | 3875.00 | 3875.00 | 6915.00
| WULTRABAT-LB-E2 | (1) Year Advantage Ultra Service Plan for 2 Rack Type E Li-Ion Battery Solution | https://www.se.com/us/en/product/WULTRABAT-LB-E2 |  |  | 3PH&BATT ADV SER PLAN | Unknown | Advantage Service Plan for 3-Phase UPS | [5 empty] | 7520.00 | 7525.00 | 13435.00
| WULTRABAT-LB-E3 | (1) Year Advantage Ultra Service Plan for 3 Rack Type E Li-Ion Battery Solution | https://www.se.com/us/en/product/WULTRABAT-LB-E3 |  |  | 3PH&BATT ADV SER PLAN | Unknown | Advantage Service Plan for 3-Phase UPS | [5 empty] | 10385.00 | 10400.00 | 18545.00
| WULTRABAT-LB-E4 | (1) Year Advantage Ultra Service Plan for 4 Rack Type E Li-Ion Battery Solution | https://www.se.com/us/en/product/WULTRABAT-LB-E4 |  |  | 3PH&BATT ADV SER PLAN | Unknown | Advantage Service Plan for 3-Phase UPS | [5 empty] | 13240.00 | 13300.00 | 23645.00
| WULTRABAT-LB-E5 | (1) Year Advantage Ultra Service Plan for 5 Rack Type E Li-Ion Battery Solution | https://www.se.com/us/en/product/WULTRABAT-LB-E5 |  |  | 3PH&BATT ADV SER PLAN | Unknown | Advantage Service Plan for 3-Phase UPS | [5 empty] | 16095.00 | 16100.00 | 28750.00
| WULTRABAT-LB-E6 | (1) Year Advantage Ultra Service Plan for 6 Rack Type E Li-Ion Battery Solution | https://www.se.com/us/en/product/WULTRABAT-LB-E6 |  |  | 3PH&BATT ADV SER PLAN | Unknown | Advantage Service Plan for 3-Phase UPS | [5 empty] | 18960.00 | 19000.00 | 33865.00
| WULTRABAT-LB-E7 | (1) Year Advantage Ultra Service Plan for 7 Rack Type E Li-Ion Battery Solution | https://www.se.com/us/en/product/WULTRABAT-LB-E7 |  |  | 3PH&BATT ADV SER PLAN | Unknown | Advantage Service Plan for 3-Phase UPS | [5 empty] | 21815.00 | 21900.00 | 38965.00
| WULTRABAT-LB-E8 | (1) Year Advantage Ultra Service Plan for 8 Rack Type E Li-Ion Battery Solution | https://www.se.com/us/en/product/WULTRABAT-LB-E8 |  |  | 3PH&BATT ADV SER PLAN | Unknown | Advantage Service Plan for 3-Phase UPS | [5 empty] | 24675.00 | 24700.00 | 44075.00
| WULTRABAT-LB-G1 | (1) Year Advantage Ultra Service Plan for 1 Rack Type G Li-Ion Battery Solution | https://www.se.com/us/en/product/WULTRABAT-LB-G1 |  |  | 3PH&BATT ADV SER PLAN | Unknown | Advantage Service Plan for 3-Phase UPS | [5 empty] | 3995.00 | 4000.00 | 7130.00
| WULTRABAT-LB-G2 | (1) Year Advantage Ultra Service Plan for 2 Rack Type G Li-Ion Battery Solution | https://www.se.com/us/en/product/WULTRABAT-LB-G2 |  |  | 3PH&BATT ADV SER PLAN | Unknown | Advantage Service Plan for 3-Phase UPS | [5 empty] | 7760.00 | 7775.00 | 13860.00
| WULTRABAT-LB-G3 | (1) Year Advantage Ultra Service Plan for 3 Rack Type G Li-Ion Battery Solution | https://www.se.com/us/en/product/WULTRABAT-LB-G3 |  |  | 3PH&BATT ADV SER PLAN | Unknown | Advantage Service Plan for 3-Phase UPS | [5 empty] | 10740.00 | 10800.00 | 19180.00
| WULTRABAT-LB-G4 | (1) Year Advantage Ultra Service Plan for 4 Rack Type G Li-Ion Battery Solution | https://www.se.com/us/en/product/WULTRABAT-LB-G4 |  |  | 3PH&BATT ADV SER PLAN | Unknown | Advantage Service Plan for 3-Phase UPS | [5 empty] | 13720.00 | 13800.00 | 24505.00
| WULTRABAT-LB-G5 | (1) Year Advantage Ultra Service Plan for 5 Rack Type G Li-Ion Battery Solution | https://www.se.com/us/en/product/WULTRABAT-LB-G5 |  |  | 3PH&BATT ADV SER PLAN | Unknown | Advantage Service Plan for 3-Phase UPS | [5 empty] | 16700.00 | 16700.00 | 29825.00
| WULTRABAT-LB-G6 | (1) Year Advantage Ultra Service Plan for 6 Rack Type G Li-Ion Battery Solution | https://www.se.com/us/en/product/WULTRABAT-LB-G6 |  |  | 3PH&BATT ADV SER PLAN | Unknown | Advantage Service Plan for 3-Phase UPS | [5 empty] | 19680.00 | 19700.00 | 35145.00
| WULTRABAT-LB-G7 | (1) Year Advantage Ultra Service Plan for 7 Rack Type G Li-Ion Battery Solution | https://www.se.com/us/en/product/WULTRABAT-LB-G7 |  |  | 3PH&BATT ADV SER PLAN | Unknown | Advantage Service Plan for 3-Phase UPS | [5 empty] | 22655.00 | 22700.00 | 40470.00
| WULTRABAT-LB-G8 | (1) Year Advantage Ultra Service Plan for 8 Rack Type G Li-Ion Battery Solution | https://www.se.com/us/en/product/WULTRABAT-LB-G8 |  |  | 3PH&BATT ADV SER PLAN | Unknown | Advantage Service Plan for 3-Phase UPS | [5 empty] | 25635.00 | 25700.00 | 45785.00
| WULTRABAT-LB-O2 | (1) Year Advantage Ultra Service Plan for 2 Rack Type O Li-Ion Battery Solution | https://www.se.com/us/en/product/WULTRABAT-LB-O2 |  |  | 3PH&BATT ADV SER PLAN | Unknown | Advantage Service Plan for 3-Phase UPS | [5 empty] | 6255.00 | 6275.00 | 11170.00
| WULTRABAT-LB-O4 | (1) Year Advantage Ultra Service Plan for 4 Rack Type O Li-Ion Battery Solution | https://www.se.com/us/en/product/WULTRABAT-LB-O4 |  |  | 3PH&BATT ADV SER PLAN | Unknown | Advantage Service Plan for 3-Phase UPS | [5 empty] | 10700.00 | 10700.00 | 19110.00
| WULTRABAT-LB-O6 | (1) Year Advantage Ultra Service Plan for 6 Rack Type O Li-Ion Battery Solution | https://www.se.com/us/en/product/WULTRABAT-LB-O6 |  |  | 3PH&BATT ADV SER PLAN | Unknown | Advantage Service Plan for 3-Phase UPS | [5 empty] | 15145.00 | 15200.00 | 27045.00
| WULTRABAT-LB-O8 | (1) Year Advantage Ultra Service Plan for 8 Rack Type O Li-Ion Battery Solution | https://www.se.com/us/en/product/WULTRABAT-LB-O8 |  |  | 3PH&BATT ADV SER PLAN | Unknown | Advantage Service Plan for 3-Phase UPS | [5 empty] | 19595.00 | 19600.00 | 34995.00
| WULTRABAT-LB-O10 | (1) Year Advantage Ultra Service Plan for 10 Rack Type O Li-Ion Battery Solution | https://www.se.com/us/en/product/WULTRABAT-LB-O10 |  |  | 3PH&BATT ADV SER PLAN | Unknown | Advantage Service Plan for 3-Phase UPS | [5 empty] | 24040.00 | 24100.00 | 42935.00
| WULTRABAT-LB-O12 | (1) Year Advantage Ultra Service Plan for 12 rack Type O Li-Ion Battery solution | https://www.se.com/us/en/product/WULTRABAT-LB-O12 |  |  | 3PH&BATT ADV SER PLAN | Unknown | Advantage Service Plan for 3-Phase UPS | [5 empty] | 29945.00 | 30000.00 | 53490.00
| WULTRABAT-LB-O14 | (1) Year Advantage Ultra Service Plan for 14 rack Type O Li-Ion Battery solution | https://www.se.com/us/en/product/WULTRABAT-LB-O14 |  |  | 3PH&BATT ADV SER PLAN | Unknown | Advantage Service Plan for 3-Phase UPS | [5 empty] | 34395.00 | 34400.00 | 61435.00
| WULTRABAT-LB-O16 | (1) Year Advantage Ultra Service Plan for 16 rack Type O Li-Ion Battery solution | https://www.se.com/us/en/product/WULTRABAT-LB-O16 |  |  | 3PH&BATT ADV SER PLAN | Unknown | Advantage Service Plan for 3-Phase UPS | [5 empty] | 38840.00 | 38900.00 | 69375.00
| WULTRABAT-LB-S4 | (1) Year Advantage Ultra Service Plan for 4 Rack Type S Li-Ion Battery Solution | https://www.se.com/us/en/product/WULTRABAT-LB-S4 |  |  | 3PH&BATT ADV SER PLAN | Unknown | Advantage Service Plan for 3-Phase UPS | [5 empty] | 11990.00 | 12000.00 | 21415.00
| WULTRABAT-LB-S6 | (1) Year Advantage Ultra Service Plan for 6 Rack Type S Li-Ion Battery Solution | https://www.se.com/us/en/product/WULTRABAT-LB-S6 |  |  | 3PH&BATT ADV SER PLAN | Unknown | Advantage Service Plan for 3-Phase UPS | [5 empty] | 17085.00 | 17100.00 | 30515.00
| WULTRABAT-LB-S8 | (1) Year Advantage Ultra Service Plan for 8 Rack Type S Li-Ion Battery Solution | https://www.se.com/us/en/product/WULTRABAT-LB-S8 |  |  | 3PH&BATT ADV SER PLAN | Unknown | Advantage Service Plan for 3-Phase UPS | [5 empty] | 22180.00 | 22200.00 | 39615.00
| WULTRABAT-LB-S10 | (1) Year Advantage Ultra Service Plan for 10 Rack Type S Li-Ion Battery Solution | https://www.se.com/us/en/product/WULTRABAT-LB-S10 |  |  | 3PH&BATT ADV SER PLAN | Unknown | Advantage Service Plan for 3-Phase UPS | [5 empty] | 27270.00 | 27300.00 | 48705.00
| WULTRABAT-LB-S12 | (1) Year Advantage Ultra Service Plan for 12 Rack Type S Li-Ion Battery Solution | https://www.se.com/us/en/product/WULTRABAT-LB-S12 |  |  | 3PH&BATT ADV SER PLAN | Unknown | Advantage Service Plan for 3-Phase UPS | [5 empty] | 33825.00 | 33900.00 | 60415.00
| WULTRABAT-LB-S14 | (1) Year Advantage Ultra Service Plan for 14 Rack Type S Li-Ion Battery Solution | https://www.se.com/us/en/product/WULTRABAT-LB-S14 |  |  | 3PH&BATT ADV SER PLAN | Unknown | Advantage Service Plan for 3-Phase UPS | [5 empty] | 38920.00 | 39000.00 | 69515.00
| WULTRABAT-LB-S16 | (1) Year Advantage Ultra Service Plan for 16 Rack Type S Li-Ion Battery Solution | https://www.se.com/us/en/product/WULTRABAT-LB-S16 |  |  | 3PH&BATT ADV SER PLAN | Unknown | Advantage Service Plan for 3-Phase UPS | [5 empty] | 44010.00 | 44100.00 | 78610.00
| WULTRABAT-NX-A3 | 1 Year Advantage Ultra Service Plan for (1) External Battery Frame for Symmetra 250/500 kW | https://www.se.com/us/en/product/WULTRABAT-NX-A3 |  |  | Unknown | Unknown | Advantage Service Plan for 3-Phase UPS | [5 empty] | Call for Quote | Call for Quote | Call for Quote
| WULTRABAT-PX-A1 | (1) Year Advantage Ultra Service Plan for the Internal Batteries for (1) Symmetra PX 20-40k UPS | https://www.se.com/us/en/product/WULTRABAT-PX-A1 |  |  | Unknown | Unknown | Advantage Service Plan for 3-Phase UPS | [5 empty] | Call for Quote | Call for Quote | Call for Quote
| WULTRABAT-PX-A2 | (1) Year Advantage Ultra Service Plan for (1) Symmetra PX 40 External Battery Frame | https://www.se.com/us/en/product/WULTRABAT-PX-A2 |  |  | Unknown | Unknown | Advantage Service Plan for 3-Phase UPS | [5 empty] | Call for Quote | Call for Quote | Call for Quote
| WULTRABAT-PX-A3 | (1) Year Advantage Ultra Service Plan for (1) Symmetra PX 160 XR Frame | https://www.se.com/us/en/product/WULTRABAT-PX-A3 |  |  | Unknown | Unknown | Advantage Service Plan for 3-Phase UPS | [5 empty] | Call for Quote | Call for Quote | Call for Quote
| WULTRABAT-PX-B2 | (1) Year Advantage Ultra Service Plan for (1) Symmetra PX 80-100 kVA External Battery Frame | https://www.se.com/us/en/product/WULTRABAT-PX-B2 |  |  | Unknown | Unknown | Advantage Service Plan for 3-Phase UPS | [5 empty] | Call for Quote | Call for Quote | Call for Quote
| WULTRABAT-VL-00 | (1) Yr Advantage Ultra Plan for (1) Galaxy VL classic battery cabinets | https://www.se.com/us/en/product/WULTRABAT-VL-00 |  |  | Unknown | Unknown | Advantage Service Plan for 3-Phase UPS | [5 empty] | Call for Quote | Call for Quote | Call for Quote
| WULTRABAT-VM-00 | (1) Yr Advantage Ultra Plan for (1) Galaxy VM External Battery Frame | https://www.se.com/us/en/product/WULTRABAT-VM-00 |  |  | Unknown | Unknown | Advantage Service Plan for 3-Phase UPS | [5 empty] | Call for Quote | Call for Quote | Call for Quote
| WULTRABAT-VM-48 | (1) Yr Advantage Ultra Plan for (1) Galaxy Wide Modular Batt Frame with up to 48 batteries | https://www.se.com/us/en/product/WULTRABAT-VM-48 |  |  | Unknown | Unknown | Advantage Service Plan for 3-Phase UPS | [5 empty] | Call for Quote | Call for Quote | Call for Quote
| WULTRABAT-VS-00 | (1) Yr Advantage Ultra Plan for (1) Galaxy VS classic battery cabinets | https://www.se.com/us/en/product/WULTRABAT-VS-00 |  |  | Unknown | Unknown | Advantage Service Plan for 3-Phase UPS | [5 empty] | Call for Quote | Call for Quote | Call for Quote
| WULTRABAT-VSB-01 | (1) Yr Advantage Ultra Service Plan for (1) Galaxy VS Modular Batt Frame - up to 6 Batt Strings | https://www.se.com/us/en/product/WULTRABAT-VSB-01 |  |  | 3PH&BATT ADV SER PLAN | Unknown | Advantage Service Plan for 3-Phase UPS | [5 empty] | Call for Quote | Call for Quote | Call for Quote
| WULTRABAT-VSB-02 | (1) Yr Advantage Ultra Service Plan for (1) Galaxy VS Modular Batt Frame - up to 9 Batt Strings | https://www.se.com/us/en/product/WULTRABAT-VSB-02 |  |  | 3PH&BATT ADV SER PLAN | Unknown | Advantage Service Plan for 3-Phase UPS | [5 empty] | Call for Quote | Call for Quote | Call for Quote
| WULTRABAT-VX-00 | (1) Yr Advantage Ultra Plan for (1) Galaxy VX External Battery Frame | https://www.se.com/us/en/product/WULTRABAT-VX-00 |  |  | 3PH&BATT ADV SER PLAN | Unknown | Advantage Service Plan for 3-Phase UPS | [5 empty] | Call for Quote | Call for Quote | Call for Quote
| WUPG1PEAA-UG-01 | 1 Yr EAA Prevent Srvc Upgrade to FW or Existing Srvc Plan for (1) 1P UPS Up to 10kVA | https://www.se.com/us/en/product/WUPG1PEAA-UG-01 |  |  | ASSET ADV SP&C | Unknown | EcoStruxure Asset Advisor | [5 empty] | 114.00 | 149.99 | 213.00
| WUPG1PEAAPLS-UG-01 | 1 Yr EAA Plus Predict Upgrade to FW or Existing Srvc Plan for (1) 1P UPS Up to 10kVA | https://www.se.com/us/en/product/WUPG1PEAAPLS-UG-01 |  |  | ASSET ADV SP&C | Unknown | EcoStruxure Asset Advisor | [5 empty] | 220.00 | 279.99 | 413.00
| WUPG1YRFWOS-SPL-00 | 1 Year NBD On-site Service Upgrade to Factory Warranty for Li-Ion Smart-UPS | https://www.se.com/us/en/product/WUPG1YRFWOS-SPL-00 |  |  | SP POWER HBN WARR EXT | Unknown | Advantage Service Plan for 3-Phase UPS |  |  |  |  | 731304577799 | 604.00 | 879.00 | 1090.00
| WUPG2HR-AE-00 | 1 Year 2HR Response Upgrade to Existing Service Contract for (1) IAEC Cooling Product | https://www.se.com/us/en/product/WUPG2HR-AE-00 |  |  | SP COOL ADV SER PLAN | Unknown | Advantage Service Plan for 3-Phase UPS |  |  |  |  | 731304784067 | Call for Quote | Call for Quote | Call for Quote
| WUPG4HR-AE-00 | 1 Year 4HR Response Upgrade to Existing Service Contract for (1) IAEC Cooling Product | https://www.se.com/us/en/product/WUPG4HR-AE-00 |  |  | SP COOL ADV SER PLAN | Unknown | Advantage Service Plan for 3-Phase UPS | [5 empty] | 1265.00 | 1750.00 | 2165.00
| WUPG4HR-AX-00 | (1) Year 4 HR Response Upgrade to Existing Service Contract for (1) Cooling Product | https://www.se.com/us/en/product/WUPG4HR-AX-00 |  |  | SP COOL ADV SER PLAN | Unknown | Advantage Service Plan for 3-Phase UPS |  |  |  |  | 731304578949 | 674.00 | 939.00 | 1155.00
| WUPG4HR-UF-00 | (1) Year 4 HR Response Upgrade to Existing Service Contract for (1) Cooling Product | https://www.se.com/us/en/product/WUPG4HR-UF-00 |  |  | SP COOL ADV SER PLAN | Unknown | Advantage Service Plan for 3-Phase UPS | [5 empty] | 635.00 | 879.00 | 1090.00
| WUPG4HR-UG-01 | 1 Year 4HR 7X24 Response Upgrade to Factory Warranty or Existing Service Contract for up to 40 kVA | https://www.se.com/us/en/product/WUPG4HR-UG-01 |  |  | 3PH&BATT ADV SER PLAN | Unknown | Advantage Service Plan for 3-Phase UPS | [5 empty] | 627.00 | 869.00 | 1075.00
| WUPG4HR-UG-02 | 1 Year 4HR 7X24 Response Upgrade to Factor Warranty or Existing Service Contract for 41 to 150 kVA | https://www.se.com/us/en/product/WUPG4HR-UG-02 |  |  | 3PH&BATT ADV SER PLAN | Unknown | Advantage Service Plan for 3-Phase UPS |  |  |  |  | 731304579410 | 1285.00 | 1775.00 | 2205.00
| WUPG4HR-UG-03 | 1 Year 4HR 7X24 Response Upgrade to Factory Warranty or Existing Service Contract for 151 to 500 kVA | https://www.se.com/us/en/product/WUPG4HR-UG-03 |  |  | 3PH&BATT ADV SER PLAN | Unknown | Advantage Service Plan for 3-Phase UPS |  |  |  |  | 731304579533 | 1995.00 | 2775.00 | 3420.00
| WUPG4HR-UG-04 | 1 Year 4HR 7X24 Response Upgrd to Factory Warr or Existing Service Contract for 501 kVA or greater | https://www.se.com/us/en/product/WUPG4HR-UG-04 |  |  | 3PH&BATT ADV SER PLAN | Unknown | Advantage Service Plan for 3-Phase UPS | [5 empty] | 3120.00 | 4325.00 | 5345.00
| WUPG8HR7-AE-00 | (1) Year 8HR 7X24 Response Upgrade to Existing Service Contract for (1) IAEC Cooling Product | https://www.se.com/us/en/product/WUPG8HR7-AE-00 |  |  | SP COOL ADV SER PLAN | Unknown | Advantage Service Plan for 3-Phase UPS | [5 empty] | 1020.00 | 1425.00 | 1750.00
| WUPG8HR7-UF-00 | (1) Year 8HR Response Upgrade to Existing Service Contract for (1) Cooling Product | https://www.se.com/us/en/product/WUPG8HR7-UF-00 |  |  | SP COOL ADV SER PLAN | Unknown | Advantage Service Plan for 3-Phase UPS | [5 empty] | 434.00 | 599.00 | 744.00
| WUPG8HR7X24-AX-00 | 1 Year 8HR 7X24 Response Upgrade to Existing Service Contract for (1) Cooling Product | https://www.se.com/us/en/product/WUPG8HR7X24-AX-00 |  |  | SP COOL ADV SER PLAN | Unknown | Advantage Service Plan for 3-Phase UPS |  |  |  |  | 731304578932 | 457.00 | 639.00 | 783.00
| WUPG8HR7X24-UG-01 | 1 Year 8HR 7X24 Response Upgrade to Factory Warranty or Existing Service Contract for up to 40 kVA | https://www.se.com/us/en/product/WUPG8HR7X24-UG-01 |  |  | 3PH&BATT ADV SER PLAN | Unknown | Advantage Service Plan for 3-Phase UPS | [5 empty] | 548.00 | 759.00 | 938.00
| WUPG8HR7X24-UG-02 | 1 Year 8HR 7X24 Response Upgrade to Factory Warranty or Existing Service Contract for 41 to 150 kVA | https://www.se.com/us/en/product/WUPG8HR7X24-UG-02 |  |  | 3PH&BATT ADV SER PLAN | Unknown | Advantage Service Plan for 3-Phase UPS |  |  |  |  | 731304579427 | 1100.00 | 1525.00 | 1880.00
| WUPG8HR7X24-UG-03 | 1 Year 8HR 7X24 Response Upgrade to Factory Warranty or Existing Service Contract for 151 to 500 kVA | https://www.se.com/us/en/product/WUPG8HR7X24-UG-03 |  |  | 3PH&BATT ADV SER PLAN | Unknown | Advantage Service Plan for 3-Phase UPS |  |  |  |  | 731304579540 | 1550.00 | 2150.00 | 2650.00
| WUPG8HR7X24-UG-04 | 1 Year 8HR 7X24 Response Upgrade to Factory Warranty or Existing Service Contract for 501 kVA + | https://www.se.com/us/en/product/WUPG8HR7X24-UG-04 |  |  | 3PH&BATT ADV SER PLAN | Unknown | Advantage Service Plan for 3-Phase UPS | [5 empty] | 1890.00 | 2625.00 | 3235.00
| WUPGASSEM7-AX-00 | Scheduling Upgrade to 7X24 for (1) Existing Cooling Assembly Service | https://www.se.com/us/en/product/WUPGASSEM7-AX-00 |  |  | SP COOLING INSTALL | Unknown | Installation Services for Critical Power & Cooling |  |  |  |  | 731304578802 | 961.00 | 1400.00 | 1730.00
| WUPGASSEM7-LB-00 | Scheduling Upgrade 7X24 for Existing Assembly of (1) Lithium-Ion Battery Cabinet | https://www.se.com/us/en/product/WUPGASSEM7-LB-00 |  |  | SP POWER INSTALL | Unknown | Battery Replacement Services |  |  |  |  | 731304508021 | 698.00 | 1025.00 | 1260.00
| WUPGASSEM7-UG-00 | Scheduling Upgrade to 7X24 for Existing Symmetra PX or Rack Assembly Service | https://www.se.com/us/en/product/WUPGASSEM7-UG-00 |  |  | SP POWER INSTALL | Unknown | Installation Services for Critical Power & Cooling | [5 empty] | 233.00 | 339.99 | 420.00
| WUPGASSEM7-UG-01 | Scheduling Upgrade to 7X24 for Existing Assembly Service for up to 40 kVA UPS, Batt Frame or Netbotz | https://www.se.com/us/en/product/WUPGASSEM7-UG-01 |  |  | SP POWER INSTALL | Unknown | Installation Services for Critical Power & Cooling |  |  |  |  | 731304579922 | 370.00 | 539.00 | 666.00
| WUPGASSEM7-UG-02 | Scheduling Upgrade to 7X24 for Existing Assembly Service for 41 to 150 kVA | https://www.se.com/us/en/product/WUPGASSEM7-UG-02 |  |  | SP POWER INSTALL | Unknown | Installation Services for Critical Power & Cooling |  |  |  |  | 731304579809 | 768.00 | 1125.00 | 1385.00
| WUPGASSEM7-UG-03 | Scheduling Upgrade to 7X24 for Existing Assembly Service for 151 to 500 kVA | https://www.se.com/us/en/product/WUPGASSEM7-UG-03 |  |  | SP POWER INSTALL | Unknown | Installation Services for Critical Power & Cooling |  |  |  |  | 731304579816 | 1685.00 | 2450.00 | 3030.00
| WUPGASSEM7-UG-04 | Scheduling Upgrade to 7X24 for Existing Assembly Service for 501 kVA or greater | https://www.se.com/us/en/product/WUPGASSEM7-UG-04 |  |  | SP POWER INSTALL | Unknown | Installation Services for Critical Power & Cooling | [5 empty] | 1850.00 | 2700.00 | 3330.00
| WUPGBATRPL7-UP-02 | Scheduling Upgrade from 5X8 to 7X24 for Existing Battery Replacement Service - per battery | https://www.se.com/us/en/product/WUPGBATRPL7-UP-02 |  |  | 3PH&BATT ADV SER PLAN | Unknown | Battery Replacement Services |  |  |  |  | 731304779896 | 15.00 | 14.99 | 26.00
| WUPGBPMV7X24-UP-01 | Scheduling Upgrade to 7X24 for Existing Battery Preventive Maint | https://www.se.com/us/en/product/WUPGBPMV7X24-UP-01 |  |  | SP COOL ADV SER PLAN | Unknown | On-demand Services | [5 empty] | 5.80 | 8.00 | 9.90
| WUPGCAPRPL7-UG-01 | Scheduling Upgrade to 7X24 for Existing Capacitor Replacement Service for up to 40 kVA UPS | https://www.se.com/us/en/product/WUPGCAPRPL7-UG-01 |  |  | PROACTIVE SRV & INSP | Unknown | On-demand Services | [5 empty] | 882.00 | 889.00 | 1095.00
| WUPGCAPRPL7-UG-02 | Scheduling Upgrade to 7X24 for Existing Capacitor Replacement Service for 41 to 150 kVA | https://www.se.com/us/en/product/WUPGCAPRPL7-UG-02 |  |  | PROACTIVE SRV & INSP | Unknown | On-demand Services | [5 empty] | 1060.00 | 1075.00 | 1315.00
| WUPGCAPRPL7-UG-03 | Scheduling Upgrade to 7X24 for Existing Capacitor Replacement Service for 151 to 500 kVA | https://www.se.com/us/en/product/WUPGCAPRPL7-UG-03 |  |  | PROACTIVE SRV & INSP | Unknown | On-demand Services | [5 empty] | 1435.00 | 1450.00 | 1780.00
| WUPGCAPRPL7-UG-04 | Scheduling Upgrade to 7X24 for Existing Capacitor Replacement Service for 501 kVA or greater | https://www.se.com/us/en/product/WUPGCAPRPL7-UG-04 |  |  | PROACTIVE SRV & INSP | Unknown | On-demand Services | [5 empty] | 1900.00 | 1900.00 | 2355.00
| WUPGEAA-AX-00 | 1 Yr EAA Prevent Srvc Upgrade to FW or Existing Srvc Plan for (1) In Row Cooling Unit | https://www.se.com/us/en/product/WUPGEAA-AX-00 |  |  | ASSET ADV SP&C | Unknown | EcoStruxure Asset Advisor |  |  |  |  | 731304578963 | 147.00 | 189.99 | 275.00
| WUPGEAA-UF-00 | (1) Yr EAA Prevent Srvc Upgrade to FW or Existing Srvc Plan for (1) In Room Cooling Unit | https://www.se.com/us/en/product/WUPGEAA-UF-00 |  |  | ASSET ADV SP&C | Unknown | EcoStruxure Asset Advisor | [5 empty] | 147.00 | 189.99 | 275.00
| WUPGEAA-UG-01 | 1Yr EAA Prev Srvc Upgrd to FW or Exstng Srvc Plan - (1) 1or3P UPS 10 - 40kVA, Batt Frm, PDU or Acc. | https://www.se.com/us/en/product/WUPGEAA-UG-01 |  |  | ASSET ADV SP&C | Unknown | EcoStruxure Asset Advisor | [5 empty] | 129.00 | 169.99 | 242.00
| WUPGEAA-UG-02 | 1 Yr EAA Prevent Srvc Upgrade to FW or Existing Srvc Plan for (1) 3P UPS 41 to 150kVA | https://www.se.com/us/en/product/WUPGEAA-UG-02 |  |  | ASSET ADV SP&C | Unknown | EcoStruxure Asset Advisor | [5 empty] | 147.00 | 189.99 | 275.00
| WUPGEAA-UG-03 | 1 Yr EAA Prevent Srvc Upgrade to FW or Existing Srvc Plan for (1) 3P UPS 151 to 500kVA | https://www.se.com/us/en/product/WUPGEAA-UG-03 |  |  | ASSET ADV SP&C | Unknown | EcoStruxure Asset Advisor | [5 empty] | 160.00 | 199.99 | 299.00
| WUPGEAA-UG-04 | 1 Yr EAA Prevent Srvc Upgrade to FW or Existing Srvc Plan for (1) 3P UPS 501kVA or Greater | https://www.se.com/us/en/product/WUPGEAA-UG-04 |  |  | ASSET ADV SP&C | Unknown | EcoStruxure Asset Advisor | [5 empty] | 160.00 | 199.99 | 299.00
| WUPGEAAC-UF-00 | 1 Yr EAA Prevent Srvc Upgrade to FW or Existing Srvc Plan for (1) Chiller | https://www.se.com/us/en/product/WUPGEAAC-UF-00 |  |  | ASSET ADV SP&C | Unknown | EcoStruxure Asset Advisor | [5 empty] | 158.00 | 199.99 | 296.00
| WUPGEAAPLUS-AX-00 | 1 Yr EAA Plus Predict Upgrade to FW or Existing Srvc Plan for (1) In Row Cooling Unit | https://www.se.com/us/en/product/WUPGEAAPLUS-AX-00 |  |  | ASSET ADV SP&C | Unknown | EcoStruxure Asset Advisor | [5 empty] | 238.00 | 299.99 | 446.00
| WUPGEAAPLUS-UF-00 | 1 Yr EAA Plus Predict Upgrade to FW or Existing Srvc Plan for (1) In Room Cooling Unit | https://www.se.com/us/en/product/WUPGEAAPLUS-UF-00 |  |  | ASSET ADV SP&C | Unknown | EcoStruxure Asset Advisor | [5 empty] | 238.00 | 299.99 | 446.00
| WUPGEAAPLUS-UG-01 | 1 Yr EAA Plus Pred. Upgd - FW or Exstng Srvc Plan for (1) 1or3P UPS 10 - 40kVA, Bat Frm, PDU or Acc. | https://www.se.com/us/en/product/WUPGEAAPLUS-UG-01 |  |  | ASSET ADV SP&C | Unknown | EcoStruxure Asset Advisor | [5 empty] | 307.00 | 389.99 | 575.00
| WUPGEAAPLUS-UG-02 | 1 Yr EAA Plus Predict Upgrade to FW or Existing Srvc Plan for (1) 3P UPS 41 to 150kVA | https://www.se.com/us/en/product/WUPGEAAPLUS-UG-02 |  |  | ASSET ADV SP&C | Unknown | EcoStruxure Asset Advisor | [5 empty] | 354.00 | 449.00 | 663.00
| WUPGEAAPLUS-UG-03 | 1 Yr EAA Plus Predict Upgrade to FW or Existing Srvc Plan for (1) 3P UPS 151 to 500kVA | https://www.se.com/us/en/product/WUPGEAAPLUS-UG-03 |  |  | ASSET ADV SP&C | Unknown | EcoStruxure Asset Advisor | [5 empty] | 382.00 | 479.00 | 716.00
| WUPGEAAPLUS-UG-04 | 1 Yr EAA Plus Predict Upgrade to FW or Existing Srvc Plan for (1) 3P UPS 501kVA or Greater | https://www.se.com/us/en/product/WUPGEAAPLUS-UG-04 |  |  | ASSET ADV SP&C | Unknown | EcoStruxure Asset Advisor | [5 empty] | 382.00 | 479.00 | 716.00
| WUPGEAAPLUSC-UF-00 | 1 Yr EAA Plus Predict Upgrade to FW or Existing Srvc Plan for (1) Chiller | https://www.se.com/us/en/product/WUPGEAAPLUSC-UF-00 |  |  | ASSET ADV SP&C | Unknown | EcoStruxure Asset Advisor | [5 empty] | 257.00 | 329.99 | 482.00
| WUPGFWOS-AX-00 | (1) Yr Next Business Day Onsite Service Upgrade to Factory Warranty | https://www.se.com/us/en/product/WUPGFWOS-AX-00 |  |  | SP COOL ADV SER PLAN | Unknown | Advantage Service Plan for 3-Phase UPS | [5 empty] | 948.00 | 1325.00 | 1625.00
| WUPGMBRS7X24-LX-01 | Scheduling Upgrade to 7X24 for MBRS up to 40 kVA UPS | https://www.se.com/us/en/product/WUPGMBRS7X24-LX-01 |  |  | SP POWER WMBRS | Unknown | Battery Replacement Services |  |  |  |  | 731304622406 | 511.00 | 519.00 | 634.00
| WUPGMBRS7X24-LX-02 | Scheduling Upgrade to 7X24 for MBRS for 41 to 150 kVA UPS | https://www.se.com/us/en/product/WUPGMBRS7X24-LX-02 |  |  | SP POWER WMBRS | Unknown | Battery Replacement Services |  |  |  |  | 731304622413 | 670.00 | 679.00 | 832.00
| WUPGMBRS7X24-LX-03 | Scheduling Upgrade to 7X24 for MBRS for 151 to 500 kVA UPS | https://www.se.com/us/en/product/WUPGMBRS7X24-LX-03 |  |  | SP POWER WMBRS | Unknown | Battery Replacement Services |  |  |  |  | 731304622420 | 902.00 | 909.00 | 1120.00
| WUPGMBRS7X24-LX-04 | Scheduling Upgrade to 7X24 for MBRS for 501 kVA or greater | https://www.se.com/us/en/product/WUPGMBRS7X24-LX-04 |  |  | SP POWER WMBRS | Unknown | Battery Replacement Services |  |  |  |  | 731304622437 | 1150.00 | 1150.00 | 1430.00
| WUPGMBRS7X24-MB-00 | Scheduling Upgrade to 7X24 for MBRS | https://www.se.com/us/en/product/WUPGMBRS7X24-MB-00 |  |  | SP POWER WMBRS | Unknown | Battery Replacement Services | [5 empty] | Call for Quote | Call for Quote | Call for Quote
| WUPGMBRS7X24-NX-01 | Scheduling Upgrade to 7X24 for MBRS up to 40 kVA UPS | https://www.se.com/us/en/product/WUPGMBRS7X24-NX-01 |  |  | SP POWER WMBRS | Unknown | Battery Replacement Services |  |  |  |  | 731304622444 | 915.00 | 919.00 | 1140.00
| WUPGMBRS7X24-NX-02 | Scheduling Upgrade to 7X24 for MBRS for 41 to 150 kVA UPS | https://www.se.com/us/en/product/WUPGMBRS7X24-NX-02 |  |  | SP POWER WMBRS | Unknown | Battery Replacement Services |  |  |  |  | 731304622451 | 1105.00 | 1125.00 | 1375.00
| WUPGMBRS7X24-NX-03 | Scheduling Upgrade to 7X24 for MBRS for 151 to 500 kVA UPS | https://www.se.com/us/en/product/WUPGMBRS7X24-NX-03 |  |  | SP POWER WMBRS | Unknown | Battery Replacement Services |  |  |  |  | 731304622468 | 1560.00 | 1575.00 | 1935.00
| WUPGMBRS7X24-NX-04 | Scheduling Upgrade to 7X24 for MBRS for 501 kVA or greater | https://www.se.com/us/en/product/WUPGMBRS7X24-NX-04 |  |  | SP POWER WMBRS | Unknown | Battery Replacement Services |  |  |  |  | 731304622475 | 1990.00 | 2000.00 | 2465.00
| WUPGMBRS7X24-PX-01 | Scheduling Upgrade to 7X24 for MBRS up to 40 kVA UPS | https://www.se.com/us/en/product/WUPGMBRS7X24-PX-01 |  |  | SP POWER WMBRS | Unknown | Battery Replacement Services |  |  |  |  | 731304622369 | 627.00 | 629.00 | 778.00
| WUPGMBRS7X24-PX-02 | Scheduling Upgrade to 7X24 for MBRS for 41 to 150 kVA UPS | https://www.se.com/us/en/product/WUPGMBRS7X24-PX-02 |  |  | SP POWER WMBRS | Unknown | Battery Replacement Services |  |  |  |  | 731304622376 | 815.00 | 819.00 | 1015.00
| WUPGMBRS7X24-PX-03 | Scheduling Upgrade to 7X24 for MBRS for 151 to 500 kVA UPS | https://www.se.com/us/en/product/WUPGMBRS7X24-PX-03 |  |  | SP POWER WMBRS | Unknown | Battery Replacement Services |  |  |  |  | 731304622383 | 1270.00 | 1275.00 | 1575.00
| WUPGMBRS7X24-PX-04 | Scheduling Upgrade to 7X24 for MBRS for 501 kVA or greater | https://www.se.com/us/en/product/WUPGMBRS7X24-PX-04 |  |  | SP POWER WMBRS | Unknown | Battery Replacement Services |  |  |  |  | 731304622390 | 1700.00 | 1700.00 | 2105.00
| WUPGMPMV5X8-AX-00 | Upgrade to provide Monthly 5X8 Preventive Maintenance Visits AX-00 | https://www.se.com/us/en/product/WUPGMPMV5X8-AX-00 |  |  | SP COOL ADV SER PLAN | Unknown | On-demand Services |  |  |  |  | 731304579007 | 5430.00 | 7500.00 | 9305.00
| WUPGMPMV7X24-AX-00 | 7X24 Scheduling Upgrade from Existing Monthly Preventive Maintenance Service | https://www.se.com/us/en/product/WUPGMPMV7X24-AX-00 |  |  | SP COOL ADV SER PLAN | Unknown | On-demand Services |  |  |  |  | 731304579014 | 8145.00 | 11300.00 | 13960.00
| WUPGMPRS7X24-MP-01 | Scheduling Upgrade to 7X24 for MPRS up to 40 kVA UPS | https://www.se.com/us/en/product/WUPGMPRS7X24-MP-01 |  |  | SP POWER MPRS | Unknown | Battery Replacement Services |  |  |  |  | 731304622482 | 864.00 | 1150.00 | 1540.00
| WUPGMPRS7X24-MP-02 | Scheduling Upgrade to 7X24 for MPRS for 41 to 150 kVA UPS | https://www.se.com/us/en/product/WUPGMPRS7X24-MP-02 |  |  | SP POWER MPRS | Unknown | Battery Replacement Services |  |  |  |  | 731304622499 | 1030.00 | 1375.00 | 1835.00
| WUPGMPRS7X24-MP-03 | Scheduling Upgrade to 7X24 for MPRS for 151 to 500 kVA UPS | https://www.se.com/us/en/product/WUPGMPRS7X24-MP-03 |  |  | SP POWER MPRS | Unknown | Battery Replacement Services |  |  |  |  | 731304622505 | 1570.00 | 2075.00 | 2795.00
| WUPGMPRS7X24-MP-04 | Scheduling Upgrade to 7X24 for MPRS for 501 kVA or greater | https://www.se.com/us/en/product/WUPGMPRS7X24-MP-04 |  |  | SP POWER MPRS | Unknown | Battery Replacement Services |  |  |  |  | 731304622512 | 2140.00 | 2825.00 | 3810.00
| WUPGONSITEFW-SB-00 | (1) YR NBD On-site Service Upgrade to Factory Warrenty | https://www.se.com/us/en/product/WUPGONSITEFW-SB-00 |  |  | 3PH&BATT ADV SER PLAN | Unknown | Advantage Service Plan for 3-Phase UPS | [5 empty] | 549.00 | 759.00 | 940.00
| WUPGONSITEFW-SY-00 | (1) YR NBD On-Site Service Upgrade to Factory Warranty | https://www.se.com/us/en/product/WUPGONSITEFW-SY-00 |  |  | 3PH&BATT ADV SER PLAN | Unknown | Advantage Service Plan for 3-Phase UPS | [5 empty] | 646.00 | 899.00 | 1110.00
| WUPGPCAVCOL7-UG-01 | Sched Upgrd to 7X24 to Existing PCAV for 1-ACSC, 300-600mm ACRC or ACRPCW Mod | https://www.se.com/us/en/product/WUPGPCAVCOL7-UG-01 |  |  | Unknown | Unknown | On-demand Services |  |  |  |  | 731304779391 | 425.00 | 589.00 | 728.00
| WUPGPCAVCOL7-UG-02 | Sched Upgrd to 7X24 to Existing PCAV for 1- 300-600mm ACRD, ACRPDX, AMDX, CW, LECW or UFLEDX to 50kW | https://www.se.com/us/en/product/WUPGPCAVCOL7-UG-02 |  |  | Unknown | Unknown | On-demand Services |  |  |  |  | 731304779407 | 475.00 | 659.00 | 814.00
| WUPGPCAVCOL7-UG-03 | Sched Upgrd to 7X24 to Existing PCAV for 1 - UFLEDX Model over 50kW | https://www.se.com/us/en/product/WUPGPCAVCOL7-UG-03 |  |  | Unknown | Unknown | On-demand Services |  |  |  |  | 731304779414 | 583.00 | 809.00 | 999.00
| WUPGPCAVUPS7-UG-01 | Scheduling Upgrade to 7X24 for Existing PCAV for up to 40 kVA UPS | https://www.se.com/us/en/product/WUPGPCAVUPS7-UG-01 |  |  | Unknown | Unknown | On-demand Services |  |  |  |  | 731304779421 | 475.00 | 659.00 | 814.00
| WUPGPCAVUPS7-UG-02 | Scheduling Upgrade to 7X24 for Existing PCAV for 41 to 150 kVA UPS | https://www.se.com/us/en/product/WUPGPCAVUPS7-UG-02 |  |  | Unknown | Unknown | On-demand Services |  |  |  |  | 731304779438 | 475.00 | 659.00 | 814.00
| WUPGPCAVUPS7-UG-03 | Scheduling Upgrade to 7X24 for Existing PCAV for 151 to 500 kVA UPS | https://www.se.com/us/en/product/WUPGPCAVUPS7-UG-03 |  |  | Unknown | Unknown | On-demand Services |  |  |  |  | 731304779445 | 583.00 | 809.00 | 999.00
| WUPGPCAVUPS7-UG-04 | Scheduling Upgrade to 7X24 for Existing PCAV for 501 kVA or greater UPS | https://www.se.com/us/en/product/WUPGPCAVUPS7-UG-04 |  |  | Unknown | Unknown | On-demand Services |  |  |  |  | 731304779452 | 583.00 | 809.00 | 999.00
| WUPGPMV5X8-LQ-01 | (1) Annual PM 5X8 - Upgrade for (1) CDU | https://www.se.com/us/en/product/WUPGPMV5X8-LQ-01 |  |  | SP COOL ADV SER PLAN | Unknown | On-demand Services |  |  |  |  | 731304771340 | 3225.00 | 4450.00 | 5525.00
| WUPGPMV7-LB-00 | Scheduling Upgrade 7X24 for Existing Preventive Maintenance of (1) Lithium-Ion Battery Cabinet | https://www.se.com/us/en/product/WUPGPMV7-LB-00 |  |  | Unknown | Unknown | Advantage Service Plan for 3-Phase UPS |  |  |  |  | 731304508014 | 278.00 | 389.99 | 476.00
| WUPGPMV7-UF-00 | Upgrade to provide 7X24 Scheduling for Existing CoolUp Factory Re-Commissioning Visit | https://www.se.com/us/en/product/WUPGPMV7-UF-00 |  |  | SP COOL ADV SER PLAN | Unknown | On-demand Services | [5 empty] | 445.00 | 619.00 | 762.00
| WUPGPMV7X24-AX-00 | 7X24 Scheduling Upgrade from Existing Preventive Maintenance Service | https://www.se.com/us/en/product/WUPGPMV7X24-AX-00 |  |  | SP COOL ADV SER PLAN | Unknown | On-demand Services |  |  |  |  | 731304578970 | 441.00 | 609.00 | 756.00
| WUPGPMV7X24-UG-01 | Scheduling Upgrade to 7X24 for Existing PM or Addnl PM Visit for up to 40 kVA UPS | https://www.se.com/us/en/product/WUPGPMV7X24-UG-01 |  |  | Unknown | Unknown | On-demand Services | [5 empty] | 410.00 | 569.00 | 702.00
| WUPGPMV7X24-UG-02 | Scheduling Upgrade to 7X24 for Existing PM or Addnl PM Visit for 41 to 150 kVA | https://www.se.com/us/en/product/WUPGPMV7X24-UG-02 |  |  | Unknown | Unknown | On-demand Services |  |  |  |  | 731304579687 | 564.00 | 779.00 | 967.00
| WUPGPMV7X24-UG-03 | Scheduling Upgrade to 7X24 for Existing PM or Addnl PM Visit for 151 to 500 kVA | https://www.se.com/us/en/product/WUPGPMV7X24-UG-03 |  |  | Unknown | Unknown | On-demand Services |  |  |  |  | 731304579748 | 877.00 | 1225.00 | 1505.00
| WUPGPMV7X24-UG-04 | Scheduling Upgrade to 7X24 for Existing PM or Addnl PM Visit for 501 kVA or greater | https://www.se.com/us/en/product/WUPGPMV7X24-UG-04 |  |  | Unknown | Unknown | On-demand Services |  |  |  |  | 731304780885 | 1085.00 | 1500.00 | 1860.00
| WUPGQPMV5-AE-25 | Upgrade from Semi-Annual 5x8 PM to Quarterly 5X8 for (1) IAEC25 250Kw Cooling Unit | https://www.se.com/us/en/product/WUPGQPMV5-AE-25 |  |  | SP COOL ADV SER PLAN | Unknown | On-demand Services | [5 empty] | 1705.00 | 2375.00 | 2920.00
| WUPGQPMV5-AE-50 | Upgrade from Semi-Annual 5x8 PM to Quarterly 5X8 for (1) IAEC50 500Kw Cooling Unit | https://www.se.com/us/en/product/WUPGQPMV5-AE-50 |  |  | SP COOL ADV SER PLAN | Unknown | On-demand Services | [5 empty] | 2005.00 | 2775.00 | 3430.00
| WUPGQPMV5-UF-00 | Upgrade to provide Quarterly 5X8 Preventive Maintenance Visits | https://www.se.com/us/en/product/WUPGQPMV5-UF-00 |  |  | SP COOL ADV SER PLAN | Unknown | On-demand Services | [5 empty] | 1120.00 | 1550.00 | 1920.00
| WUPGQPMV5X8-AX-00 | Upgrade to provide Quarterly 5X8 Preventive Maintenance Visits | https://www.se.com/us/en/product/WUPGQPMV5X8-AX-00 |  |  | SP COOL ADV SER PLAN | Unknown | On-demand Services |  |  |  |  | 731304578987 | 1090.00 | 1525.00 | 1865.00
| WUPGQPMV7-AE-25 | Upgrade from Semi-Annual 5X8 PM to Quarterly 7X24 for (1) IAEC25 250Kw Cooling Unit | https://www.se.com/us/en/product/WUPGQPMV7-AE-25 |  |  | SP COOL ADV SER PLAN | Unknown | On-demand Services | [5 empty] | 3235.00 | 4475.00 | 5545.00
| WUPGQPMV7-AE-50 | Upgrade from Semi-Annual 5X8 PM to Quarterly 7X24 for (1) IAEC50 500Kw Cooling Unit | https://www.se.com/us/en/product/WUPGQPMV7-AE-50 |  |  | SP COOL ADV SER PLAN | Unknown | On-demand Services | [5 empty] | 4145.00 | 5725.00 | 7100.00
| WUPGQPMV7-UF-00 | Upgrade to provide Quarterly 7X24 Preventive Maintenance Visits | https://www.se.com/us/en/product/WUPGQPMV7-UF-00 |  |  | SP COOL ADV SER PLAN | Unknown | On-demand Services | [5 empty] | 1730.00 | 2400.00 | 2965.00
| WUPGQPMV7X24-AX-00 | 7X24 Scheduling Upgrade from Existing Quarterly Preventive Maintenance Service | https://www.se.com/us/en/product/WUPGQPMV7X24-AX-00 |  |  | SP COOL ADV SER PLAN | Unknown | On-demand Services |  |  |  |  | 731304578994 | 1680.00 | 2325.00 | 2880.00
| WUPGSIV7X24-UG-01 | Scheduling Upgrade to 7X24 for Existing Site Inspection Visit for up to 40 kVA UPS | https://www.se.com/us/en/product/WUPGSIV7X24-UG-01 |  |  | PROACTIVE SRV & INSP | Unknown | On-demand Services | [5 empty] | 391.00 | 549.00 | 670.00
| WUPGSIV7X24-UG-02 | Scheduling Upgrade to 7X24 for Existing Site Inspection Visit for 41 to 150 kVA | https://www.se.com/us/en/product/WUPGSIV7X24-UG-02 |  |  | PROACTIVE SRV & INSP | Unknown | On-demand Services | [5 empty] | 583.00 | 809.00 | 999.00
| WUPGSIV7X24-UG-03 | Scheduling Upgrade to 7X24 for Existing Site Inspection Visit for 151 to 500 kVA | https://www.se.com/us/en/product/WUPGSIV7X24-UG-03 |  |  | PROACTIVE SRV & INSP | Unknown | On-demand Services | [5 empty] | 679.00 | 939.00 | 1165.00
| WUPGSIV7X24-UG-04 | Scheduling Upgrade to 7X24 for Existing Site Inspection Visit for 501 kVA or greater | https://www.se.com/us/en/product/WUPGSIV7X24-UG-04 |  |  | PROACTIVE SRV & INSP | Unknown | On-demand Services | [5 empty] | 776.00 | 1075.00 | 1335.00
| WUPGSPMV7-AE-25 | Upgrade from Semi-Annual 5X8 PM to 7X24 for (1) IAEC25 250Kw Cooling Unit | https://www.se.com/us/en/product/WUPGSPMV7-AE-25 |  |  | SP COOL ADV SER PLAN | Unknown | On-demand Services | [5 empty] | 924.00 | 1300.00 | 1585.00
| WUPGSPMV7-AE-50 | Upgrade from Semi-Annual 5X8 PM to 7X24 for (1) IAEC50 500Kw Cooling Unit | https://www.se.com/us/en/product/WUPGSPMV7-AE-50 |  |  | SP COOL ADV SER PLAN | Unknown | On-demand Services | [5 empty] | 1305.00 | 1800.00 | 2235.00
| WUPGSPMV7-UF-00 | Upgrade to provide Semi-Annual 7X24 Preventive Maintenance Visits | https://www.se.com/us/en/product/WUPGSPMV7-UF-00 |  |  | SP COOL ADV SER PLAN | Unknown | On-demand Services | [5 empty] | 840.00 | 1175.00 | 1440.00
| WUPGSTRTUP7-LB-00 | Scheduling Upgrade 7X24 for Existing Start-Up of (1) Lithium-Ion Battery Cabinet | https://www.se.com/us/en/product/WUPGSTRTUP7-LB-00 |  |  | SP POWER INSTALL | Unknown | Battery Replacement Services |  |  |  |  | 731304508038 | 527.00 | 769.00 | 949.00
| WUPGSTRTUP7-UG-01 | Scheduling Upgrade to 7X24 for Existing Startup Service for up to 40 kVA UPS or Battery Frame | https://www.se.com/us/en/product/WUPGSTRTUP7-UG-01 |  |  | SP POWER INSTALL | Unknown | Installation Services for Critical Power & Cooling | [5 empty] | 968.00 | 1425.00 | 1745.00
| WUPGSTRTUP7-UG-02 | Scheduling Upgrade to 7X24 for Existing Startup Service for 41 to 150 kVA | https://www.se.com/us/en/product/WUPGSTRTUP7-UG-02 |  |  | SP POWER INSTALL | Unknown | Installation Services for Critical Power & Cooling |  |  |  |  | 731304579373 | 1155.00 | 1675.00 | 2075.00
| WUPGSTRTUP7-UG-03 | Scheduling Upgrade to 7X24 for Existing Startup Service for 151 to 500 kVA | https://www.se.com/us/en/product/WUPGSTRTUP7-UG-03 |  |  | SP POWER INSTALL | Unknown | Installation Services for Critical Power & Cooling |  |  |  |  | 731304579380 | 1760.00 | 2550.00 | 3165.00
| WUPGSTRTUP7-UG-04 | Scheduling Upgrade to 7X24 for Existing Startup Service for 501 kVA or greater | https://www.se.com/us/en/product/WUPGSTRTUP7-UG-04 |  |  | SP POWER INSTALL | Unknown | Installation Services for Critical Power & Cooling | [5 empty] | 2395.00 | 3475.00 | 4310.00
| WUPGSTUP7-UF-00 | Scheduling Upgrade to 7X24 | https://www.se.com/us/en/product/WUPGSTUP7-UF-00 |  |  | SP COOLING INSTALL | Unknown | Installation Services for Critical Power & Cooling | [5 empty] | 584.00 | 849.00 | 1055.00
| WVL200-500K-SPL2 | WVL200-500 Spare Part Kit Level 2 Includes Comprehensive Spares Parts | https://www.se.com/us/en/product/WVL200-500K-SPL2 |  |  | SPARES 3PH | Unknown | Galaxy VL |  |  |  |  | 731304434733 | 24410.00 | 25700.00 | 46250.00
| WVM27KPB-L3 | Galaxy VM 27kVA Power Block set - Spare parts Level 3 | https://www.se.com/us/en/product/WVM27KPB-L3 |  |  | SPARES 3PH | Unknown | Galaxy VM | 160.10(kilos) 353.01(lbs) | 25.98x25.98x25.98(in) 66.00x66.00x66.00(cent) |  |  | 731304315223 | 30465.00 | 32100.00 | 57720.00
| WVM40KPB-L3 | Galaxy VM 40kVA Power Block set - Spare parts Level 3 | https://www.se.com/us/en/product/WVM40KPB-L3 |  |  | SPARES 3PH | Unknown | Galaxy VM | 162.64(kilos) 358.61(lbs) | 25.98x25.98x25.98(in) 66.00x66.00x66.00(cent) |  |  | 731304315230 | 34420.00 | 36300.00 | 65215.00
| WVM225K-L1 | Galaxy VM 27/225kVA Emergency set - Spare parts Level 1 | https://www.se.com/us/en/product/WVM225K-L1 |  |  | SPARES 3PH | Unknown | Galaxy VM | 34.28(kilos) 75.58(lbs) | 25.98x25.98x25.98(in) 66.00x66.00x66.00(cent) |  |  | 731304315209 | 1215.00 | 1300.00 | 2300.00
| WVM225K-L2 | Galaxy VM 27/225kVA Support set - Spare parts Level 2 | https://www.se.com/us/en/product/WVM225K-L2 |  |  | SPARES 3PH | Unknown | Galaxy VM | 53.72(kilos) 118.46(lbs) | 25.98x25.98x25.98(in) 66.00x66.00x66.00(cent) |  |  | 731304315216 | 8555.00 | 9025.00 | 16205.00
| WVX750KG-SPL1 | Galaxy VX 500/625/750kW Spare Part Kit Level 1 | https://www.se.com/us/en/product/WVX750KG-SPL1 |  |  | SPARES 3PH | Unknown | Galaxy VX | 0.01(kilos) 0.02(lbs) |  |  |  | 731304335436 | 7040.00 | 7425.00 | 13340.00
| WVX750KG-SPL2 | Galaxy VX 500/625/750kW Spare Part Kit Level 2 | https://www.se.com/us/en/product/WVX750KG-SPL2 |  |  | SPARES 3PH | Unknown | Galaxy VX | 0.01(kilos) 0.02(lbs) |  |  |  | 731304572671 | 16735.00 | 17700.00 | 31705.00
| WVX750KG-SPL3 | Galaxy VX 500/625/750kW Spare Part Kit Level 3 | https://www.se.com/us/en/product/WVX750KG-SPL3 |  |  | SPARES 3PH | Unknown | Galaxy VX | 94.80(kilos) 209.04(lbs) | 39.37x39.37x39.37(in) 100.00x100.00x100.00(cent) |  |  | 731304572688 | 37905.00 | 39900.00 | 71815.00
| WVX1000K-SPL1 | GVX1000 Spare Parts Kit Level 1 | https://www.se.com/us/en/product/WVX1000K-SPL1 |  |  | SPARES 3PH | Unknown | Galaxy VX |  |  |  |  | 731304572626 | 6110.00 | 6450.00 | 11575.00
| WVX1000K-SPL2 | GVX1000 Spare Parts Kit Level 2 | https://www.se.com/us/en/product/WVX1000K-SPL2 |  |  | SPARES 3PH | Unknown | Galaxy VX | 21.91(kilos) 48.31(lbs) | 23.62x43.31x43.31(in) 60.00x110.00x110.00(cent) |  |  | 731304572633 | 16085.00 | 17000.00 | 30475.00
| WVX1000K-SPL3 | GVX1000 Spare Parts Kit Level 3 | https://www.se.com/us/en/product/WVX1000K-SPL3 |  |  | SPARES 3PH | Unknown | Galaxy VX | 9.96(kilos) 21.96(lbs) | 3.94x3.94x3.94(in) 10.00x10.00x10.00(cent) |  |  | 731304572640 | 36690.00 | 38700.00 | 69515.00
| WVX1250-SPL2 | Galaxy VX 1250kW spare part kit Level 2 | https://www.se.com/us/en/product/WVX1250-SPL2 |  |  | SPARES 3PH | Unknown | Galaxy VX |  |  |  |  | 731304437826 | 16815.00 | 17700.00 | 31860.00
| WVX1500K-SPL1 | Galaxy VX 1250/1500kW spare part kit Level 1 | https://www.se.com/us/en/product/WVX1500K-SPL1 |  |  | SPARES 3PH | Unknown | Galaxy VX | 4.89(kilos) 10.78(lbs) | 49.49x15.59x33.50(in) 125.70x39.60x85.10(cent) |  |  | 731304572657 | 8630.00 | 9100.00 | 16350.00
| WVX1500K-SPL3 | Galaxy VX 1250/1500kVA Spare Part Kit Level 3 | https://www.se.com/us/en/product/WVX1500K-SPL3 |  |  | SPARES 3PH | Unknown | Galaxy VX | 73.23(kilos) 161.48(lbs) | 20.39x40.98x25.63(in) 51.80x104.10x65.10(cent) |  |  | 731304572664 | 36355.00 | 38300.00 | 68885.00
UPS Replacement Batteries >> Uninterruptible Power Supply (UPS) | APCRBC88 | APC Replacement Battery Cartridge #88 | https://www.se.com/us/en/product/APCRBC88 |  |  | REPLACEMENT BATTERIES | Uninterruptible Power Supply (UPS) | APC Replacement Battery Cartridges | 11.82(kilos) 26.06(lbs) | 7.13x12.87x23.74(in) 18.10x32.70x60.30(cent) |  |  | 731304300038 | 411.00 | 469.00 | 704.00
| APCRBC105 | APC Replacement Battery Cartridge #105 | https://www.se.com/us/en/product/APCRBC105 |  |  | REPLACEMENT BATTERIES | Uninterruptible Power Supply (UPS) | APC Replacement Battery Cartridges | 26.36(kilos) 58.12(lbs) | 10.98x29.02x12.24(in) 27.90x73.70x31.10(cent) | 6 |  | 731304248729 | 494.00 | 569.00 | 846.00
| APCRBC106 | APC Replacement Battery Cartridge #106 | https://www.se.com/us/en/product/APCRBC106 |  |  | REPLACEMENT BATTERIES | Uninterruptible Power Supply (UPS) | APC Replacement Battery Cartridges | 2.77(kilos) 6.11(lbs) | 3.50x8.39x6.89(in) 8.90x21.30x17.50(cent) |  |  | 731304244400 | 71.00 | 89.99 | 122.00
| APCRBC107 | APC Replacement Battery Cartridge J15 | https://www.se.com/us/en/product/APCRBC107 |  |  | REPLACEMENT BATTERIES | Uninterruptible Power Supply (UPS) | APC Replacement Battery Cartridges | 5.30(kilos) 11.69(lbs) | 16.42x10.51x8.50(in) 41.70x26.70x21.60(cent) |  |  | 731304238492 | 287.00 | 329.99 | 492.00
| APCRBC108 | APC Replacement Battery Cartridge J10 | https://www.se.com/us/en/product/APCRBC108 |  |  | REPLACEMENT BATTERIES | Uninterruptible Power Supply (UPS) | APC Replacement Battery Cartridges | 5.30(kilos) 11.69(lbs) | 16.42x10.51x8.50(in) 41.70x26.70x21.60(cent) |  |  | 731304238478 | 237.00 | 279.99 | 406.00
| APCRBC109 | APC Replacement Battery Cartridge #109 | https://www.se.com/us/en/product/APCRBC109 |  |  | REPLACEMENT BATTERIES | Uninterruptible Power Supply (UPS) | APC Replacement Battery Cartridges | 6.14(kilos) 13.54(lbs) | 12.01x9.02x4.02(in) 30.50x22.90x10.20(cent) |  |  | 731304243564 | 137.00 | 159.99 | 234.00
| APCRBC110 | APC Replacement Battery Cartridge #110 | https://www.se.com/us/en/product/APCRBC110 |  |  | REPLACEMENT BATTERIES | Uninterruptible Power Supply (UPS) | APC Replacement Battery Cartridges | 2.34(kilos) 5.15(lbs) | 3.23x8.27x6.89(in) 8.20x21.00x17.50(cent) | 150 |  | 731304248217 | 71.00 | 89.99 | 122.00
| APCRBC113 | APC Replacement Battery Cartridge #113 | https://www.se.com/us/en/product/APCRBC113 |  |  | REPLACEMENT BATTERIES | Uninterruptible Power Supply (UPS) | APC Replacement Battery Cartridges | 7.00(kilos) 15.44(lbs) | 5.51x8.27x6.73(in) 14.00x21.00x17.10(cent) |  |  | 731304260042 | 78.00 | 89.99 | 133.00
| APCRBC114 | APC Replacement Battery Cartridge #114 | https://www.se.com/us/en/product/APCRBC114 |  |  | REPLACEMENT BATTERIES | Uninterruptible Power Supply (UPS) | APC Replacement Battery Cartridges | 1.70(kilos) 3.75(lbs) | 7.01x8.27x3.35(in) 17.80x21.00x8.50(cent) |  |  | 731304264385 | 68.00 | 79.99 | 116.00
| APCRBC115 | APC Replacement Battery Cartridge #115 | https://www.se.com/us/en/product/APCRBC115 |  |  | REPLACEMENT BATTERIES | Uninterruptible Power Supply (UPS) | APC Replacement Battery Cartridges | 11.73(kilos) 25.86(lbs) | 7.48x21.50x11.50(in) 19.00x54.60x29.20(cent) |  |  | 731304281689 | 360.00 | 419.00 | 617.00
| APCRBC116 | APC Replacement Battery Cartridge #116 | https://www.se.com/us/en/product/APCRBC116 |  |  | REPLACEMENT BATTERIES | Uninterruptible Power Supply (UPS) | APC Replacement Battery Cartridges | 11.36(kilos) 25.05(lbs) | 7.48x21.50x11.50(in) 19.00x54.60x29.20(cent) |  |  | 731304281696 | 258.00 | 299.99 | 442.00
| APCRBC117 | APC Replacement Battery Cartridge #117 | https://www.se.com/us/en/product/APCRBC117 |  |  | REPLACEMENT BATTERIES | Uninterruptible Power Supply (UPS) | APC Replacement Battery Cartridges | 25.13(kilos) 55.41(lbs) | 8.86x29.72x15.55(in) 22.50x75.50x39.50(cent) | 3 |  | 731304282679 | 513.00 | 589.00 | 878.00
| APCRBC117US | APC Replacement Battery Cartridge #117 TAA | https://www.se.com/us/en/product/APCRBC117US |  |  | REPLACEMENT BATTERIES | Uninterruptible Power Supply (UPS) | APC Replacement Battery Cartridges | 25.13(kilos) 55.41(lbs) | 8.98x15.47x29.96(in) 22.80x39.30x76.10(cent) |  |  | 731304356165 | 562.00 | 649.00 | 963.00
| APCRBC118 | APC Replacement Battery Cartridge #118 | https://www.se.com/us/en/product/APCRBC118 |  |  | REPLACEMENT BATTERIES | Uninterruptible Power Supply (UPS) | APC Replacement Battery Cartridges | 25.18(kilos) 55.52(lbs) | 8.98x29.96x15.47(in) 22.80x76.10x39.30(cent) |  |  | 731304282686 | 353.00 | 409.00 | 606.00
| APCRBC119 | APC Replacement Battery Cartridge #119 | https://www.se.com/us/en/product/APCRBC119 |  |  | REPLACEMENT BATTERIES | Uninterruptible Power Supply (UPS) | APC Replacement Battery Cartridges | 112.49(kilos) 248.05(lbs) | 20.00x27.28x15.51(in) 50.80x69.30x39.40(cent) |  |  | 731304294566 | 1420.00 | 1625.00 | 2435.00
| APCRBC123 | APC Replacement Battery Cartridge # 123 | https://www.se.com/us/en/product/APCRBC123 |  |  | REPLACEMENT BATTERIES | Uninterruptible Power Supply (UPS) | APC Replacement Battery Cartridges | 5.52(kilos) 12.17(lbs) | 5.75x10.83x9.21(in) 14.60x27.50x23.40(cent) | 96 |  | 731304284369 | 96.00 | 109.99 | 164.00
| APCRBC124 | APC Replacement Battery Cartridge # 124 | https://www.se.com/us/en/product/APCRBC124 |  |  | REPLACEMENT BATTERIES | Uninterruptible Power Supply (UPS) | APC Replacement Battery Cartridges | 5.83(kilos) 12.85(lbs) | 10.83x5.75x9.21(in) 27.50x14.60x23.40(cent) |  |  | 731304284383 | 106.00 | 129.99 | 181.00
| APCRBC130 | APC Replacement Battery Cartridge # 130 | https://www.se.com/us/en/product/APCRBC130 |  |  | REPLACEMENT BATTERIES | Uninterruptible Power Supply (UPS) | APC Replacement Battery Cartridges | 6.30(kilos) 13.89(lbs) | 5.75x9.17x10.75(in) 14.60x23.30x27.30(cent) |  |  | 731304285168 | 120.00 | 139.99 | 206.00
| APCRBC131 | APC Replacement Battery Cartridge #131 | https://www.se.com/us/en/product/APCRBC131 |  |  | REPLACEMENT BATTERIES | Uninterruptible Power Supply (UPS) | APC Replacement Battery Cartridges | 6.60(kilos) 14.55(lbs) | 5.75x9.17x10.75(in) 14.60x23.30x27.30(cent) |  |  | 731304285175 | 163.00 | 189.99 | 279.00
| APCRBC132 | APC Replacement Battery Cartridge #132 | https://www.se.com/us/en/product/APCRBC132 |  |  | REPLACEMENT BATTERIES | Uninterruptible Power Supply (UPS) | APC Replacement Battery Cartridges | 10.91(kilos) 24.06(lbs) | 5.98x19.49x14.49(in) 15.20x49.50x36.80(cent) |  |  | 731304291275 | 341.00 | 389.99 | 585.00
| APCRBC133 | APC Replacement Battery Cartridge #133 | https://www.se.com/us/en/product/APCRBC133 |  |  | REPLACEMENT BATTERIES | Uninterruptible Power Supply (UPS) | APC Replacement Battery Cartridges | 12.68(kilos) 27.96(lbs) | 6.89x19.69x14.76(in) 17.50x50.00x37.50(cent) | 4 |  | 731304291282 | 376.00 | 439.00 | 645.00
| APCRBC135 | APC Replacement Battery Cartridge #135 | https://www.se.com/us/en/product/APCRBC135 |  |  | OEM & SPECIAL PRODUCTS | Uninterruptible Power Supply (UPS) | APC Replacement Battery Cartridges | 5.28(kilos) 11.65(lbs) | 8.66x9.06x8.66(in) 22.00x23.00x22.00(cent) | 8 |  | 731304291732 | 125.00 | 169.99 | 214.00
| APCRBC136 | APC Replacement Battery Cartridge # 136 | https://www.se.com/us/en/product/APCRBC136 |  |  | OEM & SPECIAL PRODUCTS | Uninterruptible Power Supply (UPS) | APC Replacement Battery Cartridges | 3.75(kilos) 8.27(lbs) | 9.02x9.02x9.02(in) 22.90x22.90x22.90(cent) |  |  | 731304293361 | 452.00 | 589.00 | 775.00
| APCRBC137J | APC Replacement Battery Cartridge #137J | https://www.se.com/us/en/product/APCRBC137J |  |  | REPLACEMENT BATTERIES | Uninterruptible Power Supply (UPS) | APC Replacement Battery Cartridges | 5.60(kilos) 12.35(lbs) | 6.61x6.61x8.82(in) 16.80x16.80x22.40(cent) |  |  | 731304299370 | 203.00 | 239.99 | 348.00
| APCRBC140 | APC Replacement battery cartridge #140 | https://www.se.com/us/en/product/APCRBC140 |  |  | REPLACEMENT BATTERIES | Uninterruptible Power Supply (UPS) | APC Replacement Battery Cartridges | 34.98(kilos) 77.13(lbs) | 8.66x30.51x16.14(in) 22.00x77.50x41.00(cent) | 15 |  | 731304310068 | 747.00 | 859.00 | 1280.00
| APCRBC141 | APC Replacement Battery Cartridge #141 | https://www.se.com/us/en/product/APCRBC141 |  |  | REPLACEMENT BATTERIES | Uninterruptible Power Supply (UPS) | APC Replacement Battery Cartridges | 13.01(kilos) 28.70(lbs) | 8.07x20.87x13.98(in) 20.50x53.00x35.50(cent) | 4 |  | 731304292531 | 355.00 | 409.00 | 609.00
| APCRBC142 | APC Replacement Battery Cartridge #142 | https://www.se.com/us/en/product/APCRBC142 |  |  | REPLACEMENT BATTERIES | Uninterruptible Power Supply (UPS) | APC Replacement Battery Cartridges | 7.01(kilos) 15.46(lbs) | 7.99x6.61x8.82(in) 20.30x16.80x22.40(cent) |  |  | 731304291978 | 148.00 | 169.99 | 253.00
| APCRBC143 | APC Replacement Battery Cartridge #143 | https://www.se.com/us/en/product/APCRBC143 |  |  | REPLACEMENT BATTERIES | Uninterruptible Power Supply (UPS) | APC Replacement Battery Cartridges | 25.18(kilos) 55.52(lbs) | 9.96x11.54x19.49(in) 25.30x29.30x49.50(cent) |  |  | 731304292548 | 470.00 | 539.00 | 805.00
| APCRBC143US | APC Replacement Battery Cartridge #143 TAA | https://www.se.com/us/en/product/APCRBC143US |  |  | REPLACEMENT BATTERIES | Uninterruptible Power Supply (UPS) | APC Replacement Battery Cartridges | 25.13(kilos) 55.41(lbs) | 9.96x11.54x19.49(in) 25.30x29.30x49.50(cent) |  |  | 731304356196 | 503.00 | 579.00 | 861.00
| APCRBC152 | APC Replacement battery cartridge #152 | https://www.se.com/us/en/product/APCRBC152 |  |  | REPLACEMENT BATTERIES | Uninterruptible Power Supply (UPS) | APC Replacement Battery Cartridges | 18.46(kilos) 40.70(lbs) | 7.48x25.20x13.78(in) 19.00x64.00x35.00(cent) | 4 |  | 731304317616 | 802.00 | 919.00 | 1375.00
| APCRBC153 | APC Replacement Battery Cartridge #153 | https://www.se.com/us/en/product/APCRBC153 |  |  | REPLACEMENT BATTERIES | Uninterruptible Power Supply (UPS) | APC Replacement Battery Cartridges | 1.80(kilos) 3.97(lbs) | 3.50x6.89x8.39(in) 8.90x17.50x21.30(cent) |  |  | 731304314189 | 68.00 | 79.99 | 116.00
| APCRBC154 | APC Replacement Battery Cartridge #154 | https://www.se.com/us/en/product/APCRBC154 |  |  | REPLACEMENT BATTERIES | Uninterruptible Power Supply (UPS) | APC Replacement Battery Cartridges | 2.30(kilos) 5.07(lbs) | 3.50x6.89x8.39(in) 8.90x17.50x21.30(cent) |  |  | 731304331025 | 59.00 | 69.99 | 101.00
| APCRBC155 | APC Replacement Battery Cartridge #155 | https://www.se.com/us/en/product/APCRBC155 |  |  | REPLACEMENT BATTERIES | Uninterruptible Power Supply (UPS) | APC Replacement Battery Cartridges | 17.55(kilos) 38.70(lbs) | 7.99x13.50x25.00(in) 20.30x34.30x63.50(cent) |  |  | 731304330004 | 411.00 | 469.00 | 704.00
| APCRBC157 | APC Replacement Battery Cartridge #157 | https://www.se.com/us/en/product/APCRBC157 |  |  | REPLACEMENT BATTERIES | Uninterruptible Power Supply (UPS) | APC Replacement Battery Cartridges | 10.91(kilos) 24.06(lbs) | 5.98x14.49x19.49(in) 15.20x36.80x49.50(cent) |  |  | 731304338932 | 348.00 | 399.99 | 596.00
| APCRBC158 | APC Replacement Battery Cartridge #158 | https://www.se.com/us/en/product/APCRBC158 |  |  | REPLACEMENT BATTERIES | Uninterruptible Power Supply (UPS) | APC Replacement Battery Cartridges | 5.84(kilos) 12.88(lbs) | 5.75x9.21x10.83(in) 14.60x23.40x27.50(cent) |  |  | 731304333289 | 85.00 | 99.99 | 145.00
| APCRBC159 | APC Replacement Battery Cartridge #159 | https://www.se.com/us/en/product/APCRBC159 |  |  | REPLACEMENT BATTERIES | Uninterruptible Power Supply (UPS) | APC Replacement Battery Cartridges | 12.60(kilos) 27.78(lbs) | 5.98x14.49x19.49(in) 15.20x36.80x49.50(cent) |  |  | 731304339618 | 306.00 | 349.99 | 524.00
| APCRBC160 | APC Replacement Battery Cartridge #160 | https://www.se.com/us/en/product/APCRBC160 |  |  | REPLACEMENT BATTERIES | Uninterruptible Power Supply (UPS) | APC Replacement Battery Cartridges | 4.90(kilos) 10.80(lbs) | 16.42x7.28x7.09(in) 41.70x18.50x18.00(cent) |  |  | 731304338673 | 91.00 | 109.99 | 156.00
| APCRBC161 | APC Replacement Battery Cartridge #161 | https://www.se.com/us/en/product/APCRBC161 |  |  | REPLACEMENT BATTERIES | Uninterruptible Power Supply (UPS) | APC Replacement Battery Cartridges | 5.58(kilos) 12.30(lbs) | 16.42x7.28x7.09(in) 41.70x18.50x18.00(cent) |  |  | 731304338680 | 96.00 | 109.99 | 164.00
| APCRBC162 | APC Replacement Battery Cartridge #162 | https://www.se.com/us/en/product/APCRBC162 |  |  | REPLACEMENT BATTERIES | Uninterruptible Power Supply (UPS) | APC Replacement Battery Cartridges | 4.49(kilos) 9.90(lbs) | 16.42x7.28x7.09(in) 41.70x18.50x18.00(cent) |  |  | 731304336006 | 96.00 | 109.99 | 164.00
| APCRBC163 | APC Replacement Battery Cartridge #163 | https://www.se.com/us/en/product/APCRBC163 |  |  | REPLACEMENT BATTERIES | Uninterruptible Power Supply (UPS) | APC Replacement Battery Cartridges | 6.30(kilos) 13.89(lbs) | 16.42x7.28x7.09(in) 41.70x18.50x18.00(cent) |  |  | 731304336013 | 105.00 | 119.99 | 180.00
| APCRBC164 | APC Replacement Battery Cartridge #164 | https://www.se.com/us/en/product/APCRBC164 | 12 DC |  | REPLACEMENT BATTERIES | Uninterruptible Power Supply (UPS) | APC Replacement Battery Cartridges | 3.50(kilos) 7.72(lbs) | 3.50x6.89x8.39(in) 8.90x17.50x21.30(cent) |  |  | 731304346869 | 96.00 | 109.99 | 164.00
| APCRBC165 | APC Replacement Battery Cartridge #165 | https://www.se.com/us/en/product/APCRBC165 | 12 DC |  | REPLACEMENT BATTERIES | Uninterruptible Power Supply (UPS) | APC Replacement Battery Cartridges | 5.53(kilos) 12.19(lbs) | 5.75x9.21x10.83(in) 14.60x23.40x27.50(cent) |  |  | 731304346876 | 96.00 | 109.99 | 164.00
| APCRBC166 | APC Replacement Battery Cartridge #166 | https://www.se.com/us/en/product/APCRBC166 | 12 DC |  | REPLACEMENT BATTERIES | Uninterruptible Power Supply (UPS) | APC Replacement Battery Cartridges | 5.83(kilos) 12.86(lbs) | 5.75x9.21x10.83(in) 14.60x23.40x27.50(cent) |  |  | 731304346883 | 96.00 | 109.99 | 164.00
| APCRBC216 | APC Replacement Battery Cartridge 216 with 2 Year Warranty | https://www.se.com/us/en/product/APCRBC216 |  | 24 DC | REPLACEMENT BATTERIES | Uninterruptible Power Supply (UPS) | APC Replacement Battery Cartridges | 5.80(kilos) 12.79(lbs) | 8.62x14.45x6.97(in) 21.90x36.70x17.70(cent) |  |  |  | 110.00 | 129.99 | 188.00
| APCRBCV200 | APC Replacement Battery Cartridge #200 | https://www.se.com/us/en/product/APCRBCV200 |  | 24 DC | REPLACEMENT BATTERIES | Uninterruptible Power Supply (UPS) | APC Replacement Battery Cartridges | 5.80(kilos) 12.79(lbs) | 11.22x6.50x12.80(in) 28.50x16.50x32.50(cent) | 84 |  | 731304451020 | 114.00 | 129.99 | 195.00
| APCRBCV201 | APC Replacement Battery Cartridge #201 | https://www.se.com/us/en/product/APCRBCV201 |  | 48 DC | REPLACEMENT BATTERIES | Uninterruptible Power Supply (UPS) | APC Replacement Battery Cartridges | 11.30(kilos) 24.92(lbs) | 12.99x7.09x16.93(in) 33.00x18.00x43.00(cent) | 48 |  | 731304451037 | 214.00 | 249.99 | 366.00
| APCRBCV202 | APC Replacement Battery Cartridge #202 | https://www.se.com/us/en/product/APCRBCV202 |  |  | REPLACEMENT BATTERIES | Uninterruptible Power Supply (UPS) | APC Replacement Battery Cartridges | 16.50(kilos) 36.38(lbs) | 13.78x7.87x24.02(in) 35.00x20.00x61.00(cent) | 20 |  | 731304451044 | 307.00 | 359.99 | 526.00
| APCRBCV203 | APC Replacement Battery Cartridge #203 | https://www.se.com/us/en/product/APCRBCV203 |  | 24 DC | REPLACEMENT BATTERIES | Uninterruptible Power Supply (UPS) | APC Replacement Battery Cartridges | 5.79(kilos) 12.77(lbs) | 7.09x9.84x9.06(in) 18.00x25.00x23.00(cent) | 20 |  | 731304451051 | 100.00 | 119.99 | 172.00
| APCRBCV204 | APC Replacement Battery Cartridge #204 | https://www.se.com/us/en/product/APCRBCV204 |  | 48 DC | REPLACEMENT BATTERIES | Uninterruptible Power Supply (UPS) | APC Replacement Battery Cartridges | 11.52(kilos) 25.40(lbs) | 7.28x16.93x11.02(in) 18.50x43.00x28.00(cent) | 8 |  | 731304451068 | 180.00 | 209.99 | 309.00
| APCRBCV205 | APC Replacement Battery Cartridge #205 | https://www.se.com/us/en/product/APCRBCV205 |  |  | REPLACEMENT BATTERIES | Uninterruptible Power Supply (UPS) | APC Replacement Battery Cartridges | 17.11(kilos) 37.72(lbs) | 11.81x17.32x14.37(in) 30.00x44.00x36.50(cent) | 6 |  | 731304451075 | 260.00 | 299.99 | 446.00
| APCRBCV206 | APC Replacement Battery Cartridge #206 | https://www.se.com/us/en/product/APCRBCV206 |  | 24 DC | REPLACEMENT BATTERIES | Uninterruptible Power Supply (UPS) | APC Replacement Battery Cartridges | 4.65(kilos) 10.25(lbs) | 7.20x8.19x7.36(in) 18.30x20.80x18.70(cent) | 18 |  | 731304451082 | 87.00 | 99.99 | 149.00
| APCRBCV207 | APC Replacement Battery Cartridge #207 | https://www.se.com/us/en/product/APCRBCV207 |  | 24 DC | REPLACEMENT BATTERIES | Uninterruptible Power Supply (UPS) | APC Replacement Battery Cartridges | 6.47(kilos) 14.26(lbs) | 7.09x8.07x7.20(in) 18.00x20.50x18.30(cent) |  |  | 731304451099 | 104.00 | 119.99 | 179.00
| APCRBCV208 | APC Replacement Battery Cartridge #208 | https://www.se.com/us/en/product/APCRBCV208 |  | 48 DC | REPLACEMENT BATTERIES | Uninterruptible Power Supply (UPS) | APC Replacement Battery Cartridges | 9.75(kilos) 21.50(lbs) | 8.74x11.26x8.98(in) 22.20x28.60x22.80(cent) | 12 |  | 731304451105 | 180.00 | 209.99 | 309.00
| APCRBCV209 | APC Replacement Battery Cartridge #209 | https://www.se.com/us/en/product/APCRBCV209 |  | 48 DC | REPLACEMENT BATTERIES | Uninterruptible Power Supply (UPS) | APC Replacement Battery Cartridges | 11.50(kilos) 25.36(lbs) | 8.74x11.26x8.98(in) 22.20x28.60x22.80(cent) | 12 |  | 731304451112 | 207.00 | 239.99 | 355.00
| APCRBCV210 | APC Replacement Battery Cartridge #210 | https://www.se.com/us/en/product/APCRBCV210 |  | 12 DC | REPLACEMENT BATTERIES | Uninterruptible Power Supply (UPS) | APC Replacement Battery Cartridges | 2.04(kilos) 4.49(lbs) | 6.69x7.36x6.10(in) 17.00x18.70x15.50(cent) | 6 |  | 731304451129 | 34.00 | 39.99 | 58.00
| APCRBCV211 | APC Replacement Battery Cartridge #211 | https://www.se.com/us/en/product/APCRBCV211 |  | 12 DC | REPLACEMENT BATTERIES | Uninterruptible Power Supply (UPS) | APC Replacement Battery Cartridges | 2.25(kilos) 4.96(lbs) | 6.26x7.44x6.81(in) 15.90x18.90x17.30(cent) |  |  | 731304451136 | 40.00 | 49.99 | 69.00
| APCRBCV212 | APC Replacement Battery Cartridge #212 | https://www.se.com/us/en/product/APCRBCV212 |  | 12 DC | REPLACEMENT BATTERIES | Uninterruptible Power Supply (UPS) | APC Replacement Battery Cartridges | 2.80(kilos) 6.17(lbs) | 6.26x7.44x6.81(in) 15.90x18.90x17.30(cent) |  |  | 731304451143 | 52.00 | 59.99 | 90.00
| RBC2 | APC Replacement Battery Cartridge #2 | https://www.se.com/us/en/product/RBC2 |  |  | REPLACEMENT BATTERIES | Uninterruptible Power Supply (UPS) | APC Replacement Battery Cartridges | 2.77(kilos) 6.11(lbs) | 3.50x8.39x6.89(in) 8.90x21.30x17.50(cent) | 4 |  | 731304003243 | 60.00 | 69.99 | 102.00
| RBC3 | APC Replacement Battery Cartridge #3 | https://www.se.com/us/en/product/RBC3 |  |  | REPLACEMENT BATTERIES | Uninterruptible Power Supply (UPS) | APC Replacement Battery Cartridges | 4.32(kilos) 9.53(lbs) | 4.88x6.89x8.39(in) 12.40x17.50x21.30(cent) |  |  | 731304003250 | 105.00 | 119.99 | 180.00
| RBC4 | APC Replacement Battery Cartridge #4 | https://www.se.com/us/en/product/RBC4 |  |  | REPLACEMENT BATTERIES | Uninterruptible Power Supply (UPS) | APC Replacement Battery Cartridges | 4.00(kilos) 8.82(lbs) | 4.88x8.39x6.89(in) 12.40x21.30x17.50(cent) |  |  | 731304003267 | 94.00 | 109.99 | 160.00
| RBC5 | APC Replacement Battery Cartridge #5 | https://www.se.com/us/en/product/RBC5 |  |  | REPLACEMENT BATTERIES | Uninterruptible Power Supply (UPS) | APC Replacement Battery Cartridges | 4.66(kilos) 10.28(lbs) | 7.01x8.98x8.03(in) 17.80x22.80x20.40(cent) | 4 |  | 731304003274 | 100.00 | 119.99 | 170.00
| RBC6 | APC Replacement Battery Cartridge #6 | https://www.se.com/us/en/product/RBC6 |  |  | REPLACEMENT BATTERIES | Uninterruptible Power Supply (UPS) | APC Replacement Battery Cartridges | 8.16(kilos) 18.00(lbs) | 11.69x23.43x7.80(in) 29.70x59.50x19.80(cent) | 2 |  | 731304003281 | 222.00 | 259.99 | 380.00
| RBC7 | APC Replacement Battery Cartridge #7 | https://www.se.com/us/en/product/RBC7 |  |  | REPLACEMENT BATTERIES | Uninterruptible Power Supply (UPS) | APC Replacement Battery Cartridges | 11.88(kilos) 26.20(lbs) | 11.69x15.63x11.69(in) 29.70x39.70x29.70(cent) | 8 |  | 731304003298 | 229.00 | 269.99 | 392.00
| RBC8 | APC Replacement Battery Cartridge #8 | https://www.se.com/us/en/product/RBC8 |  |  | REPLACEMENT BATTERIES | Uninterruptible Power Supply (UPS) | APC Replacement Battery Cartridges | 10.86(kilos) 23.95(lbs) | 7.80x14.61x10.71(in) 19.80x37.10x27.20(cent) |  |  | 731304003304 | 279.00 | 319.99 | 479.00
| RBC9 | APC Replacement Battery Cartridge #9 | https://www.se.com/us/en/product/RBC9 |  |  | REPLACEMENT BATTERIES | Uninterruptible Power Supply (UPS) | APC Replacement Battery Cartridges | 5.45(kilos) 12.02(lbs) | 6.61x8.82x6.61(in) 16.80x22.40x16.80(cent) |  |  | 731304003311 | 138.00 | 159.99 | 237.00
| RBC11 | APC Replacement Battery Cartridge #11 | https://www.se.com/us/en/product/RBC11 |  |  | REPLACEMENT BATTERIES | Uninterruptible Power Supply (UPS) | APC Replacement Battery Cartridges | 26.68(kilos) 58.83(lbs) | 10.91x21.18x11.61(in) 27.70x53.80x29.50(cent) |  |  | 731304003335 | 465.00 | 539.00 | 796.00
| RBC12 | APC Replacement Battery Cartridge #12 | https://www.se.com/us/en/product/RBC12 |  |  | REPLACEMENT BATTERIES | Uninterruptible Power Supply (UPS) | APC Replacement Battery Cartridges | 22.86(kilos) 50.41(lbs) | 9.02x22.52x15.51(in) 22.90x57.20x39.40(cent) |  |  | 731304003342 | 491.00 | 569.00 | 841.00
| RBC13 | APC Replacement Battery Cartridge #13 | https://www.se.com/us/en/product/RBC13 |  |  | REPLACEMENT BATTERIES | Uninterruptible Power Supply (UPS) | APC Replacement Battery Cartridges | 112.49(kilos) 248.05(lbs) | 20.00x27.28x15.51(in) 50.80x69.30x39.40(cent) |  |  | 731304003359 | 1500.00 | 1725.00 | 2570.00
| RBC14 | APC Replacement Battery Cartridge #14 | https://www.se.com/us/en/product/RBC14 |  |  | REPLACEMENT BATTERIES | Uninterruptible Power Supply (UPS) | APC Replacement Battery Cartridges | 112.73(kilos) 248.57(lbs) | 20.00x27.28x15.51(in) 50.80x69.30x39.40(cent) |  |  | 731304003366 | 1500.00 | 1725.00 | 2575.00
| RBC17 | APC Replacement Battery Cartridge #17 | https://www.se.com/us/en/product/RBC17 |  |  | REPLACEMENT BATTERIES | Uninterruptible Power Supply (UPS) | APC Replacement Battery Cartridges | 2.86(kilos) 6.31(lbs) | 3.50x8.39x6.89(in) 8.90x21.30x17.50(cent) | 48 |  | 731304206811 | 60.00 | 69.99 | 103.00
| RBC18 | APC Replacement Battery Cartridge #18 | https://www.se.com/us/en/product/RBC18 |  |  | REPLACEMENT BATTERIES | Uninterruptible Power Supply (UPS) | APC Replacement Battery Cartridges | 2.99(kilos) 6.60(lbs) | 2.01x8.31x15.51(in) 5.10x21.10x39.40(cent) |  |  | 731304014003 | 174.00 | 199.99 | 298.00
| RBC22 | APC Replacement Battery Cartridge #22 | https://www.se.com/us/en/product/RBC22 |  |  | REPLACEMENT BATTERIES | Uninterruptible Power Supply (UPS) | APC Replacement Battery Cartridges | 5.68(kilos) 12.52(lbs) | 5.98x19.49x14.49(in) 15.20x49.50x36.80(cent) |  |  | 731304015796 | 286.00 | 329.99 | 490.00
| RBC23 | APC Replacement Battery Cartridge #23 | https://www.se.com/us/en/product/RBC23 |  |  | REPLACEMENT BATTERIES | Uninterruptible Power Supply (UPS) | APC Replacement Battery Cartridges | 10.91(kilos) 24.06(lbs) | 5.98x19.49x14.49(in) 15.20x49.50x36.80(cent) |  |  | 731304015789 | 381.00 | 439.00 | 652.00
| RBC24 | APC Replacement Battery Cartridge #24 | https://www.se.com/us/en/product/RBC24 |  |  | REPLACEMENT BATTERIES | Uninterruptible Power Supply (UPS) | APC Replacement Battery Cartridges | 12.60(kilos) 27.78(lbs) | 5.98x19.49x14.49(in) 15.20x49.50x36.80(cent) |  |  | 731304015772 | 461.00 | 529.00 | 789.00
| RBC24J | APC Replacement Battery Cartridge #24J | https://www.se.com/us/en/product/RBC24J |  |  | REPLACEMENT BATTERIES | Uninterruptible Power Supply (UPS) | APC Replacement Battery Cartridges | 12.59(kilos) 27.76(lbs) | 6.69x15.08x19.80(in) 17.00x38.30x50.30(cent) |  |  | 731304101239 | 509.00 | 589.00 | 873.00
| RBC25 | APC Replacement Battery Cartridge #25 | https://www.se.com/us/en/product/RBC25 |  |  | REPLACEMENT BATTERIES | Uninterruptible Power Supply (UPS) | APC Replacement Battery Cartridges | 11.82(kilos) 26.06(lbs) | 7.64x10.51x14.76(in) 19.40x26.70x37.50(cent) |  |  | 731304015857 | 562.00 | 649.00 | 963.00
| RBC26 | APC Replacement Battery Cartridge #26 | https://www.se.com/us/en/product/RBC26 |  |  | REPLACEMENT BATTERIES | Uninterruptible Power Supply (UPS) | APC Replacement Battery Cartridges | 21.77(kilos) 48.01(lbs) | 9.76x20.98x18.82(in) 24.80x53.30x47.80(cent) |  |  | 731304220794 | 316.00 | 369.99 | 542.00
| RBC27 | APC Replacement Battery Cartridge #27 | https://www.se.com/us/en/product/RBC27 |  |  | REPLACEMENT BATTERIES | Uninterruptible Power Supply (UPS) | APC Replacement Battery Cartridges | 26.36(kilos) 58.12(lbs) | 10.98x29.02x12.24(in) 27.90x73.70x31.10(cent) |  |  | 731304099840 | 547.00 | 629.00 | 937.00
| RBC29 | APC Replacement Battery Cartridge #29 | https://www.se.com/us/en/product/RBC29 |  |  | REPLACEMENT BATTERIES | Uninterruptible Power Supply (UPS) | APC Replacement Battery Cartridges | 1.96(kilos) 4.31(lbs) | 6.26x7.24x7.01(in) 15.90x18.40x17.80(cent) |  |  | 731304099857 | 60.00 | 69.99 | 103.00
| RBC30 | APC Replacement Battery Cartridge #30 | https://www.se.com/us/en/product/RBC30 |  |  | REPLACEMENT BATTERIES | Uninterruptible Power Supply (UPS) | APC Replacement Battery Cartridges | 2.28(kilos) 5.03(lbs) | 6.26x7.01x7.24(in) 15.90x17.80x18.40(cent) |  |  | 731304099864 | 58.00 | 69.99 | 99.00
| RBC31 | APC Replacement Battery Cartridge #31 | https://www.se.com/us/en/product/RBC31 |  |  | REPLACEMENT BATTERIES | Uninterruptible Power Supply (UPS) | APC Replacement Battery Cartridges | 12.73(kilos) 28.07(lbs) | 7.52x21.50x11.50(in) 19.10x54.60x29.20(cent) |  |  | 731304111788 | 346.00 | 399.99 | 594.00
| RBC32 | APC Replacement Battery Cartridge #32 | https://www.se.com/us/en/product/RBC32 |  |  | REPLACEMENT BATTERIES | Uninterruptible Power Supply (UPS) | APC Replacement Battery Cartridges | 5.91(kilos) 13.03(lbs) | 12.01x9.02x4.02(in) 30.50x22.90x10.20(cent) |  |  | 731304219088 | 103.00 | 119.99 | 175.00
| RBC33 | APC Replacement Battery Cartridge #33 | https://www.se.com/us/en/product/RBC33 |  |  | REPLACEMENT BATTERIES | Uninterruptible Power Supply (UPS) | APC Replacement Battery Cartridges | 5.91(kilos) 13.03(lbs) | 12.01x9.02x4.02(in) 30.50x22.90x10.20(cent) |  |  | 731304219095 | 126.00 | 149.99 | 215.00
| RBC34 | APC Replacement Battery Cartridge #34 | https://www.se.com/us/en/product/RBC34 |  |  | REPLACEMENT BATTERIES | Uninterruptible Power Supply (UPS) | APC Replacement Battery Cartridges | 7.05(kilos) 15.55(lbs) | 5.59x22.32x11.57(in) 14.20x56.70x29.40(cent) |  |  | 731304220664 | 332.00 | 379.99 | 568.00
| RBC35 | APC Replacement Battery Cartridge #35 | https://www.se.com/us/en/product/RBC35 |  |  | REPLACEMENT BATTERIES | Uninterruptible Power Supply (UPS) | APC Replacement Battery Cartridges | 1.68(kilos) 3.69(lbs) | 3.70x7.36x5.75(in) 9.40x18.70x14.60(cent) |  |  | 731304206828 | 49.00 | 59.99 | 83.00
| RBC40 | APC Replacement Battery 12V-7AH | https://www.se.com/us/en/product/RBC40 |  |  | REPLACEMENT BATTERIES | Uninterruptible Power Supply (UPS) | APC Replacement Battery Cartridges | 2.77(kilos) 6.11(lbs) | 3.50x8.39x6.89(in) 8.90x21.30x17.50(cent) |  |  | 731304225324 | 52.00 | 59.99 | 88.00
| RBC43 | APC Replacement Battery Cartridge #43 | https://www.se.com/us/en/product/RBC43 |  |  | REPLACEMENT BATTERIES | Uninterruptible Power Supply (UPS) | APC Replacement Battery Cartridges | 20.45(kilos) 45.09(lbs) | 9.02x15.51x30.24(in) 22.90x39.40x76.80(cent) | 12 |  | 731304218463 | 535.00 | 619.00 | 917.00
| RBC46 | APC Replacement Battery Cartridge #46 | https://www.se.com/us/en/product/RBC46 |  |  | REPLACEMENT BATTERIES | Uninterruptible Power Supply (UPS) | APC Replacement Battery Cartridges | 1.96(kilos) 4.31(lbs) | 6.26x7.24x7.01(in) 15.90x18.40x17.80(cent) |  |  | 731304220688 | 75.00 | 89.99 | 128.00
| RBC47 | APC Replacement Battery Cartridge #47 | https://www.se.com/us/en/product/RBC47 |  |  | REPLACEMENT BATTERIES | Uninterruptible Power Supply (UPS) | APC Replacement Battery Cartridges | 1.67(kilos) 3.67(lbs) | 3.70x7.36x5.75(in) 9.40x18.70x14.60(cent) |  |  | 731304220930 | 42.00 | 49.99 | 72.00
| RBC48 | APC Replacement Battery Cartridge #48 | https://www.se.com/us/en/product/RBC48 |  |  | REPLACEMENT BATTERIES | Uninterruptible Power Supply (UPS) | APC Replacement Battery Cartridges | 5.91(kilos) 13.03(lbs) | 6.61x6.61x8.82(in) 16.80x16.80x22.40(cent) | 2 |  | 731304221586 | 138.00 | 159.99 | 236.00
| RBC55 | APC Replacement Battery Cartridge #55 | https://www.se.com/us/en/product/RBC55 |  |  | REPLACEMENT BATTERIES | Uninterruptible Power Supply (UPS) | APC Replacement Battery Cartridges | 26.68(kilos) 58.83(lbs) | 10.91x21.18x11.61(in) 27.70x53.80x29.50(cent) |  |  | 731304233510 | 470.00 | 539.00 | 805.00
| RBC57 | APC Replacement Battery Cartridge #57 | https://www.se.com/us/en/product/RBC57 |  |  | REPLACEMENT BATTERIES | Uninterruptible Power Supply (UPS) | APC Replacement Battery Cartridges | 12.73(kilos) 28.07(lbs) | 7.52x21.50x11.50(in) 19.10x54.60x29.20(cent) |  |  | 731304228479 | 389.00 | 449.00 | 667.00
| RBC59 | APC Replacement Battery Cartridge #59 | https://www.se.com/us/en/product/RBC59 |  |  | REPLACEMENT BATTERIES | Uninterruptible Power Supply (UPS) | APC Replacement Battery Cartridges | 5.91(kilos) 13.03(lbs) | 12.01x4.02x9.02(in) 30.50x10.20x22.90(cent) |  |  | 731304235590 | 195.00 | 229.99 | 334.00
| RBC63 | APC Replacement Battery Cartridge #63 | https://www.se.com/us/en/product/RBC63 |  |  | REPLACEMENT BATTERIES | Uninterruptible Power Supply (UPS) | APC Replacement Battery Cartridges | 12.50(kilos) 27.56(lbs) | 16.42x10.51x8.50(in) 41.70x26.70x21.60(cent) |  |  | 731304228455 | 206.00 | 239.99 | 353.00
| RBCV181-LI | LI Replacement Battery Cartridge #181 LI | https://www.se.com/us/en/product/RBCV181-LI |  |  | REPLACEMENT BATTERIES | Uninterruptible Power Supply (UPS) | APC Replacement Battery Cartridges | 5.40(kilos) 11.91(lbs) | 7.68x12.60x14.57(in) 19.50x32.00x37.00(cent) |  |  | 731304439899 | 800.00 | 919.00 | 1375.00
| RBCV182-LI | LI Replacement Battery Cartridge #182 LI | https://www.se.com/us/en/product/RBCV182-LI |  |  | REPLACEMENT BATTERIES | Uninterruptible Power Supply (UPS) | APC Replacement Battery Cartridges | 8.40(kilos) 18.52(lbs) | 7.68x12.60x19.69(in) 19.50x32.00x50.00(cent) |  |  | 731304439905 | 1335.00 | 1525.00 | 2285.00
| RBCV183-LI | LI Replacement Battery Cartridge #183 LI | https://www.se.com/us/en/product/RBCV183-LI |  |  | REPLACEMENT BATTERIES | Uninterruptible Power Supply (UPS) | APC Replacement Battery Cartridges | 10.80(kilos) 23.81(lbs) | 7.68x12.60x23.43(in) 19.50x32.00x59.50(cent) |  |  | 731304439912 | 2000.00 | 2300.00 | 3430.00

## Certified Part Price Changes
Navigation Path | Part Number | Model | Product Page | Input Voltage | Output Voltage | Shipping Dimensions | Shipping Weight | Units Per Pallet | Master Carton Quantity | UPC Code | Price List | From Date | Price From | To Date | Price To
AV Power Conditioners with Battery >> Audio-Video Solutions | SRAILKIT | APC AV S Type Universal Rail Kit | https://www.se.com/us/en/product/SRAILKIT |  |  | 2.52x23.27x4.25(in) 6.40x59.10x10.80(cent) | 2.50(kilos) 5.51(lbs) |  |  | 731304253051 | NAM CERTIFIED PARTNER USD | 16-SEP-2025 | 39.00 | 01-NOV-2025 | 40.00
Bypass Panels >> Uninterruptible Power Supply (UPS) | SBP6KRMT2U | APC Service Bypass Panel- 200/208/240V: 50A: MBB: L6-30P/HW input: (1) L6-30R (2) L6-20R output | https://www.se.com/us/en/product/SBP6KRMT2U | 200 20 | 200 20 | 7.99x24.02x39.02(in) 20.30x61.00x99.10(cent) | 24.54(kilos) 54.11(lbs) |  |  | 731304212607 | NAM CERTIFIED PARTNER USD | 16-SEP-2025 | 1125.00 | 01-NOV-2025 | 1235.00
| SBP10KRMI4U | APC Service Bypass Panel- 230V, 100A, MBB, Hardwire input, IEC-320 output- (8) C13 (2) C19 | https://www.se.com/us/en/product/SBP10KRMI4U | 230 | 230 | 12.01x39.02x24.02(in) 30.50x99.10x61.00(cent) | 31.36(kilos) 69.15(lbs) | 10 |  | 731304212638 | NAM CERTIFIED PARTNER USD | 16-SEP-2025 | 1260.00 | 01-NOV-2025 | 1385.00
| SBP10KRMT4U | APC Service Bypass Panel- 200/208/240V 100A MBB Hardwire input (3) L6-30R (3) L6-20R output | https://www.se.com/us/en/product/SBP10KRMT4U | 200 20 | 200 20 | 12.01x24.02x39.02(in) 30.50x61.00x99.10(cent) | 31.82(kilos) 70.16(lbs) |  |  | 731304212621 | NAM CERTIFIED PARTNER USD | 16-SEP-2025 | 1830.00 | 01-NOV-2025 | 2015.00
| SBP16KP | APC Service Bypass Panel- 200/208/240V, 100A, MBB, Hardwire input/output | https://www.se.com/us/en/product/SBP16KP | 200 ,208 ,230 ,480 3 PH | 120 ,200 ,208 ,230 | 12.01x39.02x24.02(in) 30.50x99.10x61.00(cent) | 31.29(kilos) 69.00(lbs) | 8 |  | 731304212645 | NAM CERTIFIED PARTNER USD | 16-SEP-2025 | 1480.00 | 01-NOV-2025 | 1630.00
| SBP16KRMP4U | APC Service Bypass Panel- 200/208/240V, 100A, MBB, Hardwire input (6) L14-30R output | https://www.se.com/us/en/product/SBP16KRMP4U | 208 | 200 20 | 12.01x24.02x39.02(in) 30.50x61.00x99.10(cent) | 33.64(kilos) 74.18(lbs) |  |  | 731304212669 | NAM CERTIFIED PARTNER USD | 16-SEP-2025 | 1685.00 | 01-NOV-2025 | 1855.00
| SBP16KRMP4U-HW | APC Service Bypass Panel 200/208/240V Symmetra LX 4-16kVA (1)L14-30R, (3)L5-20R, (1)100A Hardwire | https://www.se.com/us/en/product/SBP16KRMP4U-HW | 208 | 120 ,208 | 12.01x24.02x39.02(in) 30.50x61.00x99.10(cent) | 33.64(kilos) 74.18(lbs) |  |  | 731304225195 | NAM CERTIFIED PARTNER USD | 16-SEP-2025 | 1495.00 | 01-NOV-2025 | 1645.00
| SBP20KP | APC Service Bypass Panel 200/208/230/240V MBB 125A HW Input/Output | https://www.se.com/us/en/product/SBP20KP | 200 ,208 ,220 ,230 ,240 ,380 3 PH,400 3 PH,415 3 PH | 200 ,208 ,220 ,230 ,240 | 12.01x24.02x33.27(in) 30.50x61.00x84.50(cent) | 31.36(kilos) 69.15(lbs) |  |  | 731304266952 | NAM CERTIFIED PARTNER USD | 16-SEP-2025 | 1430.00 | 01-NOV-2025 | 1570.00
| SBP20KRMT4U | APC Service Bypass Panel 200/208/240V MBB 125A HW input (2) L6-30R (4) L6-20R output | https://www.se.com/us/en/product/SBP20KRMT4U | 200 ,240 | 200 ,240 | 12.01x24.02x33.27(in) 30.50x61.00x84.50(cent) | 31.36(kilos) 69.15(lbs) |  |  | 731304266976 | NAM CERTIFIED PARTNER USD | 16-SEP-2025 | 1395.00 | 01-NOV-2025 | 1535.00
| SBP1500RM | APC SERVICE BYPASS PANEL 120V 15A BBM 5-15P input (8) 5-15R output | https://www.se.com/us/en/product/SBP1500RM | 120 | 120 | 5.94x18.23x11.61(in) 15.10x46.30x29.50(cent) | 3.80(kilos) 8.38(lbs) |  |  | 731304266730 | NAM CERTIFIED PARTNER USD | 16-SEP-2025 | 260.00 | 01-NOV-2025 | 275.00
| SBP1500RMI | APC SERVICE BYPASS PANEL 230V 10A BBM IEC C14 input, (6) IEC C13 output | https://www.se.com/us/en/product/SBP1500RMI | 230 | 230 | 5.94x11.61x18.23(in) 15.10x29.50x46.30(cent) | 3.50(kilos) 7.72(lbs) | 56 |  | 731304263593 | NAM CERTIFIED PARTNER USD | 16-SEP-2025 | 335.00 | 01-NOV-2025 | 355.00
| SBP2200RM | APC SERVICE BYPASS PANEL 120V 20A BBM 5-20P input (6) 5-15R (2) 5-20R output | https://www.se.com/us/en/product/SBP2200RM | 120 | 120 | 5.94x18.23x11.61(in) 15.10x46.30x29.50(cent) | 3.80(kilos) 8.38(lbs) |  |  | 731304266754 | NAM CERTIFIED PARTNER USD | 16-SEP-2025 | 309.00 | 01-NOV-2025 | 327.00
| SBP3000 | APC Service Bypass Panel- 100-240V, 30A, BBM, Wall Mount, Hardwire Input/Output | https://www.se.com/us/en/product/SBP3000 | 100 ,230 | 100 ,230 | 7.87x38.19x23.62(in) 20.00x97.00x60.00(cent) | 17.45(kilos) 38.47(lbs) | 4 |  | 731304212713 | NAM CERTIFIED PARTNER USD | 16-SEP-2025 | 628.00 | 01-NOV-2025 | 691.00
| SBP3000RM | APC SERVICE BYPASS PANEL 120V 30A BBM L5-30P input (4) 5-20R (1) L5-30R output | https://www.se.com/us/en/product/SBP3000RM | 120 | 120 | 5.94x18.23x11.61(in) 15.10x46.30x29.50(cent) | 5.27(kilos) 11.62(lbs) |  |  | 731304266723 | NAM CERTIFIED PARTNER USD | 16-SEP-2025 | 351.00 | 01-NOV-2025 | 372.00
| SBP3000RM2U | APC Service Bypass Panel- 100-120V: 30A: BBM: L5-30P input: (2) 5-20R (6) 5-15R output | https://www.se.com/us/en/product/SBP3000RM2U | 100 10 | 100 10 | 7.99x24.02x39.02(in) 20.30x61.00x99.10(cent) | 24.56(kilos) 54.15(lbs) |  |  | 731304212577 | NAM CERTIFIED PARTNER USD | 16-SEP-2025 | 714.00 | 01-NOV-2025 | 785.00
| SBP3000RMHW | APC SERVICE BYPASS PANEL 230V 16A BBM Hardwire | https://www.se.com/us/en/product/SBP3000RMHW | 230 | 230 | 5.94x11.61x18.23(in) 15.10x29.50x46.30(cent) | 3.45(kilos) 7.61(lbs) | 64 |  | 731304283225 | NAM CERTIFIED PARTNER USD | 16-SEP-2025 | 413.00 | 01-NOV-2025 | 438.00
| SBP3000RMI | APC SERVICE BYPASS PANEL 230V 16A BBM IEC C20 input, (6) IEC C13 (1) C19 output | https://www.se.com/us/en/product/SBP3000RMI | 230 | 230 | 5.94x18.23x11.61(in) 15.10x46.30x29.50(cent) | 3.91(kilos) 8.62(lbs) |  |  | 731304266747 | NAM CERTIFIED PARTNER USD | 16-SEP-2025 | 404.00 | 01-NOV-2025 | 429.00
| SBP5000RMI2U | APC Service Bypass Panel - 230V, 32A, BBM, IEC320 C20/HW Input, IEC-320 Output - (2) C19 (8) C13 | https://www.se.com/us/en/product/SBP5000RMI2U | 230 | 230 | 7.99x39.02x24.02(in) 20.30x99.10x61.00(cent) | 23.18(kilos) 51.11(lbs) | 12 |  | 731304212591 | NAM CERTIFIED PARTNER USD | 16-SEP-2025 | 768.00 | 01-NOV-2025 | 844.00
| SBP5000RMT2U | APC Service Bypass Panel - 200/208/240V, 30A, BBM, L6-30P input (2) L6-30R (2) L6-20R output | https://www.se.com/us/en/product/SBP5000RMT2U | 200 20 | 200 20 | 7.99x24.02x39.02(in) 20.30x61.00x99.10(cent) | 24.54(kilos) 54.11(lbs) |  |  | 731304212584 | NAM CERTIFIED PARTNER USD | 16-SEP-2025 | 892.00 | 01-NOV-2025 | 981.00
Close Coupled Air Conditioners >> Cooling | ACAC10005 | InRow Bridge Partition, Data Cable 300 MM | https://www.se.com/us/en/product/ACAC10005 |  |  | 10.16x18.31x3.50(in) 25.80x46.50x8.90(cent) | 4.56(kilos) 10.05(lbs) |  |  | 731304242307 | NAM CERTIFIED PARTNER USD | 16-SEP-2025 | 316.00 | 01-NOV-2025 | 347.00
| ACAC10010 | InRow Bridge Partition, Data Cable 600 MM | https://www.se.com/us/en/product/ACAC10010 |  |  | 4.53x28.43x10.67(in) 11.50x72.20x27.10(cent) | 7.73(kilos) 17.04(lbs) |  |  | 731304242338 | NAM CERTIFIED PARTNER USD | 16-SEP-2025 | 373.00 | 01-NOV-2025 | 410.00
| ACAC10011 | "3ft (0.9144m) Stainless Flex Pipe Kit 1" MPT to 1" FPT Union" | https://www.se.com/us/en/product/ACAC10011 |  |  | 5.00x29.02x29.02(in) 12.70x73.70x73.70(cent) | 5.23(kilos) 11.53(lbs) |  |  | 731304249221 | NAM CERTIFIED PARTNER USD | 16-SEP-2025 | 836.00 | 01-NOV-2025 | 920.00
| ACAC10012 | "6ft (1.828m) Stainless Flex Pipe Kit 1" MPT to 1" FPT Union" | https://www.se.com/us/en/product/ACAC10012 |  |  | 5.00x29.02x29.02(in) 12.70x73.70x73.70(cent) | 6.91(kilos) 15.24(lbs) |  |  | 731304249238 | NAM CERTIFIED PARTNER USD | 16-SEP-2025 | 1405.00 | 01-NOV-2025 | 1545.00
| ACAC10013 | "8ft (2.743m) Stainless Flex Pipe Kit 1" MPT to 1" FPT Union" | https://www.se.com/us/en/product/ACAC10013 |  |  | 22.00x23.00x9.00(in) 55.88x58.42x22.86(cent) | 7.17(kilos) 15.80(lbs) |  |  | 731304343974 | NAM CERTIFIED PARTNER USD | 16-SEP-2025 | 1335.00 | 01-NOV-2025 | 1470.00
| ACAC10016 | "3ft (0.914m) Stainless Flex Pipe Kit 1.25" MPT to 1.5" NPSM, OFS, Female" | https://www.se.com/us/en/product/ACAC10016 |  |  | 5.00x29.02x29.02(in) 12.70x73.70x73.70(cent) | 8.64(kilos) 19.05(lbs) |  |  | 731304250814 | NAM CERTIFIED PARTNER USD | 16-SEP-2025 | 826.00 | 01-NOV-2025 | 908.00
| ACAC10017 | "6ft (1.828m) Stainless Flex Pipe Kit 1.25" MPT to 1.5" NPSM, OFS, Female" | https://www.se.com/us/en/product/ACAC10017 |  |  | 5.00x29.02x29.02(in) 12.70x73.70x73.70(cent) | 10.91(kilos) 24.06(lbs) |  |  | 731304250807 | NAM CERTIFIED PARTNER USD | 16-SEP-2025 | 1165.00 | 01-NOV-2025 | 1280.00
| ACAC10022 | "Isolation Valve Assemblies, 1/2" ODF" | https://www.se.com/us/en/product/ACAC10022 |  |  | 2.36x11.46x4.76(in) 6.00x29.10x12.10(cent) | 0.86(kilos) 1.90(lbs) |  |  | 731304261490 | NAM CERTIFIED PARTNER USD | 16-SEP-2025 | 157.00 | 01-NOV-2025 | 173.00
| ACAC10029 | Flexible Refrigerant Bronze Hose 0.5 inches diameter x 9 ft long | https://www.se.com/us/en/product/ACAC10029 |  |  | 4.00x16.00x24.00(in) 10.16x40.64x60.96(cent) | 4.99(kilos) 11.00(lbs) |  |  | 731304344025 | NAM CERTIFIED PARTNER USD | 16-SEP-2025 | 2050.00 | 01-NOV-2025 | 2255.00
| ACAC10032 | Top Piping Kit - ACRC301S | https://www.se.com/us/en/product/ACAC10032 |  |  | 8.66x59.45x9.45(in) 22.00x151.00x24.00(cent) | 6.83(kilos) 15.05(lbs) |  |  | 731304305804 | NAM CERTIFIED PARTNER USD | 16-SEP-2025 | 458.00 | 01-NOV-2025 | 503.00
| ACAC10033 | Top Piping Kit - ACRC301H | https://www.se.com/us/en/product/ACAC10033 |  |  | 74.80x9.84x9.06(in) 190.00x25.00x23.00(cent) | 9.32(kilos) 20.55(lbs) |  |  | 731304305811 | NAM CERTIFIED PARTNER USD | 16-SEP-2025 | 473.00 | 01-NOV-2025 | 520.00
| ACAC10035 | Compressor Acoustic Hood - RD25kW | https://www.se.com/us/en/product/ACAC10035 |  |  | 170.08x28.35x161.42(in) 432.00x72.00x410.00(cent) | 3.50(kilos) 7.72(lbs) |  |  | 731304344612 | NAM CERTIFIED PARTNER USD | 16-SEP-2025 | 374.00 | 01-NOV-2025 | 412.00
| ACAC10036 | Humidity Sensor - RD25kW | https://www.se.com/us/en/product/ACAC10036 |  |  | 64.57x44.88x64.57(in) 164.00x114.00x164.00(cent) | 0.45(kilos) 0.99(lbs) |  |  | 731304344629 | NAM CERTIFIED PARTNER USD | 16-SEP-2025 | 163.00 | 01-NOV-2025 | 179.00
| ACAC10037 | Ball Valve & Union - RD25kW | https://www.se.com/us/en/product/ACAC10037 |  |  | 103.94x103.94x103.94(in) 264.00x264.00x264.00(cent) | 1.85(kilos) 4.08(lbs) |  |  | 731304344636 | NAM CERTIFIED PARTNER USD | 16-SEP-2025 | 341.00 | 01-NOV-2025 | 375.00
| ACAC10038 | Duplicate PSU (indoor) - RD25kW | https://www.se.com/us/en/product/ACAC10038 |  |  | 103.94x103.94x103.94(in) 264.00x264.00x264.00(cent) | 1.20(kilos) 2.65(lbs) |  |  | 731304344643 | NAM CERTIFIED PARTNER USD | 16-SEP-2025 | 853.00 | 01-NOV-2025 | 938.00
| ACAC10049 | Winter Accessory Kit - Heaters, Brackets, Wiring | https://www.se.com/us/en/product/ACAC10049 |  |  | 6.75x38.25x13.00(in) 17.15x97.16x33.02(cent) | 12.25(kilos) 27.00(lbs) |  |  | 731304410263 | NAM CERTIFIED PARTNER USD | 16-SEP-2025 | 730.00 | 01-NOV-2025 | 803.00
| ACAC10051 | Dual feed kit for Hydronic unit 200-240v | https://www.se.com/us/en/product/ACAC10051 | [6 empty] | 731304422976 | NAM CERTIFIED PARTNER USD | 16-SEP-2025 | 1155.00 | 01-NOV-2025 | 1270.00
| ACAC10053 | Heaters for EBOX and VFD box in low ambient | https://www.se.com/us/en/product/ACAC10053 |  |  | 143.70x70.08x76.77(in) 365.00x178.00x195.00(cent) | 3.41(kilos) 7.52(lbs) |  |  | 731304426639 | NAM CERTIFIED PARTNER USD | 16-SEP-2025 | 838.00 | 01-NOV-2025 | 922.00
| ACAC10057 | Winter Accessory Kit | https://www.se.com/us/en/product/ACAC10057 |  |  | 25.79x12.24x16.14(in) 65.50x31.10x41.00(cent) | 24.10(kilos) 53.14(lbs) |  |  | 731304743569 | NAM CERTIFIED PARTNER USD | 16-SEP-2025 | 845.00 | 01-NOV-2025 | 930.00
| ACAC10058 | InRow ATS for 48VDC | https://www.se.com/us/en/product/ACAC10058 |  |  | 7.09x11.81x18.90(in) 18.00x30.00x48.00(cent) | 7.00(kilos) 15.44(lbs) |  |  | 731304449256 | NAM CERTIFIED PARTNER USD | 16-SEP-2025 | 1325.00 | 01-NOV-2025 | 1455.00
| ACAC10059 | InRow ATS for 100-120v /200-240v | https://www.se.com/us/en/product/ACAC10059 |  |  | 7.09x11.81x18.90(in) 18.00x30.00x48.00(cent) | 7.00(kilos) 15.44(lbs) |  |  | 731304449263 | NAM CERTIFIED PARTNER USD | 16-SEP-2025 | 641.00 | 01-NOV-2025 | 705.00
| ACAC10060 | Condensing unit ATS, CE/UL | https://www.se.com/us/en/product/ACAC10060 |  |  | 9.53x17.64x20.63(in) 24.20x44.80x52.40(cent) | 8.50(kilos) 18.74(lbs) |  |  | 731304449270 | NAM CERTIFIED PARTNER USD | 16-SEP-2025 | 699.00 | 01-NOV-2025 | 769.00
| ACAC10061 | Pump - DP Control, 208-230V, 50/60Hz | https://www.se.com/us/en/product/ACAC10061 |  |  | 17.32x35.43x14.57(in) 44.00x90.00x37.00(cent) | 19.00(kilos) 41.90(lbs) |  |  | 731304436829 | NAM CERTIFIED PARTNER USD | 16-SEP-2025 | 3845.00 | 01-NOV-2025 | 4230.00
| ACAC10062 | InRow ball valve and union | https://www.se.com/us/en/product/ACAC10062 |  |  | 7.87x9.84x9.84(in) 20.00x25.00x25.00(cent) | 2.00(kilos) 4.41(lbs) |  |  | 731304449287 | NAM CERTIFIED PARTNER USD | 16-SEP-2025 | 217.00 | 01-NOV-2025 | 238.00
| ACAC10063 | Flooded Receiver, 2.2L with 75w heater | https://www.se.com/us/en/product/ACAC10063 |  |  | 25.79x15.51x25.20(in) 65.50x39.40x64.00(cent) | 45.00(kilos) 99.23(lbs) |  |  | 731304743576 | NAM CERTIFIED PARTNER USD | 16-SEP-2025 | 3535.00 | 01-NOV-2025 | 3890.00
| ACAC10502 | "Condensate Drain Tubing - PVC Flex 0.25" (1/4") ID, 0.385" (3/8") OD x 50ft L (2 cooling units)" | https://www.se.com/us/en/product/ACAC10502 |  |  | 5.51x18.90x13.39(in) 14.00x48.00x34.00(cent) | 1.82(kilos) 4.00(lbs) |  |  | 731304344032 | NAM CERTIFIED PARTNER USD | 16-SEP-2025 | 47.00 | 01-NOV-2025 | 51.00
| ACAC10503 | "Condensate Drain Tubing - PVC Flex 0.1875" (3/16") ID, 0.3125" (5/16") OD x 50ft L (2 cooling units)" | https://www.se.com/us/en/product/ACAC10503 |  |  | 5.51x18.50x13.39(in) 14.00x47.00x34.00(cent) | 1.68(kilos) 3.69(lbs) |  |  | 731304344049 | NAM CERTIFIED PARTNER USD | 16-SEP-2025 | 45.00 | 01-NOV-2025 | 50.00
| ACAC11008 | InRow OA End Aisle Containment Kit - 42U | https://www.se.com/us/en/product/ACAC11008 |  |  | 9.02x14.33x14.33(in) 22.90x36.40x36.40(cent) | 12.20(kilos) 26.90(lbs) |  |  | 731304273592 | NAM CERTIFIED PARTNER USD | 16-SEP-2025 | 518.00 | 01-NOV-2025 | 596.00
| ACAC11009 | InRow OA End Aisle Containment Kit - 48U | https://www.se.com/us/en/product/ACAC11009 |  |  | 9.02x14.33x14.33(in) 22.90x36.40x36.40(cent) | 13.00(kilos) 28.67(lbs) |  |  | 731304273660 | NAM CERTIFIED PARTNER USD | 16-SEP-2025 | 542.00 | 01-NOV-2025 | 623.00
| ACAC20002 | CDU Flexible Fluid Piping - 300 Feet (91.4 Meters) | https://www.se.com/us/en/product/ACAC20002 |  |  | 12.52x45.51x45.51(in) 31.80x115.60x115.60(cent) | 39.55(kilos) 87.21(lbs) |  |  | 731304241621 | NAM CERTIFIED PARTNER USD | 16-SEP-2025 | 2260.00 | 01-NOV-2025 | 2485.00
| ACAC20003 | CDU Flexible Fluid Piping - 100 Feet (30.4 Meters) | https://www.se.com/us/en/product/ACAC20003 |  |  | 7.01x45.51x45.51(in) 17.80x115.60x115.60(cent) | 13.18(kilos) 29.06(lbs) |  |  | 731304241614 | NAM CERTIFIED PARTNER USD | 16-SEP-2025 | 864.00 | 01-NOV-2025 | 951.00
| ACAC20005 | CDU Flexible Fluid Piping Insulation - 102 Feet (31.0 Meters) | https://www.se.com/us/en/product/ACAC20005 |  |  | 10.98x75.00x15.51(in) 27.90x190.50x39.40(cent) | 8.64(kilos) 19.05(lbs) |  |  | 731304241027 | NAM CERTIFIED PARTNER USD | 16-SEP-2025 | 468.00 | 01-NOV-2025 | 515.00
| ACAC20006 | CDU Flexible Fluid Piping Couplings (4 per pack) | https://www.se.com/us/en/product/ACAC20006 |  |  | 6.50x6.30x6.30(in) 16.50x16.00x16.00(cent) | 0.91(kilos) 2.01(lbs) |  |  | 731304241591 | NAM CERTIFIED PARTNER USD | 16-SEP-2025 | 295.00 | 01-NOV-2025 | 325.00
| ACAC75013 | Flooded Receiver, 20L, 219mm diameter, 640mm length, GB with heater | https://www.se.com/us/en/product/ACAC75013 |  |  | 14.94x16.14x43.50(in) 37.95x41.00x110.50(cent) | 68.04(kilos) 150.03(lbs) |  |  | 731304326946 | NAM CERTIFIED PARTNER USD | 16-SEP-2025 | 2490.00 | 01-NOV-2025 | 2740.00
| ACAC75014 | Flooded Receiver, 20L, 219mm diameter, 640mm length, ASME with heater | https://www.se.com/us/en/product/ACAC75014 |  |  | 14.96x16.14x43.50(in) 38.00x41.00x110.50(cent) | 68.04(kilos) 150.03(lbs) |  |  | 731304326953 | NAM CERTIFIED PARTNER USD | 16-SEP-2025 | 3010.00 | 01-NOV-2025 | 3310.00
| ACAC75015 | Flooded Receiver, 20L, 219mm diameter, 640mm length, PED with heater | https://www.se.com/us/en/product/ACAC75015 |  |  | 14.96x16.14x43.50(in) 38.00x41.00x110.50(cent) | 68.04(kilos) 150.03(lbs) |  |  | 731304326960 | NAM CERTIFIED PARTNER USD | 16-SEP-2025 | 3355.00 | 01-NOV-2025 | 3690.00
| ACAC75016 | Flooded Receiver, 20L, 219mm diameter, 640mm length, ASME with 200w heater | https://www.se.com/us/en/product/ACAC75016 |  |  | 25.00x31.00x25.50(in) 63.50x78.74x64.77(cent) | 84.37(kilos) 186.03(lbs) |  |  | 731304413493 | NAM CERTIFIED PARTNER USD | 16-SEP-2025 | 5465.00 | 01-NOV-2025 | 6010.00
| ACCD75228 | Condenser, 38kW, 95F(35C),208-230V/3, 60Hz | https://www.se.com/us/en/product/ACCD75228 | 200 3 PH,208 3 PH,220 3 PH,240 3 PH |  | 35.00x42.99x130.00(in) 88.90x109.20x330.20(cent) | 272.16(kilos) 600.11(lbs) |  |  | 731304327882 | NAM CERTIFIED PARTNER USD | 16-SEP-2025 | 12250.00 | 01-NOV-2025 | 13475.00
| ACCD75229 | Condenser, 46kW, 115F(46C),208-230V/3, 60Hz | https://www.se.com/us/en/product/ACCD75229 | 200 3 PH,208 3 PH,220 3 PH,240 3 PH |  | 35.00x42.99x130.00(in) 88.90x109.20x330.20(cent) | 272.16(kilos) 600.11(lbs) |  |  | 731304327899 | NAM CERTIFIED PARTNER USD | 16-SEP-2025 | 15180.00 | 01-NOV-2025 | 16695.00
| ACCD75230 | Condenser, 38kW, 95F(35C,460V/3, 60Hz | https://www.se.com/us/en/product/ACCD75230 | 460 3 PH,480 3 PH |  | 35.00x42.99x130.00(in) 88.90x109.20x330.20(cent) | 272.16(kilos) 600.11(lbs) |  |  | 731304326656 | NAM CERTIFIED PARTNER USD | 16-SEP-2025 | 11345.00 | 01-NOV-2025 | 12480.00
| ACCD75231 | Condenser, 46kW, 115F(46C),460V/3, 60Hz | https://www.se.com/us/en/product/ACCD75231 | 460 3 PH,480 3 PH |  | 35.00x42.99x42.99(in) 88.90x109.20x109.20(cent) | 272.16(kilos) 600.11(lbs) |  |  | 731304326663 | NAM CERTIFIED PARTNER USD | 16-SEP-2025 | 13200.00 | 01-NOV-2025 | 14520.00
| ACCD75232 | Condenser, 46kw, 95F/115F(35C/46C),230V/1, 50Hz | https://www.se.com/us/en/product/ACCD75232 | 230 |  | 55.00x50.00x90.00(in) 139.70x127.00x228.60(cent) | 150.00(kilos) 330.75(lbs) |  |  | 731304326670 | NAM CERTIFIED PARTNER USD | 16-SEP-2025 | 6410.00 | 01-NOV-2025 | 7050.00
| ACCD75232-C | Condenser, 46kw, 95F/115F(35C/46C),230V/1, 50Hz, with CE | https://www.se.com/us/en/product/ACCD75232-C | 230 |  | 55.00x50.00x90.00(in) 139.70x127.00x228.60(cent) | 150.00(kilos) 330.75(lbs) |  |  | 731304326687 | NAM CERTIFIED PARTNER USD | 16-SEP-2025 | 7010.00 | 01-NOV-2025 | 7710.00
| ACCD75233-C | Condenser, 46kw, 95F/115F(35C/46C),230V/1, 60Hz , with CE | https://www.se.com/us/en/product/ACCD75233-C | 230 |  | 55.00x50.00x90.00(in) 139.70x127.00x228.60(cent) | 150.00(kilos) 330.75(lbs) |  |  | 731304326977 | NAM CERTIFIED PARTNER USD | 16-SEP-2025 | 6650.00 | 01-NOV-2025 | 7315.00
| ACCD75234 | Condenser 1x1 Build to Order, 38kW, 95F, 208-230V/3, 60Hz (qsce54076) | https://www.se.com/us/en/product/ACCD75234 | 200 3 PH,208 3 PH,220 3 PH,240 3 PH |  | 65.98x55.00x85.00(in) 167.60x139.70x215.90(cent) | 312.98(kilos) 690.12(lbs) |  |  | 731304793175 | NAM CERTIFIED PARTNER USD | 16-SEP-2025 | 10435.00 | 01-NOV-2025 | 11480.00
| ACCD75235 | Condenser 1x1 Build to Order, 38kW, 95F, 460V/3, 60Hz (qsce55319) | https://www.se.com/us/en/product/ACCD75235 | 200 3 PH,208 3 PH,220 3 PH,240 3 PH |  | 65.98x55.00x85.00(in) 167.60x139.70x215.90(cent) | 312.98(kilos) 690.12(lbs) |  |  | 731304793182 | NAM CERTIFIED PARTNER USD | 16-SEP-2025 | 11345.00 | 01-NOV-2025 | 12480.00
| ACCU100 | Condensing unit, 200-240v, CE/UL | https://www.se.com/us/en/product/ACCU100 |  |  | 48.54x20.16x48.82(in) 123.30x51.20x124.00(cent) | 130.00(kilos) 286.65(lbs) |  |  | 731304449232 | NAM CERTIFIED PARTNER USD | 16-SEP-2025 | 9900.00 | 01-NOV-2025 | 10890.00
| ACCU300 | InRow DX 300mm Condensing Unit, 200-240v, Single Power, UL | https://www.se.com/us/en/product/ACCU300 |  |  | 44.72x68.70x42.72(in) 113.60x174.50x108.50(cent) | 297.00(kilos) 654.89(lbs) |  | 1 | 731304410201 | NAM CERTIFIED PARTNER USD | 16-SEP-2025 | 17775.00 | 01-NOV-2025 | 19550.00
| ACCU300D | InRow DX 300mm Condensing Unit, 200-240v, Dual Power, UL | https://www.se.com/us/en/product/ACCU300D |  |  | 44.72x68.70x42.72(in) 113.60x174.50x108.50(cent) | 305.00(kilos) 672.53(lbs) |  | 1 | 731304410218 | NAM CERTIFIED PARTNER USD | 16-SEP-2025 | 19680.00 | 01-NOV-2025 | 21645.00
| ACCU301 | InRow DX 300mm Condensing Unit, 460-480v, Single Power, UL | https://www.se.com/us/en/product/ACCU301 |  |  | 44.72x68.70x42.72(in) 113.60x174.50x108.50(cent) | 297.00(kilos) 654.89(lbs) |  | 1 | 731304410225 | NAM CERTIFIED PARTNER USD | 16-SEP-2025 | 17775.00 | 01-NOV-2025 | 19550.00
| ACCU301D | InRow DX 300mm Condensing Unit, 460-480v, Dual Power, UL | https://www.se.com/us/en/product/ACCU301D |  |  | 44.72x68.70x42.72(in) 113.60x174.50x108.50(cent) | 305.00(kilos) 672.53(lbs) |  | 1 | 731304410232 | NAM CERTIFIED PARTNER USD | 16-SEP-2025 | 19680.00 | 01-NOV-2025 | 21645.00
| ACFD12-B | Cooling Distribution Unit 12 Circuit, Bottom/Top Mains, Bottom Distribution Piping | https://www.se.com/us/en/product/ACFD12-B |  |  | 85.00x47.99x35.00(in) 215.90x121.90x88.90(cent) | 314.56(kilos) 693.60(lbs) |  |  | 731304256632 | NAM CERTIFIED PARTNER USD | 16-SEP-2025 | 16330.00 | 01-NOV-2025 | 17965.00
| ACFD12-T | Cooling Distribution Unit 12 Circuit, Bottom/Top Mains, Top Distribution Piping | https://www.se.com/us/en/product/ACFD12-T |  |  | 85.00x47.99x35.00(in) 215.90x121.90x88.90(cent) | 314.56(kilos) 693.60(lbs) |  |  | 731304256649 | NAM CERTIFIED PARTNER USD | 16-SEP-2025 | 16330.00 | 01-NOV-2025 | 17965.00
| ACHU300 | InRow 300mm Water-Cooled Condensing Unit, 200-240v, UL, ambient above 0C | https://www.se.com/us/en/product/ACHU300 | 200...240 AC 3 PH |  | 26.02x45.12x45.12(in) 66.10x114.60x114.60(cent) | 175.00(kilos) 385.88(lbs) |  |  | 731304426998 | NAM CERTIFIED PARTNER USD | 16-SEP-2025 | 13800.00 | 01-NOV-2025 | 15180.00
| ACHU300-L | InRow 300mm Water-Cooled Condensing Unit, 200-240v, UL, ambient down to -40C | https://www.se.com/us/en/product/ACHU300-L | 200...240 AC 3 PH |  | 26.02x45.12x45.12(in) 66.10x114.60x114.60(cent) | 180.00(kilos) 396.90(lbs) |  |  | 731304426615 | NAM CERTIFIED PARTNER USD | 16-SEP-2025 | 14830.00 | 01-NOV-2025 | 16315.00
| ACRC301H | InRow RC, 300mm, Chilled Water, 208-230V, 50/60Hz - HT | https://www.se.com/us/en/product/ACRC301H | 208 ,230 |  | 83.39x29.37x44.76(in) 211.80x74.60x113.70(cent) | 220.00(kilos) 485.10(lbs) |  |  | 731304301370 | NAM CERTIFIED PARTNER USD | 16-SEP-2025 | 14640.00 | 01-NOV-2025 | 16105.00
| ACRC301HXW | RC 300mm HT, CW, 208-230V 50/60Hz -White | https://www.se.com/us/en/product/ACRC301HXW |  |  | 83.39x44.76x29.37(in) 211.80x113.70x74.60(cent) | 219.54(kilos) 484.08(lbs) |  |  | 731304415343 | NAM CERTIFIED PARTNER USD | 16-SEP-2025 | 15870.00 | 01-NOV-2025 | 17455.00
| ACRC301S | InRow RC, 300mm, Chilled Water, 100-240V, 50/60 Hz - ST | https://www.se.com/us/en/product/ACRC301S | 100...120 10 |  | 83.39x29.37x44.76(in) 211.80x74.60x113.70(cent) | 192.00(kilos) 423.36(lbs) |  |  | 731304301387 | NAM CERTIFIED PARTNER USD | 16-SEP-2025 | 10470.00 | 01-NOV-2025 | 11515.00
| ACRC301SX797 | InRow RC, 300mm, Chilled Water, 100-240V, 50/60 Hz - ST w/ gravity drain | https://www.se.com/us/en/product/ACRC301SX797 | 100...120 10 |  | 83.39x29.37x44.76(in) 211.80x74.60x113.70(cent) | 192.00(kilos) 423.36(lbs) |  |  | 731304332879 | NAM CERTIFIED PARTNER USD | 16-SEP-2025 | 9240.00 | 01-NOV-2025 | 10165.00
| ACRC301SXW | InRow RC, 300mm, Chilled Water, 100-240V, 50/60 Hz - ST - RAL 9003 | https://www.se.com/us/en/product/ACRC301SXW | 100...120 10 |  | 78.39x43.11x11.81(in) 199.10x109.50x30.00(cent) | 184.00(kilos) 405.72(lbs) |  |  | 731304426271 | NAM CERTIFIED PARTNER USD | 16-SEP-2025 | 10725.00 | 01-NOV-2025 | 11800.00
| ACRC600 | InRow RC, 600mm, Chilled Water, 200-240V, 50/60Hz | https://www.se.com/us/en/product/ACRC600 | 200 3 PH,208 3 PH |  | 85.28x33.46x44.76(in) 216.60x85.00x113.70(cent) | 405.45(kilos) 894.02(lbs) |  |  | 731304330363 | NAM CERTIFIED PARTNER USD | 16-SEP-2025 | 22110.00 | 01-NOV-2025 | 24320.00
| ACRC600P | InRow RC, 600mm, Chilled Water 200-240V 50/60Hz, w/ humidifier | https://www.se.com/us/en/product/ACRC600P | 200 3 PH,208 3 PH,220 3 PH,240 3 PH |  | 85.28x33.46x44.76(in) 216.60x85.00x113.70(cent) | 463.18(kilos) 1021.31(lbs) |  |  | 731304330370 | NAM CERTIFIED PARTNER USD | 16-SEP-2025 | 23845.00 | 01-NOV-2025 | 26230.00
| ACRC601 | InRow RC, 600mm, Chilled Water, 460-480V, 60Hz | https://www.se.com/us/en/product/ACRC601 | 480 3 PH |  | 85.28x33.46x44.76(in) 216.60x85.00x113.70(cent) | 405.45(kilos) 894.02(lbs) |  |  | 731304330387 | NAM CERTIFIED PARTNER USD | 16-SEP-2025 | 22170.00 | 01-NOV-2025 | 24385.00
| ACRC601P | InRow RC, 600mm, Chilled Water 460-480V 60Hz, w/ humidifier | https://www.se.com/us/en/product/ACRC601P | 460 3 PH,480 3 PH |  | 85.28x33.46x44.76(in) 216.60x85.00x113.70(cent) | 463.18(kilos) 1021.31(lbs) |  |  | 731304330394 | NAM CERTIFIED PARTNER USD | 16-SEP-2025 | 22655.00 | 01-NOV-2025 | 24920.00
| ACRC602 | InRow RC, 600mm, Chilled Water, 380-415V, 50/60Hz | https://www.se.com/us/en/product/ACRC602 | 400 3 PH |  | 85.28x33.46x44.76(in) 216.60x85.00x113.70(cent) | 405.45(kilos) 894.02(lbs) |  |  | 731304330400 | NAM CERTIFIED PARTNER USD | 16-SEP-2025 | 21400.00 | 01-NOV-2025 | 23540.00
| ACRC602P | InRow RC, 600mm, Chilled Water 380-415V 50/60 Hz, w/ humidifier | https://www.se.com/us/en/product/ACRC602P | 380 3 PH,415 3 PH |  | 85.28x33.46x44.76(in) 216.60x85.00x113.70(cent) | 463.18(kilos) 1021.31(lbs) |  |  | 731304330417 | NAM CERTIFIED PARTNER USD | 16-SEP-2025 | 21995.00 | 01-NOV-2025 | 24190.00
| ACRD100 | InRow RD, 300mm, Air Cooled, 208-230V, 60Hz | https://www.se.com/us/en/product/ACRD100 | 208 20 |  | 83.39x29.37x44.76(in) 211.80x74.60x113.70(cent) | 221.82(kilos) 489.11(lbs) |  |  | 731304264477 | NAM CERTIFIED PARTNER USD | 16-SEP-2025 | 12565.00 | 01-NOV-2025 | 13820.00
| ACRD101 | InRow RD, 300mm, Air Cooled, 220-240V, 50Hz | https://www.se.com/us/en/product/ACRD101 | 220 22 |  | 83.39x29.37x44.76(in) 211.80x74.60x113.70(cent) | 221.82(kilos) 489.11(lbs) |  |  | 731304264460 | NAM CERTIFIED PARTNER USD | 16-SEP-2025 | 11895.00 | 01-NOV-2025 | 13085.00
| ACRD101D | InRow DX 300mm Indoor Unit, 48VDC, Standard, CE/UL | https://www.se.com/us/en/product/ACRD101D |  |  | 78.39x43.11x11.81(in) 199.10x109.50x30.00(cent) | 150.00(kilos) 330.75(lbs) |  |  | 731304449218 | NAM CERTIFIED PARTNER USD | 16-SEP-2025 | 12370.00 | 01-NOV-2025 | 13605.00
| ACRD101P | InRow DX 300mm Indoor Unit, 200-240v, precision, CE/UL | https://www.se.com/us/en/product/ACRD101P |  |  | 78.39x43.11x11.81(in) 199.10x109.50x30.00(cent) | 165.00(kilos) 363.83(lbs) |  |  | 731304743552 | NAM CERTIFIED PARTNER USD | 16-SEP-2025 | 15700.00 | 01-NOV-2025 | 17270.00
| ACRD101S | InRow DX 300mm Indoor Unit, 100-120v /200-240v, Standard, CE/UL | https://www.se.com/us/en/product/ACRD101S |  |  | 78.39x43.11x11.81(in) 199.10x109.50x30.00(cent) | 150.00(kilos) 330.75(lbs) |  |  | 731304449225 | NAM CERTIFIED PARTNER USD | 16-SEP-2025 | 12175.00 | 01-NOV-2025 | 13390.00
| ACRD200 | InRow RD, 300mm, Fluid Cooled, 208-230V, 60Hz | https://www.se.com/us/en/product/ACRD200 | 208 20 |  | 83.39x29.37x44.76(in) 211.80x74.60x113.70(cent) | 237.27(kilos) 523.18(lbs) |  |  | 731304264453 | NAM CERTIFIED PARTNER USD | 16-SEP-2025 | 14035.00 | 01-NOV-2025 | 15440.00
| ACRD201 | InRow RD, 300mm, Fluid Cooled, 220-240V, 50Hz | https://www.se.com/us/en/product/ACRD201 | 220 22 |  | 83.39x29.37x44.76(in) 211.80x74.60x113.70(cent) | 241.82(kilos) 533.21(lbs) |  |  | 731304264484 | NAM CERTIFIED PARTNER USD | 16-SEP-2025 | 13335.00 | 01-NOV-2025 | 14670.00
| ACRD301P | InRow DX 300mm 30kW Indoor Unit, 200-240V, Humidifier & Reheat, CE/UL | https://www.se.com/us/en/product/ACRD301P |  |  | 847.24x447.64x260.24(in) 2152.00x1137.00x661.00(cent) | 213.50(kilos) 470.77(lbs) |  | 1 | 731304410171 | NAM CERTIFIED PARTNER USD | 16-SEP-2025 | 14015.00 | 01-NOV-2025 | 15415.00
| ACRD301S | InRow DX 300mm 30kW Indoor Unit, 100-120v /200-240v, Standard, CE/UL | https://www.se.com/us/en/product/ACRD301S |  |  | 847.24x447.64x260.24(in) 2152.00x1137.00x661.00(cent) | 200.00(kilos) 441.00(lbs) |  | 1 | 731304410164 | NAM CERTIFIED PARTNER USD | 16-SEP-2025 | 12975.00 | 01-NOV-2025 | 14275.00
| ACRD600 | InRow RD, 600mm Air Cooled, 200-240V, 50/60Hz | https://www.se.com/us/en/product/ACRD600 | 200...240 3 PH |  | 85.28x33.46x44.76(in) 216.60x85.00x113.70(cent) | 447.00(kilos) 985.64(lbs) |  |  | 731304326694 | NAM CERTIFIED PARTNER USD | 16-SEP-2025 | 23250.00 | 01-NOV-2025 | 25575.00
| ACRD600P | InRow RD, 600mm Air Cooled, 200-240V, 50/60Hz, with humidifier | https://www.se.com/us/en/product/ACRD600P | 200...240 3 PH |  | 85.28x33.46x44.76(in) 216.60x85.00x113.70(cent) | 458.00(kilos) 1009.89(lbs) |  |  | 731304326700 | NAM CERTIFIED PARTNER USD | 16-SEP-2025 | 24745.00 | 01-NOV-2025 | 27220.00
| ACRD601 | InRow RD, 600mm Air Cooled, 460-480V, 60Hz | https://www.se.com/us/en/product/ACRD601 | 460 3 PH,480 3 PH |  | 85.28x33.46x44.76(in) 216.60x85.00x113.70(cent) | 436.00(kilos) 961.38(lbs) |  |  | 731304326717 | NAM CERTIFIED PARTNER USD | 16-SEP-2025 | 23255.00 | 01-NOV-2025 | 25580.00
| ACRD601P | InRow RD, 600mm Air Cooled, 460-480V, 60Hz, with humidifier | https://www.se.com/us/en/product/ACRD601P | 460 3 PH,480 3 PH |  | 85.28x33.46x44.76(in) 216.60x85.00x113.70(cent) | 447.00(kilos) 985.64(lbs) |  |  | 731304326724 | NAM CERTIFIED PARTNER USD | 16-SEP-2025 | 24745.00 | 01-NOV-2025 | 27220.00
| ACRD602 | InRow RD, 600mm Air Cooled, 380-415V, 50/60Hz | https://www.se.com/us/en/product/ACRD602 | 380 3 PH,400 3 PH,415 3 PH |  | 85.28x33.46x44.76(in) 216.60x85.00x113.70(cent) | 436.00(kilos) 961.38(lbs) |  |  | 731304326731 | NAM CERTIFIED PARTNER USD | 16-SEP-2025 | 22345.00 | 01-NOV-2025 | 24580.00
| ACRD602P | InRow RD, 600mm Air Cooled, 380-415V, 50/60Hz, with humidifier | https://www.se.com/us/en/product/ACRD602P | 380 3 PH,400 3 PH,415 3 PH |  | 85.28x33.46x44.76(in) 216.60x85.00x113.70(cent) | 447.00(kilos) 985.64(lbs) |  |  | 731304326748 | NAM CERTIFIED PARTNER USD | 16-SEP-2025 | 25360.00 | 01-NOV-2025 | 27895.00
| ACRH301P | InRow Twin Coil 300mm 27kW Indoor Unit, 200-240V, Humidifier & Reheat, CE/UL | https://www.se.com/us/en/product/ACRH301P | 200...240 AC 1 PH |  | 43.11x84.72x26.02(in) 109.50x215.20x66.10(cent) | 240.00(kilos) 529.20(lbs) |  |  | 731304422945 | NAM CERTIFIED PARTNER USD | 16-SEP-2025 | 15965.00 | 01-NOV-2025 | 17560.00
| ACRH301S | InRow Twin Coil 300mm 27kW Indoor Unit, 200-240V, CE/UL | https://www.se.com/us/en/product/ACRH301S | 100...240 AC 1 PH |  | 43.11x84.72x26.02(in) 109.50x215.20x66.10(cent) | 226.50(kilos) 499.43(lbs) |  |  | 731304422938 | NAM CERTIFIED PARTNER USD | 16-SEP-2025 | 15545.00 | 01-NOV-2025 | 17100.00
| AP9325 | Leak Sensor - 6.1 m (20 ft) w/ interface cable | https://www.se.com/us/en/product/AP9325 |  |  | 2.80x9.21x6.42(in) 7.10x23.40x16.30(cent) | 0.52(kilos) 1.15(lbs) |  |  | 731304209416 | NAM CERTIFIED PARTNER USD | 16-SEP-2025 | 372.00 | 01-NOV-2025 | 409.00
| AP9326 | Leak Sensor - 6.1 m (20 ft) | https://www.se.com/us/en/product/AP9326 |  |  | 2.01x9.21x6.42(in) 5.10x23.40x16.30(cent) | 0.39(kilos) 0.86(lbs) |  |  | 731304209423 | NAM CERTIFIED PARTNER USD | 16-SEP-2025 | 281.00 | 01-NOV-2025 | 309.00
| RACSC101 | InRow SC System 1 InRow SC, 1 NetShelter SX Rack 600mm, and Rear Containment | https://www.se.com/us/en/product/RACSC101 | 208 ,220 ,230 ,240 | [6 empty] | NAM CERTIFIED PARTNER USD | 16-SEP-2025 | 11175.00 | 01-NOV-2025 | 12295.00
| RACSC112 | InRow SC System 1 InRow SC, 1 NetShelter SX Rack 600mm, with Front and Rear Containment | https://www.se.com/us/en/product/RACSC112 | 200 ,208 ,220 ,230 ,240 | [6 empty] | NAM CERTIFIED PARTNER USD | 16-SEP-2025 | 14550.00 | 01-NOV-2025 | 16005.00
| RACSC201 | InRow SC System 2 InRow SC units, 1 NetShelter SX Rack 600mm, and Rear Containment | https://www.se.com/us/en/product/RACSC201 | 200 ,208 ,220 ,230 ,240 | [6 empty] | NAM CERTIFIED PARTNER USD | 16-SEP-2025 | 18895.00 | 01-NOV-2025 | 20785.00
Containment and Air Distribution >> Cooling | AR7753 | VED for 750mm Wide Short Range / Vertical Exhaust Duct Kit for SX Enclosure | https://www.se.com/us/en/product/AR7753 |  |  | 7.48x35.98x34.02(in) 19.00x91.40x86.40(cent) | 30.60(kilos) 67.47(lbs) |  |  | 731304287841 | NAM CERTIFIED PARTNER USD | 16-SEP-2025 | 663.00 | 01-NOV-2025 | 762.00
Data Center and Facility 3 Phase UPS >> Uninterruptible Power Supply (UPS) | 0G-SY20KF | GENERIC ASSY SYM 20KVA 3PH 208V W/DIST | https://www.se.com/us/en/product/0G-SY20KF |  |  | 91.00x29.50x41.50(in) 231.14x74.93x105.41(cent) | 571.53(kilos) 1260.21(lbs) |  |  |  | NAM CERTIFIED PARTNER USD | 16-SEP-2025 | 17870.00 | 01-NOV-2025 | 19655.00
| AP9644 | Network Management Card LCES2 with Modbus, Ethernet, and Aux Sensors | https://www.se.com/us/en/product/AP9644 |  |  | 1.97x9.25x6.54(in) 5.00x23.50x16.61(cent) | 0.80(kilos) 1.76(lbs) |  |  | 731304355557 | NAM CERTIFIED PARTNER USD | 16-SEP-2025 | 679.00 | 01-NOV-2025 | 747.00
| E3SBPAR10K40F | Easy UPS 3S Parallel Maintenance Bypass Panel for 3 UPSs, 10-40kVA 208V | https://www.se.com/us/en/product/E3SBPAR10K40F |  |  | 47.24x31.50x22.28(in) 120.00x80.00x56.60(cent) | 101.60(kilos) 224.03(lbs) |  |  | 731304427612 | NAM CERTIFIED PARTNER USD | 16-SEP-2025 | 7190.00 | 01-NOV-2025 | 7910.00
| E3SBPSU10K20F | Easy UPS 3S Maintenance Bypass Panel, single unit, 10-20kVA 208V | https://www.se.com/us/en/product/E3SBPSU10K20F |  |  | 196.85x314.96x472.44(in) 500.00x800.00x1200.00(cent) | 42.00(kilos) 92.61(lbs) |  |  | 731304427599 | NAM CERTIFIED PARTNER USD | 16-SEP-2025 | 3590.00 | 01-NOV-2025 | 3950.00
| E3SBPSU30K40F | Easy UPS 3S Maintenance Bypass Panel, single unit, 30-40kVA 208V | https://www.se.com/us/en/product/E3SBPSU30K40F |  |  | 218.90x393.70x472.44(in) 556.00x1000.00x1200.00(cent) | 86.00(kilos) 189.63(lbs) |  |  | 731304427605 | NAM CERTIFIED PARTNER USD | 16-SEP-2025 | 5395.00 | 01-NOV-2025 | 5935.00
| E3SFBTH2 | Easy UPS 3S High Capacity Battery String 208V | https://www.se.com/us/en/product/E3SFBTH2 |  |  | 70.08x100.00x310.00(in) 178.00x254.00x787.40(cent) | 56.25(kilos) 124.03(lbs) |  |  | 731304426653 | NAM CERTIFIED PARTNER USD | 16-SEP-2025 | 1205.00 | 01-NOV-2025 | 1325.00
| E3SOPT001 | Network Card for Easy UPS 3S, 3M, 3L and Galaxy PW 2nd Gen UPS | https://www.se.com/us/en/product/E3SOPT001 |  |  | 2.40x7.09x5.83(in) 6.10x18.00x14.80(cent) | 0.15(kilos) 0.34(lbs) | 20 |  | 731304339854 | NAM CERTIFIED PARTNER USD | 16-SEP-2025 | 175.00 | 01-NOV-2025 | 192.00
| E3SOPT002 | Parallel Kit (5m cable) for Easy UPS 3S & Easy UPS 3S Pro | https://www.se.com/us/en/product/E3SOPT002 |  |  | 6.89x15.75x8.66(in) 17.50x40.00x22.00(cent) | 1.03(kilos) 2.26(lbs) |  |  | 731304339588 | NAM CERTIFIED PARTNER USD | 16-SEP-2025 | 423.00 | 01-NOV-2025 | 465.00
| E3SOPT010 | Dry Contact Card for Easy UPS 3S & Easy UPS 3S Pro | https://www.se.com/us/en/product/E3SOPT010 |  |  | 38.19x65.75x93.31(in) 97.00x167.00x237.00(cent) | 0.00(kilos) 0.00(lbs) |  |  | 731304428886 | NAM CERTIFIED PARTNER USD | 16-SEP-2025 | 198.00 | 01-NOV-2025 | 218.00
| E3SOPT014 | Easy UPS 3S Cold Start Kit 10-40 kVA 208V | https://www.se.com/us/en/product/E3SOPT014 |  |  | 59.84x80.98x151.97(in) 152.00x205.70x386.00(cent) | 0.00(kilos) 0.01(lbs) |  |  | 731304427629 | NAM CERTIFIED PARTNER USD | 16-SEP-2025 | 161.00 | 01-NOV-2025 | 177.00
| E3SOPT015 | Easy UPS 3S Kirk Key Kit | https://www.se.com/us/en/product/E3SOPT015 |  |  | 47.24x100.79x70.87(in) 120.00x256.00x180.00(cent) | 0.00(kilos) 0.00(lbs) |  |  | 731304428015 | NAM CERTIFIED PARTNER USD | 16-SEP-2025 | 904.00 | 01-NOV-2025 | 995.00
| E3SUPS10KFBS | Easy UPS 3S 10 kVA 208V 3:3 UPS for internal batteries, Start-up 5x8 | https://www.se.com/us/en/product/E3SUPS10KFBS | 208 3 PH | 208 3 PH | 627.95x314.96x472.44(in) 1595.00x800.00x1200.00(cent) | 152.00(kilos) 335.16(lbs) |  |  | 731304433675 | NAM CERTIFIED PARTNER USD | 16-SEP-2025 | 8830.00 | 01-NOV-2025 | 9710.00
| E3SUPS15KFBS | Easy UPS 3S 15 kVA 208V 3:3 UPS for internal batteries, Start-up 5x8 | https://www.se.com/us/en/product/E3SUPS15KFBS | 208 3 PH | 208 3 PH | 627.95x314.96x472.44(in) 1595.00x800.00x1200.00(cent) | 165.00(kilos) 363.83(lbs) |  |  | 731304433682 | NAM CERTIFIED PARTNER USD | 16-SEP-2025 | 10140.00 | 01-NOV-2025 | 11150.00
| E3SUPS20KFBS | Easy UPS 3S 20 kVA 208V 3:3 UPS for internal batteries, Start-up 5x8 | https://www.se.com/us/en/product/E3SUPS20KFBS | 208 3 PH | 208 3 PH | 627.95x314.96x472.44(in) 1595.00x800.00x1200.00(cent) | 165.00(kilos) 363.83(lbs) |  |  | 731304433699 | NAM CERTIFIED PARTNER USD | 16-SEP-2025 | 11085.00 | 01-NOV-2025 | 12190.00
| E3SUPS30KFBS | Easy UPS 3S 30 kVA 208V 3:3 UPS for internal batteries, Start-up 5x8 | https://www.se.com/us/en/product/E3SUPS30KFBS | 208 3 PH | 208 3 PH | 627.95x314.96x472.44(in) 1595.00x800.00x1200.00(cent) | 188.00(kilos) 414.54(lbs) |  |  | 731304433705 | NAM CERTIFIED PARTNER USD | 16-SEP-2025 | 13965.00 | 01-NOV-2025 | 15365.00
| E3SUPS40KFBS | Easy UPS 3S 40 kVA 208V 3:3 UPS for internal batteries, Start-up 5x8 | https://www.se.com/us/en/product/E3SUPS40KFBS | 208 3 PH | 208 3 PH | 627.95x314.96x472.44(in) 1595.00x800.00x1200.00(cent) | 220.00(kilos) 485.10(lbs) |  |  | 731304433712 | NAM CERTIFIED PARTNER USD | 16-SEP-2025 | 16615.00 | 01-NOV-2025 | 18275.00
| E3SXR7 | Easy UPS 3S Modular Battery Cabinet 208V | https://www.se.com/us/en/product/E3SXR7 |  |  | 627.95x314.96x472.44(in) 1595.00x800.00x1200.00(cent) | 172.00(kilos) 379.26(lbs) |  |  | 731304427582 | NAM CERTIFIED PARTNER USD | 16-SEP-2025 | 4400.00 | 01-NOV-2025 | 4840.00
| GVEAC7 | Galaxy V Series Empty Auxiliary Cabinet | https://www.se.com/us/en/product/GVEAC7 |  |  | 85.04x32.68x37.01(in) 216.00x83.00x94.00(cent) | 205.00(kilos) 452.03(lbs) |  |  | 731304342830 | NAM CERTIFIED PARTNER USD | 16-SEP-2025 | 3680.00 | 01-NOV-2025 | 4045.00
| GVPM20KD | Galaxy V series Power Module 20kW 400V/480V, 10kW 208V | https://www.se.com/us/en/product/GVPM20KD |  |  | 129.92x228.35x307.09(in) 330.00x580.00x780.00(cent) | 48.00(kilos) 105.84(lbs) |  |  | 731304410966 | NAM CERTIFIED PARTNER USD | 16-SEP-2025 | 7445.00 | 01-NOV-2025 | 8190.00
| GVPM50KD | Galaxy V series Power Module 50kW 400V/480V, 25kW 208V | https://www.se.com/us/en/product/GVPM50KD |  |  | 129.92x228.35x307.09(in) 330.00x580.00x780.00(cent) | 62.00(kilos) 136.71(lbs) |  |  | 731304410959 | NAM CERTIFIED PARTNER USD | 16-SEP-2025 | 10660.00 | 01-NOV-2025 | 11725.00
| GVSBBB20K80H | Galaxy VS Battery Breaker Box 20-80kW 400V | https://www.se.com/us/en/product/GVSBBB20K80H |  |  | 18.90x48.03x33.07(in) 48.00x122.00x84.00(cent) | 45.00(kilos) 99.23(lbs) |  |  | 731304342861 | NAM CERTIFIED PARTNER USD | 16-SEP-2025 | 1525.00 | 01-NOV-2025 | 1680.00
| GVSBBB100K200H | Galaxy VS Battery Breaker Box 100-200kW 400V | https://www.se.com/us/en/product/GVSBBB100K200H |  |  | 18.90x48.03x33.07(in) 48.00x122.00x84.00(cent) | 55.00(kilos) 121.28(lbs) |  |  | 731304342854 | NAM CERTIFIED PARTNER USD | 16-SEP-2025 | 2295.00 | 01-NOV-2025 | 2520.00
| GVSBBK20K80H | Galaxy VS Battery Breaker Kit 20-80kW 400V | https://www.se.com/us/en/product/GVSBBK20K80H |  |  | 22.05x32.48x20.28(in) 56.00x82.50x51.50(cent) | 20.00(kilos) 44.10(lbs) |  |  | 731304342885 | NAM CERTIFIED PARTNER USD | 16-SEP-2025 | 999.00 | 01-NOV-2025 | 1100.00
| GVSBBK100K200H | Galaxy VS Battery Breaker Kit 100-200kW 400V | https://www.se.com/us/en/product/GVSBBK100K200H |  |  | 22.05x32.48x20.28(in) 56.00x82.50x51.50(cent) | 25.00(kilos) 55.13(lbs) |  |  | 731304342878 | NAM CERTIFIED PARTNER USD | 16-SEP-2025 | 1605.00 | 01-NOV-2025 | 1765.00
| GVSBP100T | Galaxy VS Maintenance Bypass Cabinet, single unit, 10-50kW 208V, 20-100kW 480V, 77.6in tall | https://www.se.com/us/en/product/GVSBP100T | 480 3 PH | 480 3 PH | 82.52x32.22x39.69(in) 209.60x81.85x100.80(cent) | 210.00(kilos) 463.05(lbs) |  |  | 731304409687 | NAM CERTIFIED PARTNER USD | 16-SEP-2025 | 7080.00 | 01-NOV-2025 | 7790.00
| GVSBPAR10K30H | Galaxy VS Parallel Maintenance Bypass Panel for 2 UPSs, 10-30kW 400V Wallmount | https://www.se.com/us/en/product/GVSBPAR10K30H |  |  | 19.69x47.24x31.50(in) 50.00x120.00x80.00(cent) | 56.00(kilos) 123.48(lbs) |  |  | 731304367352 | NAM CERTIFIED PARTNER USD | 16-SEP-2025 | 3300.00 | 01-NOV-2025 | 3630.00
| GVSBPAR40K50H | Parallel Maintenance Bypass Panel for 2 UPSs, 40-50kW 400V wallmount, for Galaxy VS and Easy UPS 3S | https://www.se.com/us/en/product/GVSBPAR40K50H |  |  | 22.83x47.24x31.50(in) 58.00x120.00x80.00(cent) | 96.00(kilos) 211.68(lbs) |  |  | 731304367369 | NAM CERTIFIED PARTNER USD | 16-SEP-2025 | 3725.00 | 01-NOV-2025 | 4100.00
| GVSBPAR60K120H | Parallel Maintenance Bypass Panel for 2 UPSs, 60-120kW 400V wallmount for Galaxy VS & Easy UPS 3S/3M | https://www.se.com/us/en/product/GVSBPAR60K120H |  |  | 19.69x472.44x39.37(in) 50.00x1200.00x100.00(cent) | 120.00(kilos) 264.60(lbs) |  |  | 731304367383 | NAM CERTIFIED PARTNER USD | 16-SEP-2025 | 5955.00 | 01-NOV-2025 | 6550.00
| GVSBPIT25B | Galaxy VS Maintenance Bypass Cabinet w input transformer 25kW 480V or 600V in, 208V out, 59in tall | https://www.se.com/us/en/product/GVSBPIT25B |  |  | 58.46x23.62x32.91(in) 148.50x60.00x83.60(cent) | 395.00(kilos) 870.98(lbs) |  |  | 731304404750 | NAM CERTIFIED PARTNER USD | 16-SEP-2025 | 9485.00 | 01-NOV-2025 | 10430.00
| GVSBPIT50 | Galaxy VS Maintenance Bypass Cabinet with Input Transformer 30-50kW 480V or 600V In, 208V Out | https://www.se.com/us/en/product/GVSBPIT50 |  |  | 65.75x31.50x38.98(in) 167.00x80.00x99.00(cent) | 560.00(kilos) 1234.80(lbs) |  |  | 731304342908 | NAM CERTIFIED PARTNER USD | 16-SEP-2025 | 13080.00 | 01-NOV-2025 | 14390.00
| GVSBPIT75 | Galaxy VS Maintenance Bypass Cabinet with Input Transformer 75kW, 480V or 600V In, 208V Out | https://www.se.com/us/en/product/GVSBPIT75 |  |  | 66.00x38.00x33.00(in) 167.64x96.52x83.82(cent) | 634.12(kilos) 1398.24(lbs) |  |  | 731304406921 | NAM CERTIFIED PARTNER USD | 16-SEP-2025 | 16890.00 | 01-NOV-2025 | 18580.00
| GVSBPOT50B | Galaxy VS Maintenance Bypass Cabinet with output transformer 50kW 480V in, 208V out, 59in tall | https://www.se.com/us/en/product/GVSBPOT50B |  |  | 58.46x23.62x32.91(in) 148.50x60.00x83.60(cent) | 530.00(kilos) 1168.65(lbs) |  |  | 731304404767 | NAM CERTIFIED PARTNER USD | 16-SEP-2025 | 12475.00 | 01-NOV-2025 | 13720.00
| GVSBPOT100 | Galaxy VS Maintenance Bypass Cabinet with Output Transformer 60-100kW 480V In, 208V Out | https://www.se.com/us/en/product/GVSBPOT100 |  |  | 65.75x31.50x38.98(in) 167.00x80.00x99.00(cent) | 675.00(kilos) 1488.38(lbs) |  |  | 731304342915 | NAM CERTIFIED PARTNER USD | 16-SEP-2025 | 14605.00 | 01-NOV-2025 | 16065.00
| GVSBPOT100T | Galaxy VS Maintenance Bypass Cabinet with output transformer 100kW 480V in, 208V out, 77.6in tall | https://www.se.com/us/en/product/GVSBPOT100T | 480 3 PH | 208 3 PH | 81.97x29.72x39.76(in) 208.20x75.50x101.00(cent) | 725.00(kilos) 1598.63(lbs) |  |  | 731304409670 | NAM CERTIFIED PARTNER USD | 16-SEP-2025 | 19310.00 | 01-NOV-2025 | 21240.00
| GVSBPOT150 | Galaxy VS Maintenance Bypass Cabinet with Output Transformer 150kW 480V In, 208V Out | https://www.se.com/us/en/product/GVSBPOT150 |  |  | 65.75x40.16x39.76(in) 167.00x102.00x101.00(cent) | 930.00(kilos) 2050.65(lbs) |  |  | 731304406914 | NAM CERTIFIED PARTNER USD | 16-SEP-2025 | 24420.00 | 01-NOV-2025 | 26860.00
| GVSBPSU10K20H | Maintenance Bypass Panel, single unit, 10-20kW 400V wallmount, for Galaxy VS and Easy UPS 3S | https://www.se.com/us/en/product/GVSBPSU10K20H |  |  | 10.24x23.23x20.87(in) 26.00x59.00x53.00(cent) | 20.00(kilos) 44.10(lbs) | 6 |  | 731304367406 | NAM CERTIFIED PARTNER USD | 16-SEP-2025 | 836.00 | 01-NOV-2025 | 920.00
| GVSBPSU20K60H | Maintenance Bypass Panel, single unit, 20-60kW 400V wallmount, for Galaxy VS and Easy UPS 3S | https://www.se.com/us/en/product/GVSBPSU20K60H |  |  | 18.11x31.50x28.74(in) 46.00x80.00x73.00(cent) | 43.00(kilos) 94.82(lbs) |  |  | 731304342571 | NAM CERTIFIED PARTNER USD | 16-SEP-2025 | 1265.00 | 01-NOV-2025 | 1390.00
| GVSBPSU60G-WP | Galaxy VS Maintenance Bypass Panel, single unit, 10-30kW 208V, 20-60kW 480V wallmount | https://www.se.com/us/en/product/GVSBPSU60G-WP |  |  | 31.50x18.90x47.24(in) 80.00x48.00x120.00(cent) | 40.00(kilos) 88.20(lbs) |  |  | 731304367413 | NAM CERTIFIED PARTNER USD | 16-SEP-2025 | 1665.00 | 01-NOV-2025 | 1830.00
| GVSBPSU80G | Galaxy VS Maintenance Bypass Cabinet, UL, Single-Unit 10-40kW 208V, 20-80kW 480V, 20-80kW 400V | https://www.se.com/us/en/product/GVSBPSU80G |  |  | 65.35x25.00x38.98(in) 166.00x63.50x99.00(cent) | 125.00(kilos) 275.63(lbs) |  |  | 731304342588 | NAM CERTIFIED PARTNER USD | 16-SEP-2025 | 4245.00 | 01-NOV-2025 | 4670.00
| GVSBPSU80K120H | Maintenance Bypass Panel, single unit, 80-120kW 400V wallmount, for Galaxy VS and Easy UPS 3S/3M | https://www.se.com/us/en/product/GVSBPSU80K120H |  |  | 47.24x21.26x31.50(in) 120.00x54.00x80.00(cent) | 59.87(kilos) 132.02(lbs) |  |  | 731304344490 | NAM CERTIFIED PARTNER USD | 16-SEP-2025 | 2005.00 | 01-NOV-2025 | 2205.00
| GVSBPSU100G-WP | Galaxy VS Maintenance Bypass Panel, single unit, 25-50kW 208V, 50-100kW 480V wallmount | https://www.se.com/us/en/product/GVSBPSU100G-WP |  |  | 39.37x22.83x47.24(in) 100.00x58.00x120.00(cent) | 100.00(kilos) 220.50(lbs) |  |  | 731304367390 | NAM CERTIFIED PARTNER USD | 16-SEP-2025 | 3920.00 | 01-NOV-2025 | 4310.00
| GVSBPSU150G | Galaxy VS Maintenance Bypass Cabinet, UL, Single-Unit 50-75kW 208V, 100-150kW 480V, 100-150kW 400V | https://www.se.com/us/en/product/GVSBPSU150G |  |  | 65.35x25.00x38.98(in) 166.00x63.50x99.00(cent) | 135.00(kilos) 297.68(lbs) |  |  | 731304342564 | NAM CERTIFIED PARTNER USD | 16-SEP-2025 | 5715.00 | 01-NOV-2025 | 6285.00
| GVSBPSU150KH | Maintenance Bypass Panel, single unit, 150kW 400V wallmount, for Galaxy VS and Easy UPS 3M | https://www.se.com/us/en/product/GVSBPSU150KH | 400 3 PH |  | 19.29x48.03x33.07(in) 49.00x122.00x84.00(cent) | 60.00(kilos) 132.30(lbs) |  |  | 731304405658 | NAM CERTIFIED PARTNER USD | 16-SEP-2025 | 2560.00 | 01-NOV-2025 | 2815.00
| GVSBT4 | Galaxy VS 7Ah Smart Modular Battery String | https://www.se.com/us/en/product/GVSBT4 |  |  | 7.09x22.05x32.28(in) 18.00x56.00x82.00(cent) | 112.00(kilos) 246.96(lbs) |  |  | 731304367420 | NAM CERTIFIED PARTNER USD | 16-SEP-2025 | 2465.00 | 01-NOV-2025 | 2715.00
| GVSBTH4 | Galaxy VS 9Ah Smart Modular High Capacity Battery String | https://www.se.com/us/en/product/GVSBTH4 |  |  | 7.09x23.62x31.50(in) 18.00x60.00x80.00(cent) | 112.00(kilos) 246.96(lbs) |  |  | 731304367437 | NAM CERTIFIED PARTNER USD | 16-SEP-2025 | 2960.00 | 01-NOV-2025 | 3255.00
| GVSBTH4LL | Galaxy VS 9Ah Smart Modular Long-Life High Capacity Battery String | https://www.se.com/us/en/product/GVSBTH4LL |  |  | 12.20x23.62x31.50(in) 31.00x60.00x80.00(cent) | 140.50(kilos) 309.80(lbs) |  |  | 731304367444 | NAM CERTIFIED PARTNER USD | 16-SEP-2025 | 3770.00 | 01-NOV-2025 | 4150.00
| GVSBTHU | Galaxy VS 9Ah Smart High Capacity Battery Module | https://www.se.com/us/en/product/GVSBTHU |  |  | 7.09x5.91x31.50(in) 18.00x15.00x80.00(cent) | 33.00(kilos) 72.77(lbs) |  |  | 731304348207 | NAM CERTIFIED PARTNER USD | 16-SEP-2025 | 1440.00 | 01-NOV-2025 | 1580.00
| GVSBTHULL | Galaxy VS 9Ah Smart Long-Life High Capacity Battery Module | https://www.se.com/us/en/product/GVSBTHULL |  |  | 7.09x5.91x31.50(in) 18.00x15.00x80.00(cent) | 33.00(kilos) 72.77(lbs) |  |  | 731304367451 | NAM CERTIFIED PARTNER USD | 16-SEP-2025 | 1755.00 | 01-NOV-2025 | 1935.00
| GVSBTU | Galaxy VS 7Ah Smart Battery Module | https://www.se.com/us/en/product/GVSBTU |  |  | 7.09x5.91x31.50(in) 18.00x15.00x80.00(cent) | 31.00(kilos) 68.36(lbs) |  |  | 731304348214 | NAM CERTIFIED PARTNER USD | 16-SEP-2025 | 1210.00 | 01-NOV-2025 | 1330.00
| GVSCBC10A2 | Classic Battery Cabinet, IEC, 1000mm wide, Config A2, Galaxy VS/VL and Easy UPS 3-Phase Modular | https://www.se.com/us/en/product/GVSCBC10A2 |  |  | 74.80x39.76x33.27(in) 190.00x101.00x84.50(cent) | 1260.00(kilos) 2778.30(lbs) |  |  | 731304404798 | NAM CERTIFIED PARTNER USD | 16-SEP-2025 | 16590.00 | 01-NOV-2025 | 18250.00
| GVSCBT1 | Galaxy VS Classic Battery Cabinet, UL, Type 1 | https://www.se.com/us/en/product/GVSCBT1 |  |  | 66.46x54.02x39.29(in) 168.80x137.20x99.80(cent) | 619.00(kilos) 1364.90(lbs) |  |  | 731304342984 | NAM CERTIFIED PARTNER USD | 16-SEP-2025 | 15715.00 | 01-NOV-2025 | 17285.00
| GVSCBT1ST | Galaxy VS Classic Battery Cabinet, UL, Type 1, Seismic Tested | https://www.se.com/us/en/product/GVSCBT1ST |  |  | 66.46x54.02x39.29(in) 168.80x137.20x99.80(cent) | 662.00(kilos) 1459.71(lbs) |  |  | 731304407317 | NAM CERTIFIED PARTNER USD | 16-SEP-2025 | 16600.00 | 01-NOV-2025 | 18260.00
| GVSCBT2 | Galaxy VS Classic Battery Cabinet, UL, Type 2 | https://www.se.com/us/en/product/GVSCBT2 |  |  | 66.46x54.02x39.29(in) 168.80x137.20x99.80(cent) | 708.00(kilos) 1561.14(lbs) |  |  | 731304342991 | NAM CERTIFIED PARTNER USD | 16-SEP-2025 | 18330.00 | 01-NOV-2025 | 20165.00
| GVSCBT2ST | Galaxy VS Classic Battery Cabinet, UL, Type 2, Seismic Tested | https://www.se.com/us/en/product/GVSCBT2ST |  |  | 66.46x54.02x39.29(in) 168.80x137.20x99.80(cent) | 751.00(kilos) 1655.96(lbs) |  |  | 731304407324 | NAM CERTIFIED PARTNER USD | 16-SEP-2025 | 19220.00 | 01-NOV-2025 | 21140.00
| GVSCBT3 | Galaxy VS Classic Battery Cabinet, UL, Type 3 | https://www.se.com/us/en/product/GVSCBT3 |  |  | 66.46x54.02x39.29(in) 168.80x137.20x99.80(cent) | 1009.00(kilos) 2224.85(lbs) |  |  | 731304343004 | NAM CERTIFIED PARTNER USD | 16-SEP-2025 | 21100.00 | 01-NOV-2025 | 23210.00
| GVSCBT3ST | Galaxy VS Classic Battery Cabinet, UL, Type 3, Seismic Tested | https://www.se.com/us/en/product/GVSCBT3ST |  |  | 66.46x54.02x39.29(in) 168.80x137.20x99.80(cent) | 1053.00(kilos) 2321.87(lbs) |  |  | 731304407331 | NAM CERTIFIED PARTNER USD | 16-SEP-2025 | 22165.00 | 01-NOV-2025 | 24385.00
| GVSCBT4 | Galaxy VS Classic Battery Cabinet, UL, Type 4 | https://www.se.com/us/en/product/GVSCBT4 |  |  | 66.46x54.02x39.29(in) 168.80x137.20x99.80(cent) | 1370.00(kilos) 3020.85(lbs) |  |  | 731304343011 | NAM CERTIFIED PARTNER USD | 16-SEP-2025 | 24125.00 | 01-NOV-2025 | 26540.00
| GVSCBT4ST | Galaxy VS Classic Battery Cabinet, UL, Type 4, Seismic Tested | https://www.se.com/us/en/product/GVSCBT4ST |  |  | 66.46x54.02x39.29(in) 168.80x137.20x99.80(cent) | 1422.00(kilos) 3135.51(lbs) |  |  | 731304407348 | NAM CERTIFIED PARTNER USD | 16-SEP-2025 | 25190.00 | 01-NOV-2025 | 27710.00
| GVSCBT5 | Galaxy VS Classic Battery Cabinet, UL, Type 5 | https://www.se.com/us/en/product/GVSCBT5 |  |  | 66.46x54.02x39.29(in) 168.80x137.20x99.80(cent) | 1569.00(kilos) 3459.65(lbs) |  |  | 731304343028 | NAM CERTIFIED PARTNER USD | 16-SEP-2025 | 26475.00 | 01-NOV-2025 | 29120.00
| GVSCBT5ST | Galaxy VS Classic Battery Cabinet, UL, Type 5, Seismic Tested | https://www.se.com/us/en/product/GVSCBT5ST |  |  | 66.46x54.02x39.29(in) 168.80x137.20x99.80(cent) | 1622.00(kilos) 3576.51(lbs) |  |  | 731304407355 | NAM CERTIFIED PARTNER USD | 16-SEP-2025 | 27540.00 | 01-NOV-2025 | 30295.00
| GVSCBT6ST | Galaxy VS Classic Battery Cabinet, UL, Type 6, Seismic Tested | https://www.se.com/us/en/product/GVSCBT6ST |  |  | 66.46x54.02x39.29(in) 168.80x137.20x99.80(cent) | 1622.00(kilos) 3576.51(lbs) |  |  | 731304406471 | NAM CERTIFIED PARTNER USD | 16-SEP-2025 | 31615.00 | 01-NOV-2025 | 34775.00
| GVSCBT7ST | Galaxy VS Classical Battery Cabinet, UL, Type 7, Seismic Tested | https://www.se.com/us/en/product/GVSCBT7ST |  |  | 67.50x33.50x54.00(in) 171.45x85.09x137.16(cent) | 1763.11(kilos) 3887.67(lbs) |  |  | 731304406464 | NAM CERTIFIED PARTNER USD | 16-SEP-2025 | 32825.00 | 01-NOV-2025 | 36105.00
| GVSMODBC6 | Galaxy VS Modular Battery Cabinet for up to 6 smart modular battery strings | https://www.se.com/us/en/product/GVSMODBC6 |  |  | 65.51x25.00x38.98(in) 166.40x63.50x99.00(cent) | 205.00(kilos) 452.03(lbs) |  |  | 731304367468 | NAM CERTIFIED PARTNER USD | 16-SEP-2025 | 4765.00 | 01-NOV-2025 | 5245.00
| GVSMODBC9 | Galaxy VS Modular Battery Cabinet for up to 9 smart modular battery strings | https://www.se.com/us/en/product/GVSMODBC9 |  |  | 81.97x29.72x39.76(in) 208.20x75.50x101.00(cent) | 206.00(kilos) 454.23(lbs) |  |  | 731304367475 | NAM CERTIFIED PARTNER USD | 16-SEP-2025 | 6525.00 | 01-NOV-2025 | 7180.00
| GVSOPT001 | Galaxy VS Air Filter Kit for 521mm wide UPS | https://www.se.com/us/en/product/GVSOPT001 |  |  | 16.14x20.08x31.89(in) 41.00x51.00x81.00(cent) | 3.00(kilos) 6.62(lbs) |  |  | 731304343035 | NAM CERTIFIED PARTNER USD | 16-SEP-2025 | 193.00 | 01-NOV-2025 | 212.00
| GVSOPT002 | Galaxy VS Seismic Kit for Modular Battery Cabinet or 521mm wide UPS | https://www.se.com/us/en/product/GVSOPT002 |  |  | 10.04x14.96x27.76(in) 25.50x38.00x70.50(cent) | 8.50(kilos) 18.74(lbs) |  |  | 731304343042 | NAM CERTIFIED PARTNER USD | 16-SEP-2025 | 219.00 | 01-NOV-2025 | 241.00
| GVSOPT003 | Galaxy VS Seismic Kit for Maintenance Bypass Cabinet | https://www.se.com/us/en/product/GVSOPT003 |  |  | 7.28x14.96x19.88(in) 18.50x38.00x50.50(cent) | 10.00(kilos) 22.05(lbs) |  |  | 731304343059 | NAM CERTIFIED PARTNER USD | 16-SEP-2025 | 165.00 | 01-NOV-2025 | 181.00
| GVSOPT004 | Galaxy VS Kirk Key Kit for Maintenance Bypass Cabinet | https://www.se.com/us/en/product/GVSOPT004 |  |  | 10.04x12.01x12.01(in) 25.50x30.50x30.50(cent) | 6.00(kilos) 13.23(lbs) |  |  | 731304343066 | NAM CERTIFIED PARTNER USD | 16-SEP-2025 | 2455.00 | 01-NOV-2025 | 2700.00
| GVSOPT005 | Galaxy VS NEMA 2 holes kit | https://www.se.com/us/en/product/GVSOPT005 |  |  | 6.10x12.01x12.01(in) 15.50x30.50x30.50(cent) | 3.70(kilos) 8.16(lbs) |  |  | 731304343073 | NAM CERTIFIED PARTNER USD | 16-SEP-2025 | 329.00 | 01-NOV-2025 | 362.00
| GVSOPT006 | Parallel Communications Kit for Galaxy VS, Easy UPS 3-Phase Modular, Galaxy PX, & Galaxy 3L Pro | https://www.se.com/us/en/product/GVSOPT006 |  |  | 5.31x17.91x12.99(in) 13.50x45.50x33.00(cent) | 4.00(kilos) 8.82(lbs) |  |  | 731304343080 | NAM CERTIFIED PARTNER USD | 16-SEP-2025 | 428.00 | 01-NOV-2025 | 470.00
| GVSOPT007 | Galaxy VS Kirk Key Kit for Maintenance Bypass Cabinet | https://www.se.com/us/en/product/GVSOPT007 |  |  | 10.04x12.01x12.01(in) 25.50x30.50x30.50(cent) | 5.00(kilos) 11.03(lbs) |  |  | 731304343097 | NAM CERTIFIED PARTNER USD | 16-SEP-2025 | 1480.00 | 01-NOV-2025 | 1630.00
| GVSOPT008 | Galaxy VS Seismic kit for Maintenance Bypass Cabinet with Transfomer | https://www.se.com/us/en/product/GVSOPT008 |  |  | 10.04x14.96x27.76(in) 25.50x38.00x70.50(cent) | 7.00(kilos) 15.44(lbs) |  |  | 731304343103 | NAM CERTIFIED PARTNER USD | 16-SEP-2025 | 275.00 | 01-NOV-2025 | 302.00
| GVSOPT011 | Galaxy VS Cable Kit for 2nd Classic Battery Cabinet | https://www.se.com/us/en/product/GVSOPT011 |  |  | 7.99x22.01x15.98(in) 20.30x55.90x40.60(cent) | 5.44(kilos) 12.00(lbs) |  |  | 731304641605 | NAM CERTIFIED PARTNER USD | 16-SEP-2025 | 617.00 | 01-NOV-2025 | 678.00
| GVSOPT012 | Galaxy VS Cable Kit for 59in tall maintenance bypass cabinet with transformer, 25kVA in/50kVA out | https://www.se.com/us/en/product/GVSOPT012 |  |  | 8.66x25.98x13.78(in) 22.00x66.00x35.00(cent) | 25.00(kilos) 55.13(lbs) |  |  | 731304404781 | NAM CERTIFIED PARTNER USD | 16-SEP-2025 | 503.00 | 01-NOV-2025 | 554.00
| GVSOPT013 | Galaxy VS Cable and conduit box Kit for 59in tall Bypass with transformer, 25kVA in/50kVA out | https://www.se.com/us/en/product/GVSOPT013 |  |  | 8.66x25.98x13.78(in) 22.00x66.00x35.00(cent) | 25.00(kilos) 55.13(lbs) |  |  | 731304404774 | NAM CERTIFIED PARTNER USD | 16-SEP-2025 | 1345.00 | 01-NOV-2025 | 1475.00
| GVSOPT014 | Galaxy VS Air Filter Kit for 1970mm (77.6in) tall UPS | https://www.se.com/us/en/product/GVSOPT014 |  |  | 11.02x22.83x20.47(in) 28.00x58.00x52.00(cent) | 4.20(kilos) 9.26(lbs) |  |  | 731304404811 | NAM CERTIFIED PARTNER USD | 16-SEP-2025 | 202.00 | 01-NOV-2025 | 222.00
| GVSOPT015 | Galaxy VS Air Filter Kit for 350mm (13.8in) wide UPS | https://www.se.com/us/en/product/GVSOPT015 |  |  | 8.82x13.66x26.54(in) 22.40x34.70x67.40(cent) | 4.54(kilos) 10.01(lbs) |  |  | 731304404828 | NAM CERTIFIED PARTNER USD | 16-SEP-2025 | 173.00 | 01-NOV-2025 | 190.00
| GVSOPT016 | Galaxy VS Seismic Kit for 1970mm (77.6in) tall UPS or modular battery cabinet | https://www.se.com/us/en/product/GVSOPT016 |  |  | 9.06x25.59x12.99(in) 23.00x65.00x33.00(cent) | 14.00(kilos) 30.87(lbs) |  |  | 731304404835 | NAM CERTIFIED PARTNER USD | 16-SEP-2025 | 731.00 | 01-NOV-2025 | 804.00
| GVSOPT017 | Galaxy VS Seismic Kit for 350mm (13.8in) wide UPS | https://www.se.com/us/en/product/GVSOPT017 |  |  | 17.72x12.80x1.97(in) 45.00x32.50x5.00(cent) | 6.80(kilos) 14.99(lbs) |  |  | 731304404842 | NAM CERTIFIED PARTNER USD | 16-SEP-2025 | 198.00 | 01-NOV-2025 | 217.00
| GVSOPT018 | Galaxy VS Cable and Conduit Box for 20.5in wide UPS w batteries and maintenance bypass cabinet | https://www.se.com/us/en/product/GVSOPT018 |  |  | 19.69x15.75x31.50(in) 50.00x40.00x80.00(cent) | 22.00(kilos) 48.51(lbs) |  |  | 731304404859 | NAM CERTIFIED PARTNER USD | 16-SEP-2025 | 1345.00 | 01-NOV-2025 | 1475.00
| GVSOPT020 | Galaxy VS NEMA 2 holes kit for 77.6in tall UPS | https://www.se.com/us/en/product/GVSOPT020 |  |  | 4.72x9.84x10.24(in) 12.00x25.00x26.00(cent) | 3.70(kilos) 8.16(lbs) |  |  | 731304404866 | NAM CERTIFIED PARTNER USD | 16-SEP-2025 | 284.00 | 01-NOV-2025 | 313.00
| GVSOPT025 | Galaxy VS Seismic Kit for 1970mm (77.6in) tall auxiliary cabinet | https://www.se.com/us/en/product/GVSOPT025 |  |  | 2.95x25.59x12.80(in) 7.50x65.00x32.50(cent) | 10.00(kilos) 22.05(lbs) |  |  | 731304411215 | NAM CERTIFIED PARTNER USD | 16-SEP-2025 | 275.00 | 01-NOV-2025 | 302.00
| GVSOPT026 | Galaxy VS IP22 Kit for 521mm wide UPS | https://www.se.com/us/en/product/GVSOPT026 |  |  | 14.33x20.24x40.20(in) 36.40x51.40x102.10(cent) | 9.07(kilos) 20.00(lbs) |  |  | 731304405634 | NAM CERTIFIED PARTNER USD | 16-SEP-2025 | 766.00 | 01-NOV-2025 | 843.00
| GVSOPT027 | Galaxy VS Mounting Skid for 521mm wide UPS for marine or industrial applications | https://www.se.com/us/en/product/GVSOPT027 |  |  | 78.74x244.09x374.02(in) 200.00x620.00x950.00(cent) | 80.00(kilos) 176.40(lbs) |  |  | 731304405641 | NAM CERTIFIED PARTNER USD | 16-SEP-2025 | 3830.00 | 01-NOV-2025 | 4215.00
| GVSOPT028 | Galaxy VS Cable Kit for 2nd and 3rd Classic Battery Cabinet | https://www.se.com/us/en/product/GVSOPT028 |  |  | 10.00x10.00x10.00(in) 25.40x25.40x25.40(cent) | 9.07(kilos) 20.00(lbs) |  |  | 731304406488 | NAM CERTIFIED PARTNER USD | 16-SEP-2025 | 1750.00 | 01-NOV-2025 | 1925.00
| GVSOPT029 | Galaxy VS Seismic Kit for 150kW Transformer Cabinet | https://www.se.com/us/en/product/GVSOPT029 |  |  | 13.75x35.50x8.25(in) 34.93x90.17x20.96(cent) | 19.23(kilos) 42.41(lbs) |  |  | 731304406938 | NAM CERTIFIED PARTNER USD | 16-SEP-2025 | 355.00 | 01-NOV-2025 | 390.00
| GVSOPT030 | Galaxy VS Cable Kit for UPS with external Modular Battery Cabinets, adjacent installation | https://www.se.com/us/en/product/GVSOPT030 |  |  | 10.00x10.00x10.00(in) 25.40x25.40x25.40(cent) | 9.07(kilos) 20.00(lbs) |  |  | 731304406945 | NAM CERTIFIED PARTNER USD | 16-SEP-2025 | 1345.00 | 01-NOV-2025 | 1475.00
| GVSOPT031 | Galaxy VS 4th Breaker kit for 77.6in tall Maintenance Bypass Cabinet | https://www.se.com/us/en/product/GVSOPT031 |  |  | 37.40x13.78x45.28(in) 95.00x35.00x115.00(cent) | 75.00(kilos) 165.38(lbs) |  |  | 731304411598 | NAM CERTIFIED PARTNER USD | 16-SEP-2025 | 1935.00 | 01-NOV-2025 | 2125.00
| GVSOPT032 | Galaxy VS Cable Kit for 77.6in tall Bypass | https://www.se.com/us/en/product/GVSOPT032 |  |  | 37.40x13.78x45.28(in) 95.00x35.00x115.00(cent) | 90.00(kilos) 198.45(lbs) |  |  | 731304414834 | NAM CERTIFIED PARTNER USD | 16-SEP-2025 | 2215.00 | 01-NOV-2025 | 2435.00
| GVSOPT033 | Galaxy VS IP52 / NEMA12 Kit for 521mm (20.5in) wide UPS | https://www.se.com/us/en/product/GVSOPT033 |  |  | 15.94x62.40x26.97(in) 40.50x158.50x68.50(cent) | 63.00(kilos) 138.92(lbs) |  |  | 731304423423 | NAM CERTIFIED PARTNER USD | 16-SEP-2025 | 958.00 | 01-NOV-2025 | 1055.00
| GVSOPT034 | Galaxy VS IP52 / NEMA12 Kit for Modular battery cabinet 6 strings | https://www.se.com/us/en/product/GVSOPT034 |  |  | 14.96x42.32x25.59(in) 38.00x107.50x65.00(cent) | 58.00(kilos) 127.89(lbs) |  |  | 731304423430 | NAM CERTIFIED PARTNER USD | 16-SEP-2025 | 862.00 | 01-NOV-2025 | 948.00
| GVSOPT036 | Galaxy VS Remote Alarm Panel | https://www.se.com/us/en/product/GVSOPT036 |  |  | 196.85x157.48x90.55(in) 500.00x400.00x230.00(cent) | 15.00(kilos) 33.08(lbs) |  |  | 731304435211 | NAM CERTIFIED PARTNER USD | 16-SEP-2025 | 2155.00 | 01-NOV-2025 | 2375.00
| GVSOPT037 | Galaxy VS Output Switch Box | https://www.se.com/us/en/product/GVSOPT037 |  |  | 255.91x137.80x78.74(in) 650.00x350.00x200.00(cent) | 15.00(kilos) 33.08(lbs) |  |  | 731304435228 | NAM CERTIFIED PARTNER USD | 16-SEP-2025 | 1245.00 | 01-NOV-2025 | 1370.00
| GVSOPT038 | Galaxy VS Live Swap upgrade kit | https://www.se.com/us/en/product/GVSOPT038 |  |  | 179.92x59.06x137.80(in) 457.00x150.00x350.00(cent) | 1.00(kilos) 2.21(lbs) |  |  | 731304439370 | NAM CERTIFIED PARTNER USD | 16-SEP-2025 | 435.00 | 01-NOV-2025 | 479.00
| GVSOPT038S | Galaxy VS Live Swap Upgrade Kit for UPS with External Batteries, Start-up Service 5x8 | https://www.se.com/us/en/product/GVSOPT038S |  |  | 18.70x13.78x5.91(in) 47.50x35.00x15.00(cent) | 2.00(kilos) 4.41(lbs) |  |  | 731304440123 | NAM CERTIFIED PARTNER USD | 16-SEP-2025 | 2015.00 | 01-NOV-2025 | 2215.00
| GVSOPT039 | Galaxy VS Live Swap Upgrade Kit for UPS with Modular Batteries | https://www.se.com/us/en/product/GVSOPT039 |  |  | 216.54x236.22x129.92(in) 550.00x600.00x330.00(cent) | 11.00(kilos) 24.26(lbs) |  |  | 731304450320 | NAM CERTIFIED PARTNER USD | 16-SEP-2025 | 533.00 | 01-NOV-2025 | 586.00
| GVSOPT040 | Galaxy VS Interface Cable for X-ray equipment | https://www.se.com/us/en/product/GVSOPT040 |  |  | 27.56x157.87x78.74(in) 70.00x401.00x200.00(cent) | 1.05(kilos) 2.31(lbs) |  |  | 731304451174 | NAM CERTIFIED PARTNER USD | 16-SEP-2025 | 137.00 | 01-NOV-2025 | 150.00
| GVSUPS10K0B4FS | Galaxy VS UPS 10kW 208V for up to 4 internal 9Ah smart modular battery strings, Start-up 5x8 | https://www.se.com/us/en/product/GVSUPS10K0B4FS | 208 3 PH | 208 3 PH | 66.14x25.20x38.98(in) 168.00x64.00x99.00(cent) | 200.00(kilos) 441.00(lbs) |  |  | 731304409762 | NAM CERTIFIED PARTNER USD | 16-SEP-2025 | 11605.00 | 01-NOV-2025 | 12765.00
| GVSUPS10KB2FS | Galaxy VS UPS 10kW 208V, 1 internal 7Ah smart modular battery string, expandable to 2, Start-up 5x8 | https://www.se.com/us/en/product/GVSUPS10KB2FS | 208 3 PH | 208 3 PH | 66.14x25.20x38.98(in) 168.00x64.00x99.00(cent) | 270.00(kilos) 595.35(lbs) |  |  | 731304641629 | NAM CERTIFIED PARTNER USD | 16-SEP-2025 | 12385.00 | 01-NOV-2025 | 13625.00
| GVSUPS10KB2HS | Galaxy VS UPS 10kW 400V, 1 internal 7Ah smart modular battery string, expandable to 2, Start-up 5x8 | https://www.se.com/us/en/product/GVSUPS10KB2HS | 400 3 PH | 400 3 PH | 66.54x25.20x38.98(in) 169.00x64.00x99.00(cent) | 270.00(kilos) 595.35(lbs) |  |  | 731304406709 | NAM CERTIFIED PARTNER USD | 16-SEP-2025 | 14735.00 | 01-NOV-2025 | 16210.00
| GVSUPS10KB4FS | Galaxy VS UPS 10kW 208V, 1 internal 9Ah smart modular battery string, expandable to 4, Start-up 5x8 | https://www.se.com/us/en/product/GVSUPS10KB4FS | 208 3 PH | 208 3 PH | 66.14x25.20x38.98(in) 168.00x64.00x99.00(cent) | 490.00(kilos) 1080.45(lbs) |  |  | 731304641636 | NAM CERTIFIED PARTNER USD | 16-SEP-2025 | 14030.00 | 01-NOV-2025 | 15430.00
| GVSUPS10KB4HS | Galaxy VS UPS 10kW 400V, 1 internal 9Ah smart modular battery string, expandable to 4, Start-up 5x8 | https://www.se.com/us/en/product/GVSUPS10KB4HS | 400 3 PH | 400 3 PH | 66.14x25.20x38.98(in) 168.00x64.00x99.00(cent) | 360.00(kilos) 793.80(lbs) |  |  | 731304406730 | NAM CERTIFIED PARTNER USD | 16-SEP-2025 | 16220.00 | 01-NOV-2025 | 17840.00
| GVSUPS10KFS | Galaxy VS UPS 10kW 208V for External Batteries, Start-up 5x8 | https://www.se.com/us/en/product/GVSUPS10KFS | 208 3 PH | 208 3 PH | 66.14x25.20x38.98(in) 168.00x64.00x99.00(cent) | 235.00(kilos) 518.18(lbs) |  |  | 731304641643 | NAM CERTIFIED PARTNER USD | 16-SEP-2025 | 11545.00 | 01-NOV-2025 | 12700.00
| GVSUPS10KFSUS | Galaxy VS UPS TAA Compliant 10kW 208V for External Batteries, Start-up 5x8 | https://www.se.com/us/en/product/GVSUPS10KFSUS | [6 empty] | 731304427407 | NAM CERTIFIED PARTNER USD | 16-SEP-2025 | 12585.00 | 01-NOV-2025 | 13845.00
| GVSUPS10KR0B5FS | Galaxy VS UPS 10kW 208V with N+1 power module, for 5 smart modular 9Ah battery strings, Start-up 5x8 | https://www.se.com/us/en/product/GVSUPS10KR0B5FS | 208 3 PH | 208 3 PH | 77.56x33.35x21.65(in) 197.00x84.70x55.00(cent) | 250.00(kilos) 551.25(lbs) |  |  | 731304409830 | NAM CERTIFIED PARTNER USD | 16-SEP-2025 | 17190.00 | 01-NOV-2025 | 18905.00
| GVSUPS10KRFS | Galaxy VS UPS 10kW 208V with N+1 power module for external batteries, Start-up 5x8 | https://www.se.com/us/en/product/GVSUPS10KRFS | 208 3 PH | 208 3 PH | 66.14x38.98x25.20(in) 168.00x99.00x64.00(cent) | 250.00(kilos) 551.25(lbs) |  |  | 731304418542 | NAM CERTIFIED PARTNER USD | 16-SEP-2025 | 19890.00 | 01-NOV-2025 | 21875.00
| GVSUPS15K0B4FS | Galaxy VS UPS 15kW 208V for up to 4 internal 9Ah smart modular battery strings, Start-up 5x8 | https://www.se.com/us/en/product/GVSUPS15K0B4FS | 208 3 PH | 208 3 PH | 58.46x33.35x20.51(in) 148.50x84.70x52.10(cent) | 200.00(kilos) 441.00(lbs) |  |  | 731304409779 | NAM CERTIFIED PARTNER USD | 16-SEP-2025 | 12375.00 | 01-NOV-2025 | 13615.00
| GVSUPS15KB2HS | Galaxy VS UPS 15kW 400V, 1 internal 7Ah smart modular battery string, expandable to 2, Start-up 5x8 | https://www.se.com/us/en/product/GVSUPS15KB2HS | 400 3 PH | 400 3 PH | 66.54x25.20x38.98(in) 169.00x64.00x99.00(cent) | 270.00(kilos) 595.35(lbs) |  |  | 731304406716 | NAM CERTIFIED PARTNER USD | 16-SEP-2025 | 15510.00 | 01-NOV-2025 | 17060.00
| GVSUPS15KB4FS | Galaxy VS UPS 15kW 208V, 2 internal 9Ah smart modular battery strings, expandable to 4, Start-up 5x8 | https://www.se.com/us/en/product/GVSUPS15KB4FS | 208 3 PH | 208 3 PH | 66.14x25.20x38.98(in) 168.00x64.00x99.00(cent) | 490.00(kilos) 1080.45(lbs) |  |  | 731304641674 | NAM CERTIFIED PARTNER USD | 16-SEP-2025 | 17260.00 | 01-NOV-2025 | 18985.00
| GVSUPS15KB4HS | Galaxy VS UPS 15kW 400V, 1 internal 9Ah smart modular battery string, expandable to 4, Start-up 5x8 | https://www.se.com/us/en/product/GVSUPS15KB4HS | 400 3 PH | 400 3 PH | 66.14x25.20x38.98(in) 168.00x64.00x99.00(cent) | 360.00(kilos) 793.80(lbs) |  |  | 731304641681 | NAM CERTIFIED PARTNER USD | 16-SEP-2025 | 17070.00 | 01-NOV-2025 | 18780.00
| GVSUPS15KFS | Galaxy VS UPS 15kW 208V for External Batteries, Start-up 5x8 | https://www.se.com/us/en/product/GVSUPS15KFS | 208 3 PH | 208 3 PH | 66.14x25.20x38.98(in) 168.00x64.00x99.00(cent) | 235.00(kilos) 518.18(lbs) |  |  | 731304641698 | NAM CERTIFIED PARTNER USD | 16-SEP-2025 | 12990.00 | 01-NOV-2025 | 14290.00
| GVSUPS15KFSUS | Galaxy VS UPS TAA Compliant 15kW 208V for External Batteries, Start-up 5x8 | https://www.se.com/us/en/product/GVSUPS15KFSUS | [6 empty] | 731304427414 | NAM CERTIFIED PARTNER USD | 16-SEP-2025 | 14160.00 | 01-NOV-2025 | 15575.00
| GVSUPS15KR0B5FS | Galaxy VS UPS 15kW 208V with N+1 power module, for 5 smart modular 9Ah battery strings, Start-up 5x8 | https://www.se.com/us/en/product/GVSUPS15KR0B5FS | 208 3 PH | 208 3 PH | 77.56x33.35x21.65(in) 197.00x84.70x55.00(cent) | 250.00(kilos) 551.25(lbs) |  |  | 731304409847 | NAM CERTIFIED PARTNER USD | 16-SEP-2025 | 18705.00 | 01-NOV-2025 | 20575.00
| GVSUPS15KRFS | Galaxy VS UPS 15kW 208V with N+1 power module for external batteries, Start-up 5x8 | https://www.se.com/us/en/product/GVSUPS15KRFS | 208 3 PH | 208 3 PH | 66.14x38.98x25.20(in) 168.00x99.00x64.00(cent) | 250.00(kilos) 551.25(lbs) |  |  | 731304418559 | NAM CERTIFIED PARTNER USD | 16-SEP-2025 | 21290.00 | 01-NOV-2025 | 23420.00
| GVSUPS20K0B4FS | Galaxy VS UPS 20kW 208V for up to 4 internal 9Ah smart modular battery strings, Start-up 5x8 | https://www.se.com/us/en/product/GVSUPS20K0B4FS | 208 3 PH | 208 3 PH | 66.14x25.20x38.98(in) 168.00x64.00x99.00(cent) | 200.00(kilos) 441.00(lbs) |  |  | 731304409786 | NAM CERTIFIED PARTNER USD | 16-SEP-2025 | 13530.00 | 01-NOV-2025 | 14885.00
| GVSUPS20K0B4GS | Galaxy VS UPS 20kW 480V for up to 4 internal 9Ah smart modular battery strings, Start-up 5x8 | https://www.se.com/us/en/product/GVSUPS20K0B4GS | 480 3 PH | 480 3 PH | 58.46x33.35x20.51(in) 148.50x84.70x52.10(cent) | 192.00(kilos) 423.36(lbs) |  |  | 731304409908 | NAM CERTIFIED PARTNER USD | 16-SEP-2025 | 15475.00 | 01-NOV-2025 | 17020.00
| GVSUPS20K0B4HS | Galaxy VS UPS 20kW 400V for up to 4 internal 9Ah smart modular battery strings, Start-up 5x8 | https://www.se.com/us/en/product/GVSUPS20K0B4HS | 400 3 PH | 400 3 PH | 66.14x25.20x38.98(in) 168.00x64.00x99.00(cent) | 200.00(kilos) 441.00(lbs) |  |  | 731304410041 | NAM CERTIFIED PARTNER USD | 16-SEP-2025 | 15475.00 | 01-NOV-2025 | 17020.00
| GVSUPS20K100B3H | Galaxy VS UPS 20kW with transformer, 480V Input 400V Output, with 2 modular battery strings expandable to 3 | https://www.se.com/us/en/product/GVSUPS20K100B3H |  | 400 3 PH | 787.40x236.22x354.33(in) 2000.00x600.00x900.00(cent) | 870.00(kilos) 1918.35(lbs) |  |  | 731304435204 | NAM CERTIFIED PARTNER USD | 16-SEP-2025 | 50940.00 | 01-NOV-2025 | 56035.00
| GVSUPS20KB2GS | Galaxy VS UPS 20kW 480V, 1 internal 7Ah smart modular battery string, expandable to 2, Start-up 5x8 | https://www.se.com/us/en/product/GVSUPS20KB2GS | 480 3 PH | 480 3 PH | 66.14x25.20x38.98(in) 168.00x64.00x99.00(cent) | 270.00(kilos) 595.35(lbs) |  |  | 731304641704 | NAM CERTIFIED PARTNER USD | 16-SEP-2025 | 16330.00 | 01-NOV-2025 | 17960.00
| GVSUPS20KB2HS | Galaxy VS UPS 20kW 400V, 1 internal 7Ah smart modular battery string, expandable to 2, Start-up 5x8 | https://www.se.com/us/en/product/GVSUPS20KB2HS | 400 3 PH | 400 3 PH | 66.54x25.20x38.98(in) 169.00x64.00x99.00(cent) | 270.00(kilos) 595.35(lbs) |  |  | 731304406723 | NAM CERTIFIED PARTNER USD | 16-SEP-2025 | 16330.00 | 01-NOV-2025 | 17960.00
| GVSUPS20KB4FS | Galaxy VS UPS 20kW 208V, 2 internal 9Ah smart modular battery strings, expandable to 4, Start-up 5x8 | https://www.se.com/us/en/product/GVSUPS20KB4FS | 208 3 PH | 208 3 PH | 66.14x25.20x38.98(in) 168.00x64.00x99.00(cent) | 490.00(kilos) 1080.45(lbs) |  |  | 731304641711 | NAM CERTIFIED PARTNER USD | 16-SEP-2025 | 18315.00 | 01-NOV-2025 | 20150.00
| GVSUPS20KB4GS | Galaxy VS UPS 20kW 480V, 1 internal 9Ah smart modular battery string, expandable to 4, Start-up 5x8 | https://www.se.com/us/en/product/GVSUPS20KB4GS | 480 3 PH | 480 3 PH | 66.14x25.20x38.98(in) 168.00x64.00x99.00(cent) | 490.00(kilos) 1080.45(lbs) |  |  | 731304641728 | NAM CERTIFIED PARTNER USD | 16-SEP-2025 | 17970.00 | 01-NOV-2025 | 19770.00
| GVSUPS20KB4HS | Galaxy VS UPS 20kW 400V, 1 internal 9Ah smart modular battery string, expandable to 4, Start-up 5x8 | https://www.se.com/us/en/product/GVSUPS20KB4HS | 400 3 PH | 400 3 PH | 66.14x25.20x38.98(in) 168.00x64.00x99.00(cent) | 360.00(kilos) 793.80(lbs) |  |  | 731304406754 | NAM CERTIFIED PARTNER USD | 16-SEP-2025 | 17970.00 | 01-NOV-2025 | 19770.00
| GVSUPS20KFS | Galaxy VS UPS 20kW 208V for External Batteries, Start-up 5x8 | https://www.se.com/us/en/product/GVSUPS20KFS | 208 3 PH | 208 3 PH | 66.14x25.20x38.98(in) 168.00x64.00x99.00(cent) | 235.00(kilos) 518.18(lbs) |  |  | 731304641735 | NAM CERTIFIED PARTNER USD | 16-SEP-2025 | 13710.00 | 01-NOV-2025 | 15080.00
| GVSUPS20KFSUS | Galaxy VS UPS TAA Compliant 20kW 208V for External Batteries, Start-up 5x8 | https://www.se.com/us/en/product/GVSUPS20KFSUS | [6 empty] | 731304427421 | NAM CERTIFIED PARTNER USD | 16-SEP-2025 | 14945.00 | 01-NOV-2025 | 16440.00
| GVSUPS20KGS | Galaxy VS UPS 20kW 480V for External Batteries, Start-up 5x8 | https://www.se.com/us/en/product/GVSUPS20KGS | 480 3 PH | 480 3 PH | 66.14x25.20x38.98(in) 168.00x64.00x99.00(cent) | 235.00(kilos) 518.18(lbs) |  |  | 731304641742 | NAM CERTIFIED PARTNER USD | 16-SEP-2025 | 16565.00 | 01-NOV-2025 | 18220.00
| GVSUPS20KGSUS | Galaxy VS UPS TAA Compliant 20kW 480V for External Batteries, Start-up 5x8 | https://www.se.com/us/en/product/GVSUPS20KGSUS | [6 empty] | 731304427339 | NAM CERTIFIED PARTNER USD | 16-SEP-2025 | 18055.00 | 01-NOV-2025 | 19860.00
| GVSUPS20KHS | Galaxy VS UPS 20kW 400V for External Batteries, Start-up 5x8 | https://www.se.com/us/en/product/GVSUPS20KHS | 400 3 PH | 400 3 PH | 66.14x25.20x38.98(in) 168.00x64.00x99.00(cent) | 235.00(kilos) 518.18(lbs) |  |  | 731304342670 | NAM CERTIFIED PARTNER USD | 16-SEP-2025 | 16565.00 | 01-NOV-2025 | 18220.00
| GVSUPS20KMHS | Galaxy VS UPS 20kW 400V for external batteries, halogen-free cables, marine certified, Start-up 5x8 | https://www.se.com/us/en/product/GVSUPS20KMHS | 400 3 PH | 400 3 PH | 66.14x25.20x38.98(in) 168.00x64.00x99.00(cent) | 250.00(kilos) 551.25(lbs) |  |  | 731304418337 | NAM CERTIFIED PARTNER USD | 16-SEP-2025 | 17785.00 | 01-NOV-2025 | 19565.00
| GVSUPS20KR0B5FS | Galaxy VS UPS 20kW 208V with N+1 power module, for 5 smart modular 9Ah battery strings, Start-up 5x8 | https://www.se.com/us/en/product/GVSUPS20KR0B5FS | 208 3 PH | 208 3 PH | 81.97x29.72x39.76(in) 208.20x75.50x101.00(cent) | 250.00(kilos) 551.25(lbs) |  |  | 731304409854 | NAM CERTIFIED PARTNER USD | 16-SEP-2025 | 20465.00 | 01-NOV-2025 | 22510.00
| GVSUPS20KR0B5GS | Galaxy VS UPS 20kW 480V with N+1 power module, for 5 smart modular 9Ah battery strings, Start-up 5x8 | https://www.se.com/us/en/product/GVSUPS20KR0B5GS | 480 3 PH | 480 3 PH | 81.97x29.72x39.76(in) 208.20x75.50x101.00(cent) | 250.00(kilos) 551.25(lbs) |  |  | 731304409977 | NAM CERTIFIED PARTNER USD | 16-SEP-2025 | 21485.00 | 01-NOV-2025 | 23635.00
| GVSUPS20KR0B5HS | Galaxy VS UPS 20kW 400V with N+1 power module, for 5 smart modular 9Ah battery strings, Start-up 5x8 | https://www.se.com/us/en/product/GVSUPS20KR0B5HS | 400 3 PH | 400 3 PH | 81.97x29.72x39.76(in) 208.20x75.50x101.00(cent) | 250.00(kilos) 551.25(lbs) |  |  | 731304410119 | NAM CERTIFIED PARTNER USD | 16-SEP-2025 | 21485.00 | 01-NOV-2025 | 23635.00
| GVSUPS20KRFS | Galaxy VS UPS 20kW 208V with N+1 power module for external batteries, Start-up 5x8 | https://www.se.com/us/en/product/GVSUPS20KRFS | 208 3 PH | 208 3 PH | 66.14x38.98x25.20(in) 168.00x99.00x64.00(cent) | 250.00(kilos) 551.25(lbs) |  |  | 731304418566 | NAM CERTIFIED PARTNER USD | 16-SEP-2025 | 21990.00 | 01-NOV-2025 | 24190.00
| GVSUPS20KRGS | Galaxy VS UPS 20kW 480V with N+1 power module for external batteries, Start-up 5x8 | https://www.se.com/us/en/product/GVSUPS20KRGS | 480 3 PH | 480 3 PH | 66.14x38.98x25.20(in) 168.00x99.00x64.00(cent) | 250.00(kilos) 551.25(lbs) |  |  | 731304418474 | NAM CERTIFIED PARTNER USD | 16-SEP-2025 | 24760.00 | 01-NOV-2025 | 27235.00
| GVSUPS20KRHS | Galaxy VS UPS 20kW 400V with N+1 power module for external batteries, Start-up 5x8 | https://www.se.com/us/en/product/GVSUPS20KRHS | 400 3 PH | 400 3 PH | 66.14x25.20x38.98(in) 168.00x64.00x99.00(cent) | 250.00(kilos) 551.25(lbs) |  |  | 731304418269 | NAM CERTIFIED PARTNER USD | 16-SEP-2025 | 24760.00 | 01-NOV-2025 | 27235.00
| GVSUPS25K0B4FS | Galaxy VS UPS 25kW 208V for up to 4 internal 9Ah smart modular battery strings, Start-up 5x8 | https://www.se.com/us/en/product/GVSUPS25K0B4FS | 208 3 PH | 208 3 PH | 66.14x25.20x38.98(in) 168.00x64.00x99.00(cent) | 200.00(kilos) 441.00(lbs) |  |  | 731304409793 | NAM CERTIFIED PARTNER USD | 16-SEP-2025 | 15095.00 | 01-NOV-2025 | 16600.00
| GVSUPS25K75FS | Galaxy VS UPS 25kW 208V scalable to 75kW for external batteries, Start-up 5x8 | https://www.se.com/us/en/product/GVSUPS25K75FS | 208 3 PH | 208 3 PH | 66.14x25.20x38.98(in) 168.00x64.00x99.00(cent) | 250.00(kilos) 551.25(lbs) |  |  | 731304418627 | NAM CERTIFIED PARTNER USD | 16-SEP-2025 | 17170.00 | 01-NOV-2025 | 18890.00
| GVSUPS25KB4FS | Galaxy VS UPS 25kW 208V, 2 internal 9Ah smart modular battery strings, expandable to 4, Start-up 5x8 | https://www.se.com/us/en/product/GVSUPS25KB4FS | 208 3 PH | 208 3 PH | 66.14x25.20x38.98(in) 168.00x64.00x99.00(cent) | 490.00(kilos) 1080.45(lbs) |  |  | 731304641759 | NAM CERTIFIED PARTNER USD | 16-SEP-2025 | 19090.00 | 01-NOV-2025 | 21000.00
| GVSUPS25KFS | Galaxy VS UPS 25kW 208V for External Batteries, Start-up 5x8 | https://www.se.com/us/en/product/GVSUPS25KFS | 208 3 PH | 208 3 PH | 66.14x25.20x38.98(in) 168.00x64.00x99.00(cent) | 235.00(kilos) 518.18(lbs) |  |  | 731304641766 | NAM CERTIFIED PARTNER USD | 16-SEP-2025 | 14430.00 | 01-NOV-2025 | 15875.00
| GVSUPS25KFSUS | Galaxy VS UPS TAA Compliant 25kW 208V for External Batteries, Start-up 5x8 | https://www.se.com/us/en/product/GVSUPS25KFSUS | 208 3 PH | 208 3 PH |  |  |  |  | 731304427438 | NAM CERTIFIED PARTNER USD | 16-SEP-2025 | 15730.00 | 01-NOV-2025 | 17305.00
| GVSUPS25KR0B5FS | Galaxy VS UPS 25kW 208V with N+1 power module, for 5 smart modular 9Ah battery strings, Start-up 5x8 | https://www.se.com/us/en/product/GVSUPS25KR0B5FS | 208 3 PH | 208 3 PH | 81.97x29.72x39.76(in) 208.20x75.50x101.00(cent) | 250.00(kilos) 551.25(lbs) |  |  | 731304409861 | NAM CERTIFIED PARTNER USD | 16-SEP-2025 | 22850.00 | 01-NOV-2025 | 25130.00
| GVSUPS25KRFS | Galaxy VS UPS 25kW 208V with N+1 power module for external batteries, Start-up 5x8 | https://www.se.com/us/en/product/GVSUPS25KRFS | 208 3 PH | 208 3 PH | 58.46x33.35x20.51(in) 148.50x84.70x52.10(cent) | 250.00(kilos) 551.25(lbs) |  |  | 731304418573 | NAM CERTIFIED PARTNER USD | 16-SEP-2025 | 22690.00 | 01-NOV-2025 | 24960.00
| GVSUPS30K0B4GS | Galaxy VS UPS 30kW 480V for up to 4 internal 9Ah smart modular battery strings, Start-up 5x8 | https://www.se.com/us/en/product/GVSUPS30K0B4GS | 480 3 PH | 480 3 PH | 66.14x25.20x38.98(in) 168.00x64.00x99.00(cent) | 200.00(kilos) 441.00(lbs) |  |  | 731304409915 | NAM CERTIFIED PARTNER USD | 16-SEP-2025 | 17680.00 | 01-NOV-2025 | 19450.00
| GVSUPS30K0B4HS | Galaxy VS UPS 30kW 400V for up to 4 internal 9Ah smart modular battery strings, Start-up 5x8 | https://www.se.com/us/en/product/GVSUPS30K0B4HS | 400 3 PH | 400 3 PH | 66.14x25.20x38.98(in) 168.00x64.00x99.00(cent) | 200.00(kilos) 441.00(lbs) |  |  | 731304410058 | NAM CERTIFIED PARTNER USD | 16-SEP-2025 | 17680.00 | 01-NOV-2025 | 19450.00
| GVSUPS30K0B5FS | Galaxy VS UPS 30kW 208V for up to 5 internal 9Ah smart modular battery strings, Start-up 5x8 | https://www.se.com/us/en/product/GVSUPS30K0B5FS | 208 3 PH | 208 3 PH | 77.56x33.35x21.65(in) 197.00x84.70x55.00(cent) | 250.00(kilos) 551.25(lbs) |  |  | 731304409809 | NAM CERTIFIED PARTNER USD | 16-SEP-2025 | 16460.00 | 01-NOV-2025 | 18105.00
| GVSUPS30KB4GS | Galaxy VS UPS 30kW 480V, 2 internal 9Ah smart modular battery strings, expandable to 4, Start-up 5x8 | https://www.se.com/us/en/product/GVSUPS30KB4GS | 480 3 PH | 480 3 PH | 66.14x25.20x38.98(in) 168.00x64.00x99.00(cent) | 490.00(kilos) 1080.45(lbs) |  |  | 731304641773 | NAM CERTIFIED PARTNER USD | 16-SEP-2025 | 21200.00 | 01-NOV-2025 | 23320.00
| GVSUPS30KB4HS | Galaxy VS UPS 30kW 400V, 2 internal 9Ah smart modular battery strings, expandable to 4, Start-up 5x8 | https://www.se.com/us/en/product/GVSUPS30KB4HS | 400 3 PH | 400 3 PH | 66.14x25.20x38.98(in) 168.00x64.00x99.00(cent) | 490.00(kilos) 1080.45(lbs) |  |  | 731304641780 | NAM CERTIFIED PARTNER USD | 16-SEP-2025 | 21200.00 | 01-NOV-2025 | 23320.00
| GVSUPS30KB5FS | Galaxy VS UPS 30kW 208V, 3 internal 9Ah smart modular battery strings, expandable to 5, Start-up 5x8 | https://www.se.com/us/en/product/GVSUPS30KB5FS | 208 3 PH | 208 3 PH | 77.56x33.35x21.65(in) 197.00x84.70x55.00(cent) | 665.00(kilos) 1466.33(lbs) |  |  | 731304409731 | NAM CERTIFIED PARTNER USD | 16-SEP-2025 | 25345.00 | 01-NOV-2025 | 27875.00
| GVSUPS30KFS | Galaxy VS UPS 30kW 208V for External Batteries, Start-up 5x8 | https://www.se.com/us/en/product/GVSUPS30KFS | 208 3 PH | 208 3 PH | 66.14x25.20x38.98(in) 168.00x64.00x99.00(cent) | 275.00(kilos) 606.38(lbs) |  |  | 731304641797 | NAM CERTIFIED PARTNER USD | 16-SEP-2025 | 18945.00 | 01-NOV-2025 | 20840.00
| GVSUPS30KFSUS | Galaxy VS UPS TAA Compliant 30kW 208V for External Batteries, Start-up 5x8 | https://www.se.com/us/en/product/GVSUPS30KFSUS | 208 3 PH | 208 3 PH |  |  |  |  | 731304427445 | NAM CERTIFIED PARTNER USD | 16-SEP-2025 | 20650.00 | 01-NOV-2025 | 22715.00
| GVSUPS30KGS | Galaxy VS UPS 30kW 480V for External Batteries, Start-up 5x8 | https://www.se.com/us/en/product/GVSUPS30KGS | 480 3 PH | 480 3 PH | 66.14x25.20x38.98(in) 168.00x64.00x99.00(cent) | 235.00(kilos) 518.18(lbs) |  |  | 731304641803 | NAM CERTIFIED PARTNER USD | 16-SEP-2025 | 17670.00 | 01-NOV-2025 | 19435.00
| GVSUPS30KGSUS | Galaxy VS UPS TAA Compliant 30kW 480V for External Batteries, Start-up 5x8 | https://www.se.com/us/en/product/GVSUPS30KGSUS | [6 empty] | 731304427346 | NAM CERTIFIED PARTNER USD | 16-SEP-2025 | 19260.00 | 01-NOV-2025 | 21185.00
| GVSUPS30KHS | Galaxy VS UPS 30kW 400V for External Batteries, Start-up 5x8 | https://www.se.com/us/en/product/GVSUPS30KHS | 400 3 PH | 400 3 PH | 66.14x25.20x38.98(in) 168.00x64.00x99.00(cent) | 235.00(kilos) 518.18(lbs) |  |  | 731304342717 | NAM CERTIFIED PARTNER USD | 16-SEP-2025 | 17670.00 | 01-NOV-2025 | 19435.00
| GVSUPS30KMHS | Galaxy VS UPS 30kW 400V for external batteries, halogen-free cables, marine certified, Start-up 5x8 | https://www.se.com/us/en/product/GVSUPS30KMHS | 400 3 PH | 400 3 PH | 66.14x25.20x38.98(in) 168.00x64.00x99.00(cent) | 250.00(kilos) 551.25(lbs) |  |  | 731304418344 | NAM CERTIFIED PARTNER USD | 16-SEP-2025 | 18890.00 | 01-NOV-2025 | 20780.00
| GVSUPS30KR0B5GS | Galaxy VS UPS 30kW 480V with N+1 power module, for 5 smart modular 9Ah battery strings, Start-up 5x8 | https://www.se.com/us/en/product/GVSUPS30KR0B5GS | 480 3 PH | 480 3 PH | 81.97x29.72x39.76(in) 208.20x75.50x101.00(cent) | 250.00(kilos) 551.25(lbs) |  |  | 731304409984 | NAM CERTIFIED PARTNER USD | 16-SEP-2025 | 24935.00 | 01-NOV-2025 | 27430.00
| GVSUPS30KR0B5HS | Galaxy VS UPS 30kW 400V with N+1 power module, for 5 smart modular 9Ah battery strings, Start-up 5x8 | https://www.se.com/us/en/product/GVSUPS30KR0B5HS | 400 3 PH | 400 3 PH | 81.97x29.72x39.76(in) 208.20x75.50x101.00(cent) | 250.00(kilos) 551.25(lbs) |  |  | 731304410126 | NAM CERTIFIED PARTNER USD | 16-SEP-2025 | 24935.00 | 01-NOV-2025 | 27430.00
| GVSUPS30KRFS | Galaxy VS UPS 30kW 208V with N+1 power module for external batteries, Start-up 5x8 | https://www.se.com/us/en/product/GVSUPS30KRFS | 208 3 PH | 208 3 PH | 66.14x38.98x25.20(in) 168.00x99.00x64.00(cent) | 250.00(kilos) 551.25(lbs) |  |  | 731304418580 | NAM CERTIFIED PARTNER USD | 16-SEP-2025 | 27070.00 | 01-NOV-2025 | 29780.00
| GVSUPS30KRGS | Galaxy VS UPS 30kW 480V with N+1 power module for external batteries, Start-up 5x8 | https://www.se.com/us/en/product/GVSUPS30KRGS | 480 3 PH | 480 3 PH | 58.46x33.35x20.51(in) 148.50x84.70x52.10(cent) | 250.00(kilos) 551.25(lbs) |  |  | 731304418481 | NAM CERTIFIED PARTNER USD | 16-SEP-2025 | 25830.00 | 01-NOV-2025 | 28415.00
| GVSUPS30KRHS | Galaxy VS UPS 30kW 400V with N+1 power module for external batteries, Start-up 5x8 | https://www.se.com/us/en/product/GVSUPS30KRHS | 400 3 PH | 400 3 PH | 66.14x25.20x38.98(in) 168.00x64.00x99.00(cent) | 250.00(kilos) 551.25(lbs) |  |  | 731304418276 | NAM CERTIFIED PARTNER USD | 16-SEP-2025 | 25835.00 | 01-NOV-2025 | 28415.00
| GVSUPS40K0B4GS | Galaxy VS UPS 40kW 480V for up to 4 internal 9Ah smart modular battery strings, Start-up 5x8 | https://www.se.com/us/en/product/GVSUPS40K0B4GS | 480 3 PH | 480 3 PH | 66.14x25.20x38.98(in) 168.00x64.00x99.00(cent) | 200.00(kilos) 441.00(lbs) |  |  | 731304409922 | NAM CERTIFIED PARTNER USD | 16-SEP-2025 | 19330.00 | 01-NOV-2025 | 21265.00
| GVSUPS40K0B4HS | Galaxy VS UPS 40kW 400V for up to 4 internal 9Ah smart modular battery strings, Start-up 5x8 | https://www.se.com/us/en/product/GVSUPS40K0B4HS | 400 3 PH | 400 3 PH | 66.14x25.20x38.98(in) 168.00x64.00x99.00(cent) | 200.00(kilos) 441.00(lbs) |  |  | 731304410065 | NAM CERTIFIED PARTNER USD | 16-SEP-2025 | 19330.00 | 01-NOV-2025 | 21265.00
| GVSUPS40K0B5FS | Galaxy VS UPS 40kW 208V for up to 5 internal 9Ah smart modular battery strings, Start-up 5x8 | https://www.se.com/us/en/product/GVSUPS40K0B5FS | 208 3 PH | 208 3 PH | 81.97x29.72x39.76(in) 208.20x75.50x101.00(cent) | 250.00(kilos) 551.25(lbs) |  |  | 731304409816 | NAM CERTIFIED PARTNER USD | 16-SEP-2025 | 19570.00 | 01-NOV-2025 | 21525.00
| GVSUPS40KB4GS | Galaxy VS UPS 40kW 480V, 2 internal 9Ah smart modular battery strings, expandable to 4, Start-up 5x8 | https://www.se.com/us/en/product/GVSUPS40KB4GS | 480 3 PH | 480 3 PH | 66.14x25.20x38.98(in) 168.00x64.00x99.00(cent) | 490.00(kilos) 1080.45(lbs) |  |  | 731304641810 | NAM CERTIFIED PARTNER USD | 16-SEP-2025 | 23980.00 | 01-NOV-2025 | 26380.00
| GVSUPS40KB4HS | Galaxy VS UPS 40kW 400V, 2 internal 9Ah smart modular battery strings, expandable to 4, Start-up 5x8 | https://www.se.com/us/en/product/GVSUPS40KB4HS | 400 3 PH | 400 3 PH | 66.14x25.20x38.98(in) 168.00x64.00x99.00(cent) | 490.00(kilos) 1080.45(lbs) |  |  | 731304406778 | NAM CERTIFIED PARTNER USD | 16-SEP-2025 | 23980.00 | 01-NOV-2025 | 26380.00
| GVSUPS40KB5FS | Galaxy VS UPS 40kW 208V, 3 internal 9Ah smart modular battery strings, expandable to 5, Start-up 5x8 | https://www.se.com/us/en/product/GVSUPS40KB5FS | 208 3 PH | 208 3 PH | 77.56x33.35x21.65(in) 197.00x84.70x55.00(cent) | 680.00(kilos) 1499.40(lbs) |  |  | 731304409748 | NAM CERTIFIED PARTNER USD | 16-SEP-2025 | 28895.00 | 01-NOV-2025 | 31785.00
| GVSUPS40KFS | Galaxy VS UPS 40kW 208V for External Batteries, Start-up 5x8 | https://www.se.com/us/en/product/GVSUPS40KFS | 208 3 PH | 208 3 PH | 66.14x25.20x38.98(in) 168.00x64.00x99.00(cent) | 275.00(kilos) 606.38(lbs) |  |  | 731304641827 | NAM CERTIFIED PARTNER USD | 16-SEP-2025 | 21050.00 | 01-NOV-2025 | 23155.00
| GVSUPS40KFSUS | Galaxy VS UPS TAA Compliant 40kW 208V for External Batteries, Start-up 5x8 | https://www.se.com/us/en/product/GVSUPS40KFSUS | 208 3 PH | 208 3 PH |  |  |  |  | 731304427452 | NAM CERTIFIED PARTNER USD | 16-SEP-2025 | 22945.00 | 01-NOV-2025 | 25240.00
| GVSUPS40KGS | Galaxy VS UPS 40kW 480V for External Batteries, Start-up 5x8 | https://www.se.com/us/en/product/GVSUPS40KGS | 480 3 PH | 480 3 PH | 66.14x25.20x38.98(in) 168.00x64.00x99.00(cent) | 235.00(kilos) 518.18(lbs) |  |  | 731304641834 | NAM CERTIFIED PARTNER USD | 16-SEP-2025 | 19440.00 | 01-NOV-2025 | 21380.00
| GVSUPS40KGSUS | Galaxy VS UPS TAA Compliant 40kW 480V for External Batteries, Start-up 5x8 | https://www.se.com/us/en/product/GVSUPS40KGSUS | [6 empty] | 731304427353 | NAM CERTIFIED PARTNER USD | 16-SEP-2025 | 21185.00 | 01-NOV-2025 | 23305.00
| GVSUPS40KHS | Galaxy VS UPS 40kW 400V for External Batteries, Start-up 5x8 | https://www.se.com/us/en/product/GVSUPS40KHS | 400 3 PH | 400 3 PH | 66.14x25.20x38.98(in) 168.00x64.00x99.00(cent) | 235.00(kilos) 518.18(lbs) |  |  | 731304342748 | NAM CERTIFIED PARTNER USD | 16-SEP-2025 | 19440.00 | 01-NOV-2025 | 21380.00
| GVSUPS40KMHS | Galaxy VS UPS 40kW 400V for external batteries, halogen-free cables, marine certified, Start-up 5x8 | https://www.se.com/us/en/product/GVSUPS40KMHS | 400 3 PH | 400 3 PH | 66.14x25.20x38.98(in) 168.00x64.00x99.00(cent) | 250.00(kilos) 551.25(lbs) |  |  | 731304418351 | NAM CERTIFIED PARTNER USD | 16-SEP-2025 | 20660.00 | 01-NOV-2025 | 22725.00
| GVSUPS40KR0B5GS | Galaxy VS UPS 40kW 480V with N+1 power module, for 5 smart modular 9Ah battery strings, Start-up 5x8 | https://www.se.com/us/en/product/GVSUPS40KR0B5GS | 480 3 PH | 480 3 PH | 77.56x33.35x21.65(in) 197.00x84.70x55.00(cent) | 250.00(kilos) 551.25(lbs) |  |  | 731304409991 | NAM CERTIFIED PARTNER USD | 16-SEP-2025 | 27285.00 | 01-NOV-2025 | 30015.00
| GVSUPS40KR0B5HS | Galaxy VS UPS 40kW 400V with N+1 power module, for 5 smart modular 9Ah battery strings, Start-up 5x8 | https://www.se.com/us/en/product/GVSUPS40KR0B5HS | 400 3 PH | 400 3 PH | 81.97x29.72x39.76(in) 208.20x75.50x101.00(cent) | 250.00(kilos) 551.25(lbs) |  |  | 731304410133 | NAM CERTIFIED PARTNER USD | 16-SEP-2025 | 27285.00 | 01-NOV-2025 | 30015.00
| GVSUPS40KRFS | Galaxy VS UPS 40kW 208V with N+1 power module for external batteries, Start-up 5x8 | https://www.se.com/us/en/product/GVSUPS40KRFS | 208 3 PH | 208 3 PH | 66.14x38.98x25.20(in) 168.00x99.00x64.00(cent) | 250.00(kilos) 551.25(lbs) |  |  | 731304418597 | NAM CERTIFIED PARTNER USD | 16-SEP-2025 | 29115.00 | 01-NOV-2025 | 32025.00
| GVSUPS40KRGS | Galaxy VS UPS 40kW 480V with N+1 power module for external batteries, Start-up 5x8 | https://www.se.com/us/en/product/GVSUPS40KRGS | 480 3 PH | 480 3 PH | 66.14x38.98x25.20(in) 168.00x99.00x64.00(cent) | 250.00(kilos) 551.25(lbs) |  |  | 731304418498 | NAM CERTIFIED PARTNER USD | 16-SEP-2025 | 27550.00 | 01-NOV-2025 | 30305.00
| GVSUPS40KRHS | Galaxy VS UPS 40kW 400V with N+1 power module for external batteries, Start-up 5x8 | https://www.se.com/us/en/product/GVSUPS40KRHS | 400 3 PH | 400 3 PH | 66.14x25.20x38.98(in) 168.00x64.00x99.00(cent) | 250.00(kilos) 551.25(lbs) |  |  | 731304418283 | NAM CERTIFIED PARTNER USD | 16-SEP-2025 | 27550.00 | 01-NOV-2025 | 30305.00
| GVSUPS50K0B4GS | Galaxy VS UPS 50kW 480V for up to 4 internal 9Ah smart modular battery strings, Start-up 5x8 | https://www.se.com/us/en/product/GVSUPS50K0B4GS | 480 3 PH | 480 3 PH | 66.14x25.20x38.98(in) 168.00x64.00x99.00(cent) | 200.00(kilos) 441.00(lbs) |  |  | 731304409939 | NAM CERTIFIED PARTNER USD | 16-SEP-2025 | 21560.00 | 01-NOV-2025 | 23720.00
| GVSUPS50K0B4HS | Galaxy VS UPS 50kW 400V for up to 4 internal 9Ah smart modular battery strings, Start-up 5x8 | https://www.se.com/us/en/product/GVSUPS50K0B4HS | 400 3 PH | 400 3 PH | 66.14x25.20x38.98(in) 168.00x64.00x99.00(cent) | 200.00(kilos) 441.00(lbs) |  |  | 731304410072 | NAM CERTIFIED PARTNER USD | 16-SEP-2025 | 21560.00 | 01-NOV-2025 | 23720.00
| GVSUPS50K0B5FS | Galaxy VS UPS 50kW 208V for up to 5 internal 9Ah smart modular battery strings, Start-up 5x8 | https://www.se.com/us/en/product/GVSUPS50K0B5FS | 208 3 PH | 208 3 PH | 81.97x29.72x39.76(in) 208.20x75.50x101.00(cent) | 250.00(kilos) 551.25(lbs) |  |  | 731304409823 | NAM CERTIFIED PARTNER USD | 16-SEP-2025 | 21665.00 | 01-NOV-2025 | 23830.00
| GVSUPS50K150GS | Galaxy VS UPS 50kW 480V scalable to 150kW for external batteries, Start-up 5x8 | https://www.se.com/us/en/product/GVSUPS50K150GS | 480 3 PH | 480 3 PH | 66.14x25.20x38.98(in) 168.00x64.00x99.00(cent) | 250.00(kilos) 551.25(lbs) |  |  | 731304418610 | NAM CERTIFIED PARTNER USD | 16-SEP-2025 | 24175.00 | 01-NOV-2025 | 26590.00
| GVSUPS50K150HS | Galaxy VS UPS 50kW 400V scalable to 150kW for external batteries, Start-up 5x8 | https://www.se.com/us/en/product/GVSUPS50K150HS | 400 3 PH | 400 3 PH | 66.14x25.20x38.98(in) 168.00x64.00x99.00(cent) | 250.00(kilos) 551.25(lbs) |  |  | 731304418429 | NAM CERTIFIED PARTNER USD | 16-SEP-2025 | 24175.00 | 01-NOV-2025 | 26590.00
| GVSUPS50KB4GS | Galaxy VS UPS 50kW 480V, 2 internal 9Ah smart modular battery strings, expandable to 4, Start-up 5x8 | https://www.se.com/us/en/product/GVSUPS50KB4GS | 480 3 PH | 480 3 PH | 66.14x25.20x38.98(in) 168.00x64.00x99.00(cent) | 490.00(kilos) 1080.45(lbs) |  |  | 731304641841 | NAM CERTIFIED PARTNER USD | 16-SEP-2025 | 26500.00 | 01-NOV-2025 | 29150.00
| GVSUPS50KB4HS | Galaxy VS UPS 50kW 400V, 2 internal 9Ah smart modular battery strings, expandable to 4, Start-up 5x8 | https://www.se.com/us/en/product/GVSUPS50KB4HS | 400 3 PH | 400 3 PH | 66.14x25.20x38.98(in) 168.00x64.00x99.00(cent) | 490.00(kilos) 1080.45(lbs) |  |  | 731304406785 | NAM CERTIFIED PARTNER USD | 16-SEP-2025 | 26500.00 | 01-NOV-2025 | 29150.00
| GVSUPS50KB5FS | Galaxy VS UPS 50kW 208V, 3 internal 9Ah smart modular battery strings, expandable to 5, Start-up 5x8 | https://www.se.com/us/en/product/GVSUPS50KB5FS | 208 3 PH | 208 3 PH | 77.56x33.35x21.65(in) 197.00x84.70x55.00(cent) | 680.00(kilos) 1499.40(lbs) |  |  | 731304409755 | NAM CERTIFIED PARTNER USD | 16-SEP-2025 | 31290.00 | 01-NOV-2025 | 34420.00
| GVSUPS50KFS | Galaxy VS UPS 50kW 208V for External Batteries, Start-up 5x8 | https://www.se.com/us/en/product/GVSUPS50KFS | 208 3 PH | 208 3 PH | 66.14x25.20x38.98(in) 168.00x64.00x99.00(cent) | 275.00(kilos) 606.38(lbs) |  |  | 731304641858 | NAM CERTIFIED PARTNER USD | 16-SEP-2025 | 23925.00 | 01-NOV-2025 | 26320.00
| GVSUPS50KFSUS | Galaxy VS UPS TAA Compliant 50kW 208V for External Batteries, Start-up 5x8 | https://www.se.com/us/en/product/GVSUPS50KFSUS | 208 3 PH | 208 3 PH |  |  |  |  | 731304427469 | NAM CERTIFIED PARTNER USD | 16-SEP-2025 | 26080.00 | 01-NOV-2025 | 28685.00
| GVSUPS50KGS | Galaxy VS UPS 50kW 480V for External Batteries, Start-up 5x8 | https://www.se.com/us/en/product/GVSUPS50KGS | 480 3 PH | 480 3 PH | 66.14x25.20x38.98(in) 168.00x64.00x99.00(cent) | 235.00(kilos) 518.18(lbs) |  |  | 731304641865 | NAM CERTIFIED PARTNER USD | 16-SEP-2025 | 22085.00 | 01-NOV-2025 | 24295.00
| GVSUPS50KGSUS | Galaxy VS UPS TAA Compliant 50kW 480V for External Batteries, Start-up 5x8 | https://www.se.com/us/en/product/GVSUPS50KGSUS | [6 empty] | 731304427360 | NAM CERTIFIED PARTNER USD | 16-SEP-2025 | 24075.00 | 01-NOV-2025 | 26480.00
| GVSUPS50KHS | Galaxy VS UPS 50kW 400V for External Batteries, Start-up 5x8 | https://www.se.com/us/en/product/GVSUPS50KHS | 400 3 PH | 400 3 PH | 66.14x25.20x38.98(in) 168.00x64.00x99.00(cent) | 235.00(kilos) 518.18(lbs) |  |  | 731304342786 | NAM CERTIFIED PARTNER USD | 16-SEP-2025 | 22085.00 | 01-NOV-2025 | 24295.00
| GVSUPS50KMHS | Galaxy VS UPS 50kW 400V for external batteries, halogen-free cables, marine certified, Start-up 5x8 | https://www.se.com/us/en/product/GVSUPS50KMHS | 400 3 PH | 400 3 PH | 66.14x25.20x38.98(in) 168.00x64.00x99.00(cent) | 250.00(kilos) 551.25(lbs) |  |  | 731304418368 | NAM CERTIFIED PARTNER USD | 16-SEP-2025 | 23310.00 | 01-NOV-2025 | 25640.00
| GVSUPS50KR0B5GS | Galaxy VS UPS 50kW 480V with N+1 power module, for 5 smart modular 9Ah battery strings, Start-up 5x8 | https://www.se.com/us/en/product/GVSUPS50KR0B5GS | 480 3 PH | 480 3 PH | 81.97x29.72x39.76(in) 208.20x75.50x101.00(cent) | 250.00(kilos) 551.25(lbs) |  |  | 731304410003 | NAM CERTIFIED PARTNER USD | 16-SEP-2025 | 30465.00 | 01-NOV-2025 | 33510.00
| GVSUPS50KR0B5HS | Galaxy VS UPS 50kW 400V with N+1 power module, for 5 smart modular 9Ah battery strings, Start-up 5x8 | https://www.se.com/us/en/product/GVSUPS50KR0B5HS | 400 3 PH | 400 3 PH | 81.97x29.72x39.76(in) 208.20x75.50x101.00(cent) | 250.00(kilos) 551.25(lbs) |  |  | 731304410140 | NAM CERTIFIED PARTNER USD | 16-SEP-2025 | 30465.00 | 01-NOV-2025 | 33510.00
| GVSUPS50KRFS | Galaxy VS UPS 50kW 208V with N+1 power module for external batteries, Start-up 5x8 | https://www.se.com/us/en/product/GVSUPS50KRFS | 208 3 PH | 208 3 PH | 66.14x38.98x25.20(in) 168.00x99.00x64.00(cent) | 250.00(kilos) 551.25(lbs) |  |  | 731304418603 | NAM CERTIFIED PARTNER USD | 16-SEP-2025 | 31905.00 | 01-NOV-2025 | 35095.00
| GVSUPS50KRGS | Galaxy VS UPS 50kW 480V with N+1 power module for external batteries, Start-up 5x8 | https://www.se.com/us/en/product/GVSUPS50KRGS | 480 3 PH | 480 3 PH | 66.14x38.98x25.20(in) 168.00x99.00x64.00(cent) | 250.00(kilos) 551.25(lbs) |  |  | 731304418504 | NAM CERTIFIED PARTNER USD | 16-SEP-2025 | 30120.00 | 01-NOV-2025 | 33130.00
| GVSUPS50KRHS | Galaxy VS UPS 50kW 400V with N+1 power module for external batteries, Start-up 5x8 | https://www.se.com/us/en/product/GVSUPS50KRHS | 400 3 PH | 400 3 PH | 66.14x25.20x38.98(in) 168.00x64.00x99.00(cent) | 250.00(kilos) 551.25(lbs) |  |  | 731304418290 | NAM CERTIFIED PARTNER USD | 16-SEP-2025 | 30120.00 | 01-NOV-2025 | 33135.00
| GVSUPS60K0B5GS | Galaxy VS UPS 60kW 480V for up to 5 internal 9Ah smart modular battery strings, Start-up 5x8 | https://www.se.com/us/en/product/GVSUPS60K0B5GS | 480 3 PH | 480 3 PH | 77.56x33.35x21.65(in) 197.00x84.70x55.00(cent) | 250.00(kilos) 551.25(lbs) |  |  | 731304409946 | NAM CERTIFIED PARTNER USD | 16-SEP-2025 | 23515.00 | 01-NOV-2025 | 25865.00
| GVSUPS60K0B5HS | Galaxy VS UPS 60kW 400V for up to 5 internal 9Ah smart modular battery strings, Start-up 5x8 | https://www.se.com/us/en/product/GVSUPS60K0B5HS | 400 3 PH | 400 3 PH | 81.97x29.72x39.76(in) 208.20x75.50x101.00(cent) | 250.00(kilos) 551.25(lbs) |  |  | 731304410089 | NAM CERTIFIED PARTNER USD | 16-SEP-2025 | 23515.00 | 01-NOV-2025 | 25865.00
| GVSUPS60KB5GS | Galaxy VS UPS 60kW 480V, 3 internal 9Ah smart modular battery strings, expandable to 5, Start-up 5x8 | https://www.se.com/us/en/product/GVSUPS60KB5GS | 480 3 PH | 480 3 PH | 81.97x29.72x39.76(in) 208.20x75.50x101.00(cent) | 690.00(kilos) 1521.45(lbs) |  |  | 731304409878 | NAM CERTIFIED PARTNER USD | 16-SEP-2025 | 31675.00 | 01-NOV-2025 | 34845.00
| GVSUPS60KB5HS | Galaxy VS UPS 60kW 400V, 3 internal 9Ah smart modular battery strings, expandable to 5, Start-up 5x8 | https://www.se.com/us/en/product/GVSUPS60KB5HS | 400 3 PH | 400 3 PH | 81.97x29.72x39.76(in) 208.20x75.50x101.00(cent) | 270.00(kilos) 595.35(lbs) |  |  | 731304410010 | NAM CERTIFIED PARTNER USD | 16-SEP-2025 | 31675.00 | 01-NOV-2025 | 34845.00
| GVSUPS60KFS | Galaxy VS 60kW 208V for external batteries, Start-up 5x8 | https://www.se.com/us/en/product/GVSUPS60KFS | 208 3 PH | 208 | 66.14x25.20x38.98(in) 168.00x64.00x99.00(cent) | 315.00(kilos) 694.58(lbs) |  |  | 731304418450 | NAM CERTIFIED PARTNER USD | 16-SEP-2025 | 27875.00 | 01-NOV-2025 | 30660.00
| GVSUPS60KGS | Galaxy VS UPS 60kW 480V for External Batteries, Start-up 5x8 | https://www.se.com/us/en/product/GVSUPS60KGS | 480 3 PH | 480 3 PH | 66.14x25.20x38.98(in) 168.00x64.00x99.00(cent) | 275.00(kilos) 606.38(lbs) |  |  | 731304641872 | NAM CERTIFIED PARTNER USD | 16-SEP-2025 | 25140.00 | 01-NOV-2025 | 27655.00
| GVSUPS60KGSUS | Galaxy VS UPS TAA Compliant 60kW 480V for External Batteries, Start-up 5x8 | https://www.se.com/us/en/product/GVSUPS60KGSUS | [6 empty] | 731304427377 | NAM CERTIFIED PARTNER USD | 16-SEP-2025 | 27400.00 | 01-NOV-2025 | 30140.00
| GVSUPS60KHS | Galaxy VS UPS 60kW 400V for External Batteries, Start-up 5x8 | https://www.se.com/us/en/product/GVSUPS60KHS | 400 3 PH | 400 3 PH | 66.14x25.20x38.98(in) 168.00x64.00x99.00(cent) | 275.00(kilos) 606.38(lbs) |  |  | 731304342809 | NAM CERTIFIED PARTNER USD | 16-SEP-2025 | 25140.00 | 01-NOV-2025 | 27655.00
| GVSUPS60KMHS | Galaxy VS UPS 60kW 400V for external batteries, halogen-free cables, marine certified, Start-up 5x8 | https://www.se.com/us/en/product/GVSUPS60KMHS | 400 3 PH | 400 3 PH | 66.14x25.20x38.98(in) 168.00x64.00x99.00(cent) | 280.00(kilos) 617.40(lbs) |  |  | 731304418375 | NAM CERTIFIED PARTNER USD | 16-SEP-2025 | 25995.00 | 01-NOV-2025 | 28595.00
| GVSUPS60KRGS | Galaxy VS UPS 60kW 480V with N+1 power module for external batteries, Start-up 5x8 | https://www.se.com/us/en/product/GVSUPS60KRGS | 480 3 PH | 480 3 PH | 66.14x38.98x47.88(in) 168.00x99.01x121.62(cent) | 371.00(kilos) 818.06(lbs) |  |  | 731304418511 | NAM CERTIFIED PARTNER USD | 16-SEP-2025 | 33085.00 | 01-NOV-2025 | 36395.00
| GVSUPS60KRHS | Galaxy VS UPS 60kW 400V with N+1 power module for external batteries, Start-up 5x8 | https://www.se.com/us/en/product/GVSUPS60KRHS | 400 3 PH | 400 3 PH | 66.14x25.20x38.98(in) 168.00x64.00x99.00(cent) | 315.00(kilos) 694.58(lbs) |  |  | 731304418306 | NAM CERTIFIED PARTNER USD | 16-SEP-2025 | 33085.00 | 01-NOV-2025 | 36395.00
| GVSUPS75KFS | Galaxy VS 75kW 208V for external batteries, Start-up 5x8 | https://www.se.com/us/en/product/GVSUPS75KFS | 208 3 PH | 208 3 PH | 661.42x251.97x389.76(in) 1680.00x640.00x990.00(cent) | 315.00(kilos) 694.58(lbs) |  |  | 731304418467 | NAM CERTIFIED PARTNER USD | 16-SEP-2025 | 32750.00 | 01-NOV-2025 | 36025.00
| GVSUPS80K0B5GS | Galaxy VS UPS 80kW 480V for up to 5 internal 9Ah smart modular battery strings, Start-up 5x8 | https://www.se.com/us/en/product/GVSUPS80K0B5GS | 480 3 PH | 480 3 PH | 77.56x33.35x21.65(in) 197.00x84.70x55.00(cent) | 250.00(kilos) 551.25(lbs) |  |  | 731304409953 | NAM CERTIFIED PARTNER USD | 16-SEP-2025 | 27955.00 | 01-NOV-2025 | 30750.00
| GVSUPS80K0B5HS | Galaxy VS UPS 80kW 400V for up to 5 internal 9Ah smart modular battery strings, Start-up 5x8 | https://www.se.com/us/en/product/GVSUPS80K0B5HS | 400 3 PH | 400 3 PH | 81.97x29.72x39.76(in) 208.20x75.50x101.00(cent) | 250.00(kilos) 551.25(lbs) |  |  | 731304410096 | NAM CERTIFIED PARTNER USD | 16-SEP-2025 | 27955.00 | 01-NOV-2025 | 30750.00
| GVSUPS80KB5GS | Galaxy VS UPS 80kW 480V, 3 internal 9Ah smart modular battery strings, expandable to 5, Start-up 5x8 | https://www.se.com/us/en/product/GVSUPS80KB5GS | 480 3 PH | 480 3 PH | 81.97x29.72x39.76(in) 208.20x75.50x101.00(cent) | 705.00(kilos) 1554.53(lbs) |  |  | 731304409885 | NAM CERTIFIED PARTNER USD | 16-SEP-2025 | 36120.00 | 01-NOV-2025 | 39730.00
| GVSUPS80KB5HS | Galaxy VS UPS 80kW 400V, 3 internal 9Ah smart modular battery strings, expandable to 5, Start-up 5x8 | https://www.se.com/us/en/product/GVSUPS80KB5HS | 400 3 PH | 400 3 PH | 81.97x29.72x39.76(in) 208.20x75.50x101.00(cent) | 270.00(kilos) 595.35(lbs) |  |  | 731304410027 | NAM CERTIFIED PARTNER USD | 16-SEP-2025 | 36120.00 | 01-NOV-2025 | 39730.00
| GVSUPS80KGS | Galaxy VS UPS 80kW 480V for External Batteries, Start-up 5x8 | https://www.se.com/us/en/product/GVSUPS80KGS | 480 3 PH | 480 3 PH | 66.14x25.20x38.98(in) 168.00x64.00x99.00(cent) | 275.00(kilos) 606.38(lbs) |  |  | 731304641889 | NAM CERTIFIED PARTNER USD | 16-SEP-2025 | 27220.00 | 01-NOV-2025 | 29940.00
| GVSUPS80KGSUS | Galaxy VS UPS TAA Compliant 80kW 480V for External Batteries, Start-up 5x8 | https://www.se.com/us/en/product/GVSUPS80KGSUS | [6 empty] | 731304427384 | NAM CERTIFIED PARTNER USD | 16-SEP-2025 | 29665.00 | 01-NOV-2025 | 32635.00
| GVSUPS80KHS | Galaxy VS UPS 80kW 400V for External Batteries, Start-up 5x8 | https://www.se.com/us/en/product/GVSUPS80KHS | 400 3 PH | 400 3 PH | 66.14x25.20x38.98(in) 168.00x64.00x99.00(cent) | 275.00(kilos) 606.38(lbs) |  |  | 731304342823 | NAM CERTIFIED PARTNER USD | 16-SEP-2025 | 27220.00 | 01-NOV-2025 | 29940.00
| GVSUPS80KMHS | Galaxy VS UPS 80kW 400V for external batteries, halogen-free cables, marine certified, Start-up 5x8 | https://www.se.com/us/en/product/GVSUPS80KMHS | 400 3 PH | 400 3 PH | 66.14x25.20x38.98(in) 168.00x64.00x99.00(cent) | 290.00(kilos) 639.45(lbs) |  |  | 731304418382 | NAM CERTIFIED PARTNER USD | 16-SEP-2025 | 28075.00 | 01-NOV-2025 | 30880.00
| GVSUPS80KRGS | Galaxy VS UPS 80kW 480V with N+1 power module for external batteries, Start-up 5x8 | https://www.se.com/us/en/product/GVSUPS80KRGS | 480 3 PH | 480 3 PH | 66.14x38.98x25.20(in) 168.00x99.00x64.00(cent) | 250.00(kilos) 551.25(lbs) |  |  | 731304418528 | NAM CERTIFIED PARTNER USD | 16-SEP-2025 | 35105.00 | 01-NOV-2025 | 38615.00
| GVSUPS80KRHS | Galaxy VS UPS 80kW 400V with N+1 power module for external batteries, Start-up 5x8 | https://www.se.com/us/en/product/GVSUPS80KRHS | 400 3 PH | 400 3 PH | 66.14x25.20x38.98(in) 168.00x64.00x99.00(cent) | 315.00(kilos) 694.58(lbs) |  |  | 731304418313 | NAM CERTIFIED PARTNER USD | 16-SEP-2025 | 35105.00 | 01-NOV-2025 | 38615.00
| GVSUPS100K0B5GS | Galaxy VS UPS 100kW 480V for up to 5 internal 9Ah smart modular battery strings, Start-up 5x8 | https://www.se.com/us/en/product/GVSUPS100K0B5GS | 480 3 PH | 480 3 PH | 77.56x33.35x21.65(in) 197.00x84.70x55.00(cent) | 250.00(kilos) 551.25(lbs) |  |  | 731304409960 | NAM CERTIFIED PARTNER USD | 16-SEP-2025 | 30950.00 | 01-NOV-2025 | 34045.00
| GVSUPS100K0B5HS | Galaxy VS UPS 100kW 400V for up to 5 internal 9Ah smart modular battery strings, Start-up 5x8 | https://www.se.com/us/en/product/GVSUPS100K0B5HS | 400 3 PH | 400 3 PH | 81.97x29.72x39.76(in) 208.20x75.50x101.00(cent) | 250.00(kilos) 551.25(lbs) |  |  | 731304410102 | NAM CERTIFIED PARTNER USD | 16-SEP-2025 | 30950.00 | 01-NOV-2025 | 34045.00
| GVSUPS100KB5GS | Galaxy VS UPS 100kW 480V, 3 internal 9Ah smart modular battery strings expandable to 5, Start-up 5x8 | https://www.se.com/us/en/product/GVSUPS100KB5GS | 480 3 PH | 480 3 PH | 77.56x33.35x21.65(in) 197.00x84.70x55.00(cent) | 680.00(kilos) 1499.40(lbs) |  |  | 731304409892 | NAM CERTIFIED PARTNER USD | 16-SEP-2025 | 39110.00 | 01-NOV-2025 | 43020.00
| GVSUPS100KB5HS | Galaxy VS UPS 100kW 400V, 3 internal 9Ah smart modular battery strings expandable to 5, Start-up 5x8 | https://www.se.com/us/en/product/GVSUPS100KB5HS | 400 3 PH | 400 3 PH | 81.97x29.72x39.76(in) 208.20x75.50x101.00(cent) | 270.00(kilos) 595.35(lbs) |  |  | 731304410034 | NAM CERTIFIED PARTNER USD | 16-SEP-2025 | 39110.00 | 01-NOV-2025 | 43020.00
| GVSUPS100KGS | Galaxy VS UPS 100kW 480V for External Batteries, Start-up 5x8 | https://www.se.com/us/en/product/GVSUPS100KGS | 480 3 PH | 480 3 PH | 66.14x25.20x38.98(in) 168.00x64.00x99.00(cent) | 275.00(kilos) 606.38(lbs) |  |  | 731304641612 | NAM CERTIFIED PARTNER USD | 16-SEP-2025 | 29505.00 | 01-NOV-2025 | 32460.00
| GVSUPS100KGSUS | Galaxy VS UPS TAA Compliant 100kW 480V for External Batteries, Start-up 5x8 | https://www.se.com/us/en/product/GVSUPS100KGSUS | [6 empty] | 731304427391 | NAM CERTIFIED PARTNER USD | 16-SEP-2025 | 32160.00 | 01-NOV-2025 | 35380.00
| GVSUPS100KHS | Galaxy VS UPS 100kW 400V for External Batteries, Start-up 5x8 | https://www.se.com/us/en/product/GVSUPS100KHS | 400 3 PH | 400 3 PH | 66.14x25.20x38.98(in) 168.00x64.00x99.00(cent) | 275.00(kilos) 606.38(lbs) |  |  | 731304342625 | NAM CERTIFIED PARTNER USD | 16-SEP-2025 | 29505.00 | 01-NOV-2025 | 32460.00
| GVSUPS100KMHS | Galaxy VS UPS 100kW 400V for external batteries, halogen-free cables, marine certified, Start-up 5x8 | https://www.se.com/us/en/product/GVSUPS100KMHS | 400 3 PH | 400 3 PH | 66.14x25.20x38.98(in) 168.00x64.00x99.00(cent) | 290.00(kilos) 639.45(lbs) |  |  | 731304418399 | NAM CERTIFIED PARTNER USD | 16-SEP-2025 | 30365.00 | 01-NOV-2025 | 33400.00
| GVSUPS100KRGS | Galaxy VS UPS 100kW 480V with N+1 power module for external batteries, Start-up 5x8 | https://www.se.com/us/en/product/GVSUPS100KRGS | 480 3 PH | 480 3 PH | 66.14x38.98x25.20(in) 168.00x99.00x64.00(cent) | 250.00(kilos) 551.25(lbs) |  |  | 731304418535 | NAM CERTIFIED PARTNER USD | 16-SEP-2025 | 37325.00 | 01-NOV-2025 | 41060.00
| GVSUPS100KRHS | Galaxy VS UPS 100kW 400V with N+1 power module for external batteries, Start-up 5x8 | https://www.se.com/us/en/product/GVSUPS100KRHS | 400 3 PH | 400 3 PH | 66.14x25.20x38.98(in) 168.00x64.00x99.00(cent) | 315.00(kilos) 694.58(lbs) |  |  | 731304418320 | NAM CERTIFIED PARTNER USD | 16-SEP-2025 | 37325.00 | 01-NOV-2025 | 41060.00
| GVSUPS120KGS | Galaxy VS 120kW 480V for external batteries, Start-up 5x8 | https://www.se.com/us/en/product/GVSUPS120KGS | 480 3 PH | 480 3 PH | 66.14x25.20x38.98(in) 168.00x64.00x99.00(cent) | 315.00(kilos) 694.58(lbs) |  |  | 731304418436 | NAM CERTIFIED PARTNER USD | 16-SEP-2025 | 34375.00 | 01-NOV-2025 | 37815.00
| GVSUPS120KHS | Galaxy VS UPS 120kW 400V for External Batteries, Start-up 5x8 | https://www.se.com/us/en/product/GVSUPS120KHS | 400 3 PH | 400 3 PH | 66.14x25.20x38.98(in) 168.00x64.00x99.00(cent) | 315.00(kilos) 694.58(lbs) |  |  | 731304407904 | NAM CERTIFIED PARTNER USD | 16-SEP-2025 | 33870.00 | 01-NOV-2025 | 37255.00
| GVSUPS120KMHS | Galaxy VS UPS 120kW 400V for external batteries, halogen-free cables, marine certified, Start-up 5x8 | https://www.se.com/us/en/product/GVSUPS120KMHS | 400 3 PH | 400 3 PH | 66.14x25.20x38.98(in) 168.00x64.00x99.00(cent) | 325.00(kilos) 716.63(lbs) |  |  | 731304418405 | NAM CERTIFIED PARTNER USD | 16-SEP-2025 | 34360.00 | 01-NOV-2025 | 37795.00
| GVSUPS150KGS | Galaxy VS 150kW 480V for external batteries, Start-up 5x8 | https://www.se.com/us/en/product/GVSUPS150KGS | 480 3 PH | 480 3 PH | 66.14x25.20x38.98(in) 168.00x64.00x99.00(cent) | 315.00(kilos) 694.58(lbs) |  |  | 731304418443 | NAM CERTIFIED PARTNER USD | 16-SEP-2025 | 40390.00 | 01-NOV-2025 | 44430.00
| GVSUPS150KHS | Galaxy VS UPS 150kW 400V for External Batteries, Start-up 5x8 | https://www.se.com/us/en/product/GVSUPS150KHS | 400 3 PH | 400 3 PH | 66.14x25.20x38.98(in) 168.00x64.00x99.00(cent) | 315.00(kilos) 694.58(lbs) |  |  | 731304407911 | NAM CERTIFIED PARTNER USD | 16-SEP-2025 | 41595.00 | 01-NOV-2025 | 45755.00
| GVSUPS150KMHS | Galaxy VS UPS 150kW 400V for external batteries, halogen-free cables, marine certified, Start-up 5x8 | https://www.se.com/us/en/product/GVSUPS150KMHS | 400 3 PH | 400 3 PH | 66.14x25.20x38.98(in) 168.00x64.00x99.00(cent) | 330.00(kilos) 727.65(lbs) |  |  | 731304418412 | NAM CERTIFIED PARTNER USD | 16-SEP-2025 | 42085.00 | 01-NOV-2025 | 46295.00
| GVXI1250KDNBF2 | Galaxy VX 1250 kW I/O Cabinet without Backfeed protection on Mains 2 | https://www.se.com/us/en/product/GVXI1250KDNBF2 |  |  | 84.50x41.50x55.00(in) 214.63x105.41x139.70(cent) | 821.00(kilos) 1810.31(lbs) |  |  | 731304624240 | NAM CERTIFIED PARTNER USD | 16-SEP-2025 | 50720.00 | 01-NOV-2025 | 55790.00
| GVXINDUCASSY | Galaxy VX 1250 kVA Inductor Cabinet Assembly | https://www.se.com/us/en/product/GVXINDUCASSY |  |  | 77.56x35.43x31.50(in) 197.00x90.00x80.00(cent) | 90.00(kilos) 198.45(lbs) |  |  | 731304573289 | NAM CERTIFIED PARTNER USD | 16-SEP-2025 | 26065.00 | 01-NOV-2025 | 28675.00
| GVXOPT001 | Galaxy VX Mains 2 Backfeed Kit for I/O 1250kVA Cabinet | https://www.se.com/us/en/product/GVXOPT001 |  |  | 17.72x30.71x19.69(in) 45.00x78.00x50.00(cent) | 34.00(kilos) 74.97(lbs) |  |  | 731304624257 | NAM CERTIFIED PARTNER USD | 16-SEP-2025 | 4745.00 | 01-NOV-2025 | 5220.00
| GVXOPT002 | Galaxy VX Lithium-ion BMS Power Supply Kit for 1250kVA I/O Cabinet without Backfeed Protection | https://www.se.com/us/en/product/GVXOPT002 |  |  | 6.69x15.35x12.20(in) 17.00x39.00x31.00(cent) | 3.00(kilos) 6.62(lbs) |  |  | 731304643609 | NAM CERTIFIED PARTNER USD | 16-SEP-2025 | 135.00 | 01-NOV-2025 | 148.00
| ISX20K20F | Symmetra PX 20kW, 208V | https://www.se.com/us/en/product/ISX20K20F | 208 3 PH | 120 ,208 ,208 3 PH | 90.98x29.49x41.50(in) 231.10x74.90x105.40(cent) | 842.27(kilos) 1857.21(lbs) |  |  | 731304218234 | NAM CERTIFIED PARTNER USD | 16-SEP-2025 | 30810.00 | 01-NOV-2025 | 33895.00
| LIBCAT2W8X80 | CATL LIB rack with 8 x 80Ah battery modules and 500A control box 2 wires | https://www.se.com/us/en/product/LIBCAT2W8X80 |  |  | 880.31x303.15x437.01(in) 2236.00x770.00x1110.00(cent) | 660.00(kilos) 1455.30(lbs) |  |  | 731304446811 | NAM CERTIFIED PARTNER USD | 16-SEP-2025 | 33585.00 | 01-NOV-2025 | 36945.00
| LIBCAT2W9X80 | CATL LIB rack with 9 x 80Ah battery modules and 500A control box 2 wires | https://www.se.com/us/en/product/LIBCAT2W9X80 |  |  | 880.31x303.15x437.01(in) 2236.00x770.00x1110.00(cent) | 710.00(kilos) 1565.55(lbs) |  |  | 731304446828 | NAM CERTIFIED PARTNER USD | 16-SEP-2025 | 36995.00 | 01-NOV-2025 | 40690.00
| LIBCAT2W10X80 | CATL LIB rack with 10 x 80Ah battery modules and 500A control box 2 wires | https://www.se.com/us/en/product/LIBCAT2W10X80 |  |  | 880.31x303.15x437.01(in) 2236.00x770.00x1110.00(cent) | 760.00(kilos) 1675.80(lbs) |  |  | 731304446835 | NAM CERTIFIED PARTNER USD | 16-SEP-2025 | 41980.00 | 01-NOV-2025 | 46180.00
| LIBCAT2W11X80 | CATL LIB rack with 11 x 80Ah battery modules and 500A control box 2 wires | https://www.se.com/us/en/product/LIBCAT2W11X80 |  |  | 880.31x303.15x437.01(in) 2236.00x770.00x1110.00(cent) | 810.00(kilos) 1786.05(lbs) |  |  | 731304446842 | NAM CERTIFIED PARTNER USD | 16-SEP-2025 | 45390.00 | 01-NOV-2025 | 49930.00
| LIBCATMOD80 | CATL 51.2V 80Ah battery module | https://www.se.com/us/en/product/LIBCATMOD80 |  |  | 84.25x236.22x354.33(in) 214.00x600.00x900.00(cent) | 50.00(kilos) 110.25(lbs) |  |  | 731304446897 | NAM CERTIFIED PARTNER USD | 16-SEP-2025 | 3410.00 | 01-NOV-2025 | 3750.00
| LIBSEDATABMSUL | Galaxy Lithium-ion Battery Cabinet UL Data Kit | https://www.se.com/us/en/product/LIBSEDATABMSUL |  |  | 14.96x5.91x11.81(in) 38.00x15.00x30.00(cent) | 2.40(kilos) 5.29(lbs) |  |  | 731304759416 | NAM CERTIFIED PARTNER USD | 16-SEP-2025 | 550.00 | 01-NOV-2025 | 605.00
| LIBSEFUSEKIT | Galaxy Lithium-ion Battery 10 Module Cabinet Fuse Kit | https://www.se.com/us/en/product/LIBSEFUSEKIT |  |  | 59.06x80.71x161.42(in) 150.00x205.00x410.00(cent) | 1.30(kilos) 2.87(lbs) |  |  | 731304481850 | NAM CERTIFIED PARTNER USD | 16-SEP-2025 | 109.00 | 01-NOV-2025 | 120.00
| LIBSEOPT001 | Galaxy Li-ion Battery Communication Cable, 25m (82ft) | https://www.se.com/us/en/product/LIBSEOPT001 |  |  | 161.42x80.71x59.06(in) 410.00x205.00x150.00(cent) | 2.80(kilos) 6.17(lbs) |  |  | 731304435259 | NAM CERTIFIED PARTNER USD | 16-SEP-2025 | 196.00 | 01-NOV-2025 | 216.00
| LIBSEOPT002 | Galaxy Lithium-ion Battery Cabinet SMPS AC/DC Converter | https://www.se.com/us/en/product/LIBSEOPT002 |  |  | 12.20x26.38x7.28(in) 31.00x67.00x18.50(cent) | 5.80(kilos) 12.79(lbs) |  |  | 731304481843 | NAM CERTIFIED PARTNER USD | 16-SEP-2025 | 1445.00 | 01-NOV-2025 | 1590.00
| LIBSESMG10UL | Galaxy Lithium-ion Battery Cabinet UL with 10 x 2.04 kWh battery modules | https://www.se.com/us/en/product/LIBSESMG10UL |  |  | 846.46x472.44x314.96(in) 2150.00x1200.00x800.00(cent) | 381.00(kilos) 840.11(lbs) |  |  | 731304481874 | NAM CERTIFIED PARTNER USD | 16-SEP-2025 | 29340.00 | 01-NOV-2025 | 32275.00
| LIBSESMG13UL | Galaxy Li-Ion Battery Cabinet UL with 13 x 2.04 kWh battery modules | https://www.se.com/us/en/product/LIBSESMG13UL |  |  | 846.46x472.44x314.96(in) 2150.00x1200.00x800.00(cent) | 432.00(kilos) 952.56(lbs) |  |  | 731304426165 | NAM CERTIFIED PARTNER USD | 16-SEP-2025 | 34110.00 | 01-NOV-2025 | 37520.00
| LIBSESMG16UL | Galaxy Li-Ion Battery Cabinet UL with 16 x 2.04 kWh battery modules | https://www.se.com/us/en/product/LIBSESMG16UL |  |  | 846.46x472.44x314.96(in) 2150.00x1200.00x800.00(cent) | 483.00(kilos) 1065.02(lbs) |  |  | 731304426141 | NAM CERTIFIED PARTNER USD | 16-SEP-2025 | 38745.00 | 01-NOV-2025 | 42620.00
| LIBSESMG17IEC | Galaxy Li-Ion Battery Cabinet IEC with 17 x 2.04 kWh battery modules | https://www.se.com/us/en/product/LIBSESMG17IEC |  |  | 846.46x472.44x314.96(in) 2150.00x1200.00x800.00(cent) | 500.00(kilos) 1102.50(lbs) |  |  | 731304426110 | NAM CERTIFIED PARTNER USD | 16-SEP-2025 | 40530.00 | 01-NOV-2025 | 44580.00
| LIBSESMG17UL | Galaxy Li-Ion Battery Cabinet UL with 17 x 2.04 kWh battery modules | https://www.se.com/us/en/product/LIBSESMG17UL |  |  | 846.46x472.44x314.96(in) 2150.00x1200.00x800.00(cent) | 500.00(kilos) 1102.50(lbs) |  |  | 731304426127 | NAM CERTIFIED PARTNER USD | 16-SEP-2025 | 40530.00 | 01-NOV-2025 | 44580.00
| LIBSESMGCABUL | Galaxy Li-Ion Battery Cabinet UL for 2.04 kWh battery modules | https://www.se.com/us/en/product/LIBSESMGCABUL | [6 empty] | 731304426189 | NAM CERTIFIED PARTNER USD | 16-SEP-2025 | 7750.00 | 01-NOV-2025 | 8525.00
| LIBSMG95SMPS | Li-Ion Battery 9540A - SMPS | https://www.se.com/us/en/product/LIBSMG95SMPS |  |  | 18.62x16.30x6.38(in) 47.30x41.40x16.20(cent) | 6.35(kilos) 14.00(lbs) |  |  | 731304420569 | NAM CERTIFIED PARTNER USD | 16-SEP-2025 | 4370.00 | 01-NOV-2025 | 4805.00
| SBP40KFC1M1 | APC 40KW 208V 1 MOD. 1 MAIN SERV. BYPASS PANEL | https://www.se.com/us/en/product/SBP40KFC1M1 | 208 3 PH |  | 42.80x29.53x9.25(in) 108.70x75.00x23.50(cent) | 55.00(kilos) 121.28(lbs) |  |  | 731304016045 | NAM CERTIFIED PARTNER USD | 16-SEP-2025 | 2795.00 | 01-NOV-2025 | 3075.00
| SY10K40F | Symmetra PX 10kW Scalable to 40kW N+1, 208V | https://www.se.com/us/en/product/SY10K40F | 208 3 PH | 120 ,208 ,208 3 PH | 90.98x29.49x41.50(in) 231.10x74.90x105.40(cent) | 453.18(kilos) 999.26(lbs) |  | 2 |  | NAM CERTIFIED PARTNER USD | 16-SEP-2025 | 20665.00 | 01-NOV-2025 | 22735.00
| SY10K100F | APC Symmetra PX 10kW Scalable to 100kW, 208V with Startup | https://www.se.com/us/en/product/SY10K100F | 208 3 PH | 120 ,208 ,208 3 PH | 84.25x66.77x47.64(in) 214.00x169.60x121.00(cent) | 856.73(kilos) 1889.09(lbs) |  |  | 731304282587 | NAM CERTIFIED PARTNER USD | 16-SEP-2025 | 27910.00 | 01-NOV-2025 | 30700.00
| SY16K48H-PD | APC Symmetra PX 16kW All-In-One, Scalable to 48kW, 400V | https://www.se.com/us/en/product/SY16K48H-PD | 400 3 PH | 230 ,400 3 PH | 84.25x33.39x47.64(in) 214.00x84.80x121.00(cent) | 578.00(kilos) 1274.49(lbs) |  |  |  | NAM CERTIFIED PARTNER USD | 16-SEP-2025 | 38355.00 | 01-NOV-2025 | 42190.00
| SY16K48H-PDNB | Symmetra PX 16kW All-In-One, Scalable to 48kW, without Batteries, 400V | https://www.se.com/us/en/product/SY16K48H-PDNB | 400 3 PH | 230 ,400 3 PH | 84.25x33.39x47.64(in) 214.00x84.80x121.00(cent) | 368.00(kilos) 811.44(lbs) |  |  |  | NAM CERTIFIED PARTNER USD | 16-SEP-2025 | 23330.00 | 01-NOV-2025 | 25660.00
| SY20K40F | Symmetra PX 20kW Scalable to 40kW N+1, 208V | https://www.se.com/us/en/product/SY20K40F | 208 3 PH | 120 ,208 ,208 3 PH | 90.98x29.49x41.50(in) 231.10x74.90x105.40(cent) | 586.82(kilos) 1293.94(lbs) |  | 2 | 731304746591 | NAM CERTIFIED PARTNER USD | 16-SEP-2025 | 26430.00 | 01-NOV-2025 | 29075.00
| SY20K100F | APC Symmetra PX 20kW Scalable to 100kW, 208V with Startup | https://www.se.com/us/en/product/SY20K100F | 208 3 PH | 120 ,208 ,208 3 PH | 84.25x66.77x47.64(in) 214.00x169.60x121.00(cent) | 996.18(kilos) 2196.58(lbs) |  |  | 731304282594 | NAM CERTIFIED PARTNER USD | 16-SEP-2025 | 33830.00 | 01-NOV-2025 | 37215.00
| SY30K40F | Symmetra PX 30kW Scalable to 40kW N+1, 208V | https://www.se.com/us/en/product/SY30K40F | 208 3 PH | 120 ,208 ,208 3 PH | 90.98x29.49x41.50(in) 231.10x74.90x105.40(cent) | 720.45(kilos) 1588.59(lbs) |  | 2 | 731304746607 | NAM CERTIFIED PARTNER USD | 16-SEP-2025 | 32315.00 | 01-NOV-2025 | 35550.00
| SY30K100F | APC Symmetra PX 30kW Scalable to 100kW, 208V with Startup | https://www.se.com/us/en/product/SY30K100F | 208 3 PH | 120 ,208 ,208 3 PH | 84.25x66.77x47.64(in) 214.00x169.60x121.00(cent) | 1135.64(kilos) 2504.09(lbs) |  |  | 731304282600 | NAM CERTIFIED PARTNER USD | 16-SEP-2025 | 39120.00 | 01-NOV-2025 | 43030.00
| SY32K48H-PD | APC Symmetra PX 32kW All-In-One, Scalable to 48kW, 400V | https://www.se.com/us/en/product/SY32K48H-PD | 400 3 PH | 230 ,400 3 PH | 84.65x33.39x47.64(in) 215.00x84.80x121.00(cent) | 718.00(kilos) 1583.19(lbs) |  |  |  | NAM CERTIFIED PARTNER USD | 16-SEP-2025 | 47770.00 | 01-NOV-2025 | 52545.00
| SY32K96H | Symmetra PX 32kW Scalable to 96kW, 400 V | https://www.se.com/us/en/product/SY32K96H | 400 3 PH | 230 ,400 3 PH | 84.25x66.77x47.64(in) 214.00x169.60x121.00(cent) | 1124.00(kilos) 2478.42(lbs) |  |  |  | NAM CERTIFIED PARTNER USD | 16-SEP-2025 | 51675.00 | 01-NOV-2025 | 56845.00
| SY32K96H-PD | APC Symmetra PX 32kW Scalable to 96kW 400V with Modular Power Distribution | https://www.se.com/us/en/product/SY32K96H-PD | 400 3 PH | 230 ,400 3 PH | 84.25x66.77x47.64(in) 214.00x169.60x121.00(cent) | 1189.00(kilos) 2621.75(lbs) |  |  |  | NAM CERTIFIED PARTNER USD | 16-SEP-2025 | 68675.00 | 01-NOV-2025 | 75540.00
| SY32K160H | APC Symmetra PX 32kW Scalable to 160kW, 400V | https://www.se.com/us/en/product/SY32K160H | 400 3 PH | 230 ,400 3 PH | 84.25x66.77x47.64(in) 214.00x169.60x121.00(cent) | 1124.00(kilos) 2478.42(lbs) |  |  |  | NAM CERTIFIED PARTNER USD | 16-SEP-2025 | 53505.00 | 01-NOV-2025 | 58855.00
| SY32K160H-PD | APC Symmetra PX 32kW Scalable to 160kW, 400V w/ Integrated Modular Distribution | https://www.se.com/us/en/product/SY32K160H-PD | 400 3 PH | 230 ,400 3 PH | 84.25x66.77x47.64(in) 214.00x169.60x121.00(cent) | 1189.00(kilos) 2621.75(lbs) |  |  |  | NAM CERTIFIED PARTNER USD | 16-SEP-2025 | 68675.00 | 01-NOV-2025 | 75540.00
| SY40K40F | Symmetra PX 40kW Scalable to 40kW N+1, 208V | https://www.se.com/us/en/product/SY40K40F | 208 3 PH | 120 ,208 ,208 3 PH | 90.98x29.49x41.50(in) 231.10x74.90x105.40(cent) | 854.10(kilos) 1883.29(lbs) |  | 2 | 731304746614 | NAM CERTIFIED PARTNER USD | 16-SEP-2025 | 38225.00 | 01-NOV-2025 | 42045.00
| SY40K100F | APC Symmetra PX 40kW Scalable to 100kW, 208V with Startup | https://www.se.com/us/en/product/SY40K100F | 208 3 PH | 120 ,208 ,208 3 PH | 84.25x66.77x47.64(in) 214.00x169.60x121.00(cent) | 1275.09(kilos) 2811.57(lbs) |  |  | 731304282617 | NAM CERTIFIED PARTNER USD | 16-SEP-2025 | 44505.00 | 01-NOV-2025 | 48955.00
| SY40K100F-NB | Symmetra PX 40kW Scalable to 100kW, 208V with Startup, No Battery | https://www.se.com/us/en/product/SY40K100F-NB | 208 3 PH | 120 ,208 ,208 3 PH | 80.00x33.39x45.00(in) 203.20x84.80x114.30(cent) | 466.50(kilos) 1028.63(lbs) |  |  |  | NAM CERTIFIED PARTNER USD | 16-SEP-2025 | 25520.00 | 01-NOV-2025 | 28070.00
| SY48K48H-PD | APC Symmetra PX 48kW All-In-One, 400V | https://www.se.com/us/en/product/SY48K48H-PD | 400 3 PH | 230 ,400 3 PH | 84.25x33.39x47.64(in) 214.00x84.80x121.00(cent) | 858.00(kilos) 1891.89(lbs) |  |  |  | NAM CERTIFIED PARTNER USD | 16-SEP-2025 | 62060.00 | 01-NOV-2025 | 68265.00
| SY50K100F | APC Symmetra PX 50kW Scalable to 100kW, 208V with Startup | https://www.se.com/us/en/product/SY50K100F | 208 3 PH | 120 ,208 ,208 3 PH | 84.25x66.77x47.64(in) 214.00x169.60x121.00(cent) | 1414.55(kilos) 3119.08(lbs) |  |  | 731304282624 | NAM CERTIFIED PARTNER USD | 16-SEP-2025 | 49920.00 | 01-NOV-2025 | 54915.00
| SY50K100F-NB | Symmetra PX 50kW Scalable to 100kW, 208V with Startup, No Battery | https://www.se.com/us/en/product/SY50K100F-NB | 208 3 PH | 120 ,208 ,208 3 PH | 84.25x33.39x47.64(in) 214.00x84.80x121.00(cent) | 498.50(kilos) 1099.19(lbs) |  |  |  | NAM CERTIFIED PARTNER USD | 16-SEP-2025 | 28435.00 | 01-NOV-2025 | 31280.00
| SY60K100F | APC Symmetra PX 60kW Scalable to 100kW, 208V with Startup | https://www.se.com/us/en/product/SY60K100F | 208 3 PH | 120 ,208 ,208 3 PH | 84.25x66.77x47.64(in) 214.00x169.60x121.00(cent) | 1554.00(kilos) 3426.57(lbs) |  |  | 731304282631 | NAM CERTIFIED PARTNER USD | 16-SEP-2025 | 55370.00 | 01-NOV-2025 | 60905.00
| SY60K100F-NB | Symmetra PX 60kW Scalable to 100kW, 208V with Startup, No Battery | https://www.se.com/us/en/product/SY60K100F-NB | 208 3 PH | 120 ,208 ,208 3 PH | 84.25x33.39x47.64(in) 214.00x84.80x121.00(cent) | 530.60(kilos) 1169.97(lbs) |  |  |  | NAM CERTIFIED PARTNER USD | 16-SEP-2025 | 31355.00 | 01-NOV-2025 | 34490.00
| SY64K96H | APC Symmetra PX 64kW Scalable to 96kW, 400V | https://www.se.com/us/en/product/SY64K96H | 400 3 PH | 230 ,400 3 PH | 84.25x66.77x47.64(in) 214.00x169.60x121.00(cent) | 1511.00(kilos) 3331.76(lbs) |  |  |  | NAM CERTIFIED PARTNER USD | 16-SEP-2025 | 73155.00 | 01-NOV-2025 | 80475.00
| SY64K96H-PD | APC Symmetra PX 64kW Scalable to 96kW 400V with Modular Power Distribution | https://www.se.com/us/en/product/SY64K96H-PD | 400 3 PH | 230 ,400 3 PH | 84.25x66.77x47.64(in) 214.00x169.60x121.00(cent) | 1576.00(kilos) 3475.08(lbs) |  |  |  | NAM CERTIFIED PARTNER USD | 16-SEP-2025 | 94270.00 | 01-NOV-2025 | 103695.00
| SY64K160H-PD | APC Symmetra PX 64kW Scalable to 160kW, 400V w/ Integrated Modular Distribution | https://www.se.com/us/en/product/SY64K160H-PD | 400 3 PH | 230 ,400 3 PH | 84.25x66.77x47.64(in) 214.00x169.60x121.00(cent) | 1576.00(kilos) 3475.08(lbs) |  |  |  | NAM CERTIFIED PARTNER USD | 16-SEP-2025 | 94270.00 | 01-NOV-2025 | 103695.00
| SY70K100F | APC Symmetra PX 70kW Scalable to 100kW, 208V with Startup | https://www.se.com/us/en/product/SY70K100F | 208 3 PH | 120 ,208 ,208 3 PH | 84.25x66.77x47.64(in) 214.00x169.60x121.00(cent) | 1693.45(kilos) 3734.06(lbs) |  |  | 731304282648 | NAM CERTIFIED PARTNER USD | 16-SEP-2025 | 60790.00 | 01-NOV-2025 | 66870.00
| SY70K100F-NB | Symmetra PX 70 kW Scalable to 100kW, 208V with Startup, No Battery | https://www.se.com/us/en/product/SY70K100F-NB | 208 3 PH | 120 ,208 ,208 3 PH | 84.25x33.39x47.64(in) 214.00x84.80x121.00(cent) | 562.60(kilos) 1240.53(lbs) |  |  |  | NAM CERTIFIED PARTNER USD | 16-SEP-2025 | 34960.00 | 01-NOV-2025 | 38455.00
| SY80K100F | APC Symmetra PX 80kW Scalable to 100kW, 208V with Startup | https://www.se.com/us/en/product/SY80K100F | 208 3 PH | 120 ,208 ,208 3 PH | 84.25x66.77x47.64(in) 214.00x169.60x121.00(cent) | 1832.91(kilos) 4041.57(lbs) |  |  | 731304282655 | NAM CERTIFIED PARTNER USD | 16-SEP-2025 | 66235.00 | 01-NOV-2025 | 72855.00
| SY80K100F-NB | Symmetra PX 80kW Scalable to 100kW, 208V with Startup, No Battery | https://www.se.com/us/en/product/SY80K100F-NB | 208 3 PH | 120 ,208 ,208 3 PH | 84.25x33.39x47.64(in) 214.00x84.80x121.00(cent) | 594.70(kilos) 1311.31(lbs) |  |  |  | NAM CERTIFIED PARTNER USD | 16-SEP-2025 | 37190.00 | 01-NOV-2025 | 40910.00
| SY90K100F | APC Symmetra PX 90kW Scalable to 100kW, 208V with Startup | https://www.se.com/us/en/product/SY90K100F | 208 3 PH | 120 ,208 ,208 3 PH | 84.25x66.77x47.64(in) 214.00x169.60x121.00(cent) | 1972.36(kilos) 4349.05(lbs) |  |  | 731304282662 | NAM CERTIFIED PARTNER USD | 16-SEP-2025 | 70950.00 | 01-NOV-2025 | 78045.00
| SY90K100F-NB | Symmetra PX 90kW Scalable to 100kW, 208V with Startup, No Battery | https://www.se.com/us/en/product/SY90K100F-NB | 208 3 PH | 120 ,208 ,208 3 PH | 84.25x33.39x47.64(in) 214.00x84.80x121.00(cent) | 626.80(kilos) 1382.09(lbs) |  |  |  | NAM CERTIFIED PARTNER USD | 16-SEP-2025 | 39605.00 | 01-NOV-2025 | 43565.00
| SY96K96H | APC Symmetra PX 96kW Scalable, 400V | https://www.se.com/us/en/product/SY96K96H | 400 3 PH | 230 ,400 3 PH | 84.25x66.77x47.64(in) 214.00x169.60x121.00(cent) | 1898.00(kilos) 4185.09(lbs) |  |  |  | NAM CERTIFIED PARTNER USD | 16-SEP-2025 | 94880.00 | 01-NOV-2025 | 104365.00
| SY96K96H-PD | APC Symmetra PX 96kW Scalable, 400V with Modular Power Distribution | https://www.se.com/us/en/product/SY96K96H-PD | 400 3 PH | 230 ,400 3 PH | 84.25x66.77x47.64(in) 214.00x169.60x121.00(cent) | 1963.00(kilos) 4328.42(lbs) |  |  |  | NAM CERTIFIED PARTNER USD | 16-SEP-2025 | 118570.00 | 01-NOV-2025 | 130425.00
| SY96K160H-PD | APC Symmetra PX 96kW Scalable to 160kW, 400V w/ Integrated Modular Distribution | https://www.se.com/us/en/product/SY96K160H-PD | 400 3 PH | 230 ,400 3 PH | 84.25x66.77x47.64(in) 214.00x169.60x121.00(cent) | 1963.00(kilos) 4328.42(lbs) |  |  |  | NAM CERTIFIED PARTNER USD | 16-SEP-2025 | 112650.00 | 01-NOV-2025 | 123915.00
| SY100K100F | APC Symmetra PX 100kW Scalable to 100kW, 208V with Startup | https://www.se.com/us/en/product/SY100K100F | 208 3 PH | 120 ,208 ,208 3 PH | 84.25x66.77x47.64(in) 214.00x169.60x121.00(cent) | 2111.82(kilos) 4656.56(lbs) |  |  | 731304282570 | NAM CERTIFIED PARTNER USD | 16-SEP-2025 | 77885.00 | 01-NOV-2025 | 85670.00
| SY100K100F-NB | Symmetra PX 100kW Scalable to 100kW, 208V with Startup, No Battery | https://www.se.com/us/en/product/SY100K100F-NB | 208 3 PH | 120 ,208 ,208 3 PH | 84.25x33.39x47.64(in) 214.00x84.80x121.00(cent) | 298.87(kilos) 659.01(lbs) |  |  |  | NAM CERTIFIED PARTNER USD | 16-SEP-2025 | 43650.00 | 01-NOV-2025 | 48015.00
| SY100K250D | APC Symmetra PX 100kW Scalable to 250kW without Maintenance Bypass or Distribution- Parallel Capable | https://www.se.com/us/en/product/SY100K250D | 480 3 PH,400 3 PH | 480 3 PH,400 3 PH | 84.65x117.72x50.00(in) 215.00x299.00x127.00(cent) | 2517.00(kilos) 5549.99(lbs) |  |  |  | NAM CERTIFIED PARTNER USD | 16-SEP-2025 | 77510.00 | 01-NOV-2025 | 85260.00
| SY100K250DL-PD | APC Symmetra PX 100kW Scalable to 250kW with Maintenance Bypass Left & Distribution | https://www.se.com/us/en/product/SY100K250DL-PD | 480 3 PH,400 3 PH | 480 3 PH,400 3 PH | 84.65x117.72x50.00(in) 215.00x299.00x127.00(cent) | 2909.55(kilos) 6415.56(lbs) |  |  |  | NAM CERTIFIED PARTNER USD | 16-SEP-2025 | 91060.00 | 01-NOV-2025 | 100165.00
| SY100K250DR-PD | APC Symmetra PX 100kW Scalable to 250kW with Right Mounted Maintenance Bypass and Distribution | https://www.se.com/us/en/product/SY100K250DR-PD | 480 3 PH,400 3 PH | 480 3 PH,400 3 PH | 84.65x117.72x50.00(in) 215.00x299.00x127.00(cent) | 2894.00(kilos) 6381.27(lbs) |  |  |  | NAM CERTIFIED PARTNER USD | 16-SEP-2025 | 91060.00 | 01-NOV-2025 | 100165.00
| SY125K250D | APC Symmetra PX 125kW Scalable to 250kW without Maintenance Bypass or Distribution -Parallel Capable | https://www.se.com/us/en/product/SY125K250D | 480 3 PH,400 3 PH | 480 3 PH,400 3 PH | 84.65x117.72x50.00(in) 215.00x299.00x127.00(cent) | 2727.00(kilos) 6013.04(lbs) |  |  |  | NAM CERTIFIED PARTNER USD | 16-SEP-2025 | 87930.00 | 01-NOV-2025 | 96720.00
| SY125K250D-NB | APC Symmetra PX 125kW Scalable to 250kW without Bypass, Distribution or batteries -Parallel Capable | https://www.se.com/us/en/product/SY125K250D-NB | 480 3 PH,400 3 PH | 480 3 PH,400 3 PH | 84.65x73.62x50.00(in) 215.00x187.00x127.00(cent) | 1000.00(kilos) 2205.00(lbs) |  |  |  | NAM CERTIFIED PARTNER USD | 16-SEP-2025 | 52590.00 | 01-NOV-2025 | 57850.00
| SY125K250DL-PD | APC Symmetra PX 125kW Scalable to 250kW with Left Mounted Maintenance Bypass and Distribution | https://www.se.com/us/en/product/SY125K250DL-PD | 480 3 PH,400 3 PH | 480 3 PH,400 3 PH | 84.65x117.72x50.00(in) 215.00x299.00x127.00(cent) | 3104.00(kilos) 6844.32(lbs) |  |  |  | NAM CERTIFIED PARTNER USD | 16-SEP-2025 | 101740.00 | 01-NOV-2025 | 111915.00
| SY125K250DL-PDNB | APC Symmetra PX 125kW Scalable to 250kW with Maintenance Bypass Left, Distribution & No Batteries | https://www.se.com/us/en/product/SY125K250DL-PDNB | 400 3 PH,480 3 PH | 400 3 PH,480 3 PH | 84.65x73.62x50.00(in) 215.00x187.00x127.00(cent) | 1380.45(kilos) 3043.89(lbs) |  |  |  | NAM CERTIFIED PARTNER USD | 16-SEP-2025 | 65720.00 | 01-NOV-2025 | 72290.00
| SY125K250DR-PD | APC Symmetra PX 125kW Scalable to 250kW with Right Mounted Maintenance Bypass and Distribution | https://www.se.com/us/en/product/SY125K250DR-PD | 480 3 PH,400 3 PH | 480 3 PH,400 3 PH | 84.65x117.72x50.00(in) 215.00x299.00x127.00(cent) | 3104.00(kilos) 6844.32(lbs) |  |  |  | NAM CERTIFIED PARTNER USD | 16-SEP-2025 | 101740.00 | 01-NOV-2025 | 111915.00
| SY125K250DR-PDNB | APC Symmetra PX 125kW Scalable to 250kW with Maintenance Bypass and Distribution, No Batteries | https://www.se.com/us/en/product/SY125K250DR-PDNB | 480 3 PH,400 3 PH | 480 3 PH,400 3 PH | 84.65x73.62x50.00(in) 215.00x187.00x127.00(cent) | 1377.00(kilos) 3036.29(lbs) |  |  |  | NAM CERTIFIED PARTNER USD | 16-SEP-2025 | 65720.00 | 01-NOV-2025 | 72290.00
| SY125K500D | APC Symmetra PX 125kW Scalable to 500kW without Maintenance Bypass & Distribution -Parallel Capable | https://www.se.com/us/en/product/SY125K500D | 480 3 PH,400 3 PH | 480 3 PH,400 3 PH | 84.65x117.72x50.00(in) 215.00x299.00x127.00(cent) | 3036.00(kilos) 6694.38(lbs) |  |  |  | NAM CERTIFIED PARTNER USD | 16-SEP-2025 | 92450.00 | 01-NOV-2025 | 101695.00
| SY125K500D-NB | APC Symmetra PX 125kW Scalable to 500kW without Bypass, Distribution or Batteries -Parallel Capable | https://www.se.com/us/en/product/SY125K500D-NB | 480 3 PH,400 3 PH | 480 3 PH,400 3 PH | 84.65x73.62x50.00(in) 215.00x187.00x127.00(cent) | 1309.00(kilos) 2886.35(lbs) |  |  |  | NAM CERTIFIED PARTNER USD | 16-SEP-2025 | 58485.00 | 01-NOV-2025 | 64335.00
| SY125K500DL-PD | APC Symmetra PX 125kW Scalable to 500kW with Maintenance Bypass Left & Distribution | https://www.se.com/us/en/product/SY125K500DL-PD | 400 3 PH,480 3 PH | 400 3 PH,480 3 PH | 84.65x117.72x50.00(in) 215.00x299.00x127.00(cent) | 3255.00(kilos) 7177.28(lbs) |  |  |  | NAM CERTIFIED PARTNER USD | 16-SEP-2025 | 106730.00 | 01-NOV-2025 | 117405.00
| SY125K500DL-PDNB | APC Symmetra PX 125kW Scalable to 500kW with Maintenance Bypass Left, Distribution & No Batteries | https://www.se.com/us/en/product/SY125K500DL-PDNB | 480 3 PH | 400 3 PH,480 3 PH | 84.65x73.62x50.00(in) 215.00x187.00x127.00(cent) | 1514.09(kilos) 3338.57(lbs) |  |  |  | NAM CERTIFIED PARTNER USD | 16-SEP-2025 | 70635.00 | 01-NOV-2025 | 77700.00
| SY125K500DR-PD | APC Symmetra PX 125kW Scalable to 500kW with Right Mounted Maintenance Bypass and Distribution | https://www.se.com/us/en/product/SY125K500DR-PD | 480 3 PH,400 3 PH | 480 3 PH,400 3 PH | 84.65x117.72x50.00(in) 215.00x299.00x127.00(cent) | 3413.00(kilos) 7525.67(lbs) |  |  |  | NAM CERTIFIED PARTNER USD | 16-SEP-2025 | 106730.00 | 01-NOV-2025 | 117405.00
| SY125K500DR-PDNB | APC Symmetra PX 125kW Scalable to 500kW with Maintenance Bypass and Distribution, No Batteries | https://www.se.com/us/en/product/SY125K500DR-PDNB | 480 3 PH,400 3 PH | 480 3 PH,400 3 PH | 84.65x73.62x50.00(in) 215.00x187.00x127.00(cent) | 1686.00(kilos) 3717.63(lbs) |  |  |  | NAM CERTIFIED PARTNER USD | 16-SEP-2025 | 68225.00 | 01-NOV-2025 | 75050.00
| SY150K250D | APC Symmetra PX 150kW Scalable to 250kW without Maintenance Bypass or Distribution -Parallel Capable | https://www.se.com/us/en/product/SY150K250D | 480 3 PH,400 3 PH | 480 3 PH,400 3 PH | 84.65x161.81x50.00(in) 215.00x411.00x127.00(cent) | 3530.00(kilos) 7783.65(lbs) |  |  |  | NAM CERTIFIED PARTNER USD | 16-SEP-2025 | 109800.00 | 01-NOV-2025 | 120780.00
| SY150K250DL-PD | APC Symmetra PX 150kW Scalable to 250kW with Maintenance Bypass Left & Distribution | https://www.se.com/us/en/product/SY150K250DL-PD | 480 3 PH,400 3 PH | 480 3 PH,400 3 PH | 84.65x161.81x50.00(in) 215.00x411.00x127.00(cent) | 3928.64(kilos) 8662.65(lbs) |  |  |  | NAM CERTIFIED PARTNER USD | 16-SEP-2025 | 124010.00 | 01-NOV-2025 | 136410.00
| SY150K250DR-PD | APC Symmetra PX 150kW Scalable to 250kW with Right Mounted Maintenance Bypass and Distribution | https://www.se.com/us/en/product/SY150K250DR-PD | 480 3 PH,400 3 PH | 480 3 PH,400 3 PH | 84.65x161.81x50.00(in) 215.00x411.00x127.00(cent) | 3907.00(kilos) 8614.93(lbs) |  |  |  | NAM CERTIFIED PARTNER USD | 16-SEP-2025 | 124010.00 | 01-NOV-2025 | 136410.00
| SY200K250D | APC Symmetra PX 200kW Scalable to 250kW without Maintenance Bypass or Distribution -Parallel Capable | https://www.se.com/us/en/product/SY200K250D | 480 3 PH,400 3 PH | 480 3 PH,400 3 PH | 84.65x161.81x50.00(in) 215.00x411.00x127.00(cent) | 4112.00(kilos) 9066.96(lbs) |  |  |  | NAM CERTIFIED PARTNER USD | 16-SEP-2025 | 132255.00 | 01-NOV-2025 | 145480.00
| SY200K250DL-PD | APC Symmetra PX 200kW Scalable to 250kW with Maintenance Bypass Left & Distribution | https://www.se.com/us/en/product/SY200K250DL-PD | 480 3 PH,400 3 PH | 480 3 PH,400 3 PH | 84.65x161.81x50.00(in) 215.00x411.00x127.00(cent) | 4515.91(kilos) 9957.58(lbs) |  |  |  | NAM CERTIFIED PARTNER USD | 16-SEP-2025 | 148065.00 | 01-NOV-2025 | 162875.00
| SY200K250DR-PD | APC Symmetra PX 200kW Scalable to 250kW with Right Mounted Maintenance Bypass and Distribution | https://www.se.com/us/en/product/SY200K250DR-PD | 480 3 PH,400 3 PH | 480 3 PH,400 3 PH | 84.65x161.81x50.00(in) 215.00x411.00x127.00(cent) | 4489.00(kilos) 9898.25(lbs) |  |  |  | NAM CERTIFIED PARTNER USD | 16-SEP-2025 | 148065.00 | 01-NOV-2025 | 162875.00
| SY250K500D | APC Symmetra PX 250kW Scalable to 500kW without Maintenance Bypass or Distribution -Parallel Capable | https://www.se.com/us/en/product/SY250K500D | 480 3 PH,400 3 PH | 480 3 PH,400 3 PH | 84.65x191.34x50.00(in) 215.00x486.00x127.00(cent) | 5003.00(kilos) 11031.62(lbs) |  |  |  | NAM CERTIFIED PARTNER USD | 16-SEP-2025 | 160625.00 | 01-NOV-2025 | 176690.00
| SY250K500DL-PD | APC Symmetra PX 250kW Scalable to 500kW with Left Mounted Maintenance Bypass and Distribution | https://www.se.com/us/en/product/SY250K500DL-PD | 480 3 PH,400 3 PH | 480 3 PH,400 3 PH | 84.65x191.34x50.00(in) 215.00x486.00x127.00(cent) | 5380.00(kilos) 11862.90(lbs) |  |  |  | NAM CERTIFIED PARTNER USD | 16-SEP-2025 | 177325.00 | 01-NOV-2025 | 195060.00
| SY250K500DR-PD | APC Symmetra PX 250kW Scalable to 500kW with Right Mounted Maintenance Bypass and Distribution | https://www.se.com/us/en/product/SY250K500DR-PD | 480 3 PH,400 3 PH | 480 3 PH,400 3 PH | 84.65x191.34x50.00(in) 215.00x486.00x127.00(cent) | 5380.00(kilos) 11862.90(lbs) |  |  |  | NAM CERTIFIED PARTNER USD | 16-SEP-2025 | 177325.00 | 01-NOV-2025 | 195060.00
| SY300K500D | APC Symmetra PX 300kW Scalable to 500kW without Maintenance Bypass or Distribution -Parallel Capable | https://www.se.com/us/en/product/SY300K500D | 480 3 PH,400 3 PH | 480 3 PH,400 3 PH | 84.65x235.43x50.00(in) 215.00x598.00x127.00(cent) | 6178.00(kilos) 13622.49(lbs) |  |  |  | NAM CERTIFIED PARTNER USD | 16-SEP-2025 | 196890.00 | 01-NOV-2025 | 216575.00
| SY300K500DL-PD | APC Symmetra PX 300kW Scalable to 500kW with Maintenance Bypass Left & Distribution | https://www.se.com/us/en/product/SY300K500DL-PD | 480 3 PH,400 3 PH | 480 3 PH,400 3 PH | 84.65x235.43x50.00(in) 215.00x598.00x127.00(cent) | 6555.00(kilos) 14453.78(lbs) |  |  |  | NAM CERTIFIED PARTNER USD | 16-SEP-2025 | 214735.00 | 01-NOV-2025 | 236210.00
| SY300K500DR-PD | APC Symmetra PX 300kW Scalable to 500kW with Right Mounted Maintenance Bypass and Distribution | https://www.se.com/us/en/product/SY300K500DR-PD | 480 3 PH,400 3 PH | 480 3 PH,400 3 PH | 84.65x235.43x50.00(in) 215.00x598.00x127.00(cent) | 6555.00(kilos) 14453.78(lbs) |  |  |  | NAM CERTIFIED PARTNER USD | 16-SEP-2025 | 214735.00 | 01-NOV-2025 | 236210.00
| SY400K500D | APC Symmetra PX 400kW Scalable to 500kW without Maintenance Bypass or Distribution -Parallel Capable | https://www.se.com/us/en/product/SY400K500D | 480 3 PH,400 3 PH | 480 3 PH,400 3 PH | 84.65x279.53x50.00(in) 215.00x710.00x127.00(cent) | 7493.00(kilos) 16522.07(lbs) |  |  |  | NAM CERTIFIED PARTNER USD | 16-SEP-2025 | 251890.00 | 01-NOV-2025 | 277080.00
| SY400K500DL-PD | APC Symmetra PX 400kW Scalable to 500kW with Maintenance Bypass Left & Distribution | https://www.se.com/us/en/product/SY400K500DL-PD | 480 3 PH,400 3 PH | 480 3 PH,400 3 PH | 84.65x279.53x50.00(in) 215.00x710.00x127.00(cent) | 8150.00(kilos) 17970.75(lbs) |  |  |  | NAM CERTIFIED PARTNER USD | 16-SEP-2025 | 271710.00 | 01-NOV-2025 | 298880.00
| SY400K500DR-PD | APC Symmetra PX 400kW Scalable to 500kW with Right Mounted Maintenance Bypass and Distribution | https://www.se.com/us/en/product/SY400K500DR-PD | 480 3 PH,400 3 PH | 480 3 PH,400 3 PH | 84.65x279.53x50.00(in) 215.00x710.00x127.00(cent) | 8150.00(kilos) 17970.75(lbs) |  |  |  | NAM CERTIFIED PARTNER USD | 16-SEP-2025 | 271710.00 | 01-NOV-2025 | 298880.00
| SY500K500D | APC Symmetra PX 500kW Scalable to 500kW without Maintenance Bypass or Distribution -Parallel Capable | https://www.se.com/us/en/product/SY500K500D | 480 3 PH,400 3 PH | 480 3 PH,400 3 PH | 84.65x279.53x50.00(in) 215.00x710.00x127.00(cent) | 8937.00(kilos) 19706.09(lbs) |  |  |  | NAM CERTIFIED PARTNER USD | 16-SEP-2025 | 293095.00 | 01-NOV-2025 | 322400.00
| SY500K500DL-PD | APC Symmetra PX 500kW Scalable to 500kW with Maintenance Bypass Left & Distribution | https://www.se.com/us/en/product/SY500K500DL-PD | 480 3 PH,400 3 PH | 480 3 PH,400 3 PH | 84.65x279.53x50.00(in) 215.00x710.00x127.00(cent) | 9314.00(kilos) 20537.37(lbs) |  |  |  | NAM CERTIFIED PARTNER USD | 16-SEP-2025 | 314050.00 | 01-NOV-2025 | 345450.00
| SY500K500DR-PD | APC Symmetra PX 500kW Scalable to 500kW with Right Mounted Maintenance Bypass and Distribution | https://www.se.com/us/en/product/SY500K500DR-PD | 480 3 PH,400 3 PH | 480 3 PH,400 3 PH | 84.65x279.53x50.00(in) 215.00x710.00x127.00(cent) | 9314.00(kilos) 20537.37(lbs) |  |  |  | NAM CERTIFIED PARTNER USD | 16-SEP-2025 | 314050.00 | 01-NOV-2025 | 345450.00
| SYBFF | APC Symmetra PX 500kW Bottom Feed Frame for 500kW Dual Mains Configs | https://www.se.com/us/en/product/SYBFF | 480 3 PH,400 3 PH |  | 84.06x29.33x47.64(in) 213.50x74.50x121.00(cent) | 186.36(kilos) 410.92(lbs) |  |  | 731304256458 | NAM CERTIFIED PARTNER USD | 16-SEP-2025 | 4985.00 | 01-NOV-2025 | 5485.00
| SYBFXR8 | APC Symmetra PX 250/500kW Battery Enclosure for up to 8 Battery Modules | https://www.se.com/us/en/product/SYBFXR8 |  |  | 84.65x44.09x50.00(in) 215.00x112.00x127.00(cent) | 431.82(kilos) 952.16(lbs) |  |  | 731304253594 | NAM CERTIFIED PARTNER USD | 16-SEP-2025 | 12200.00 | 01-NOV-2025 | 13420.00
| SYBFXR8S | APC Symmetra PX 250/500kW Battery Enclosure for up to 8 Battery Modules & Start Up | https://www.se.com/us/en/product/SYBFXR8S |  |  | 84.65x44.09x50.00(in) 215.00x112.00x127.00(cent) | 431.82(kilos) 952.16(lbs) |  |  |  | NAM CERTIFIED PARTNER USD | 16-SEP-2025 | 12290.00 | 01-NOV-2025 | 13520.00
| SYBSC250K500 | APC Symmetra PX250/500kW Batt. enclosure sidecar for remote battery solution with 500A fuse kit | https://www.se.com/us/en/product/SYBSC250K500 | 480 3 PH,400 3 PH |  | 84.65x29.33x47.64(in) 215.00x74.50x121.00(cent) | 186.82(kilos) 411.94(lbs) |  |  | 731304253570 | NAM CERTIFIED PARTNER USD | 16-SEP-2025 | 5665.00 | 01-NOV-2025 | 6230.00
| SYCF40KF | SYMMETRA PX 40KW FRAME, 208V | https://www.se.com/us/en/product/SYCF40KF | 208 | 208 3 PH | 90.98x29.49x41.50(in) 231.10x74.90x105.40(cent) | 285.00(kilos) 628.43(lbs) |  |  | 731304123705 | NAM CERTIFIED PARTNER USD | 16-SEP-2025 | 14960.00 | 01-NOV-2025 | 16460.00
| SYCF48KH | APC Symmetra PX 48kW All-In-One Frame, 400V | https://www.se.com/us/en/product/SYCF48KH | 400 3 PH | 400 3 PH | 84.25x33.39x47.64(in) 214.00x84.80x121.00(cent) | 331.00(kilos) 729.86(lbs) |  |  | 731304262022 | NAM CERTIFIED PARTNER USD | 16-SEP-2025 | 29020.00 | 01-NOV-2025 | 31920.00
| SYCF100KF | APC Symmetra PX 100kW Power Frame, 208V | https://www.se.com/us/en/product/SYCF100KF | 208 3 PH | 208 3 PH | 84.25x33.39x47.64(in) 214.00x84.80x121.00(cent) | 358.64(kilos) 790.80(lbs) |  | 1 | 731304277613 | NAM CERTIFIED PARTNER USD | 16-SEP-2025 | 26270.00 | 01-NOV-2025 | 28895.00
| SYCF160KH | APC Symmetra PX Frame 160kW 400V | https://www.se.com/us/en/product/SYCF160KH | 400 3 PH | 230 ,400 3 PH | 84.25x33.39x47.64(in) 214.00x84.80x121.00(cent) | 358.00(kilos) 789.39(lbs) |  |  | 731304256854 | NAM CERTIFIED PARTNER USD | 16-SEP-2025 | 20500.00 | 01-NOV-2025 | 22550.00
| SYCFXR9 | APC Symmetra PX Battery Frame for 400V PX 96/160kW & 208V PX 100kW for 9 Battery Modules | https://www.se.com/us/en/product/SYCFXR9 |  |  | 84.65x33.39x47.64(in) 215.00x84.80x121.00(cent) | 379.00(kilos) 835.70(lbs) |  |  | 731304257615 | NAM CERTIFIED PARTNER USD | 16-SEP-2025 | 9030.00 | 01-NOV-2025 | 9930.00
| SYCFXR9-9 | APC Symmetra PX Battery Frame for 400V PX 96/160kW & 208V PX 100kW with 9 Battery Modules & Startup | https://www.se.com/us/en/product/SYCFXR9-9 |  |  | 84.02x33.39x47.64(in) 213.40x84.80x121.00(cent) | 1343.00(kilos) 2961.32(lbs) |  |  |  | NAM CERTIFIED PARTNER USD | 16-SEP-2025 | 31185.00 | 01-NOV-2025 | 34305.00
| SYCFXR9-S | APC Symmetra PX Battery Frame for 400V PX 96/160kW & 208V PX 100kW for 9 Battery Modules & Startup | https://www.se.com/us/en/product/SYCFXR9-S |  |  | 84.65x33.39x47.64(in) 215.00x84.80x121.00(cent) | 379.00(kilos) 835.70(lbs) |  |  |  | NAM CERTIFIED PARTNER USD | 16-SEP-2025 | 10415.00 | 01-NOV-2025 | 11460.00
| SYIOF500KD | APC Symmetra PX 250/500kW IO Frame, 400/480V | https://www.se.com/us/en/product/SYIOF500KD | 480 3 PH,400 3 PH | 480 3 PH,400 3 PH | 83.58x29.33x47.64(in) 212.30x74.50x121.00(cent) | 363.64(kilos) 801.83(lbs) |  |  | 731304256441 | NAM CERTIFIED PARTNER USD | 16-SEP-2025 | 15030.00 | 01-NOV-2025 | 16535.00
| SYIOF500KMBL | APC Symmetra PX 250/500kW IO Frame with Left Mounted Maintenance Bypass and Distribution, 400/480V | https://www.se.com/us/en/product/SYIOF500KMBL | 480 3 PH,400 3 PH | 480 3 PH,400 3 PH | 83.58x29.33x47.64(in) 212.30x74.50x121.00(cent) | 753.64(kilos) 1661.78(lbs) |  |  | 731304253853 | NAM CERTIFIED PARTNER USD | 16-SEP-2025 | 26660.00 | 01-NOV-2025 | 29325.00
| SYIOF500KMBR | APC Symmetra PX 250/500kW IO Frame with Right Mounted Maintenance Bypass and Distribution 400/480V | https://www.se.com/us/en/product/SYIOF500KMBR | 480 3 PH,400 3 PH | 480 3 PH,400 3 PH | 83.58x44.09x47.64(in) 212.30x112.00x121.00(cent) | 753.64(kilos) 1661.78(lbs) |  |  | 731304253860 | NAM CERTIFIED PARTNER USD | 16-SEP-2025 | 22215.00 | 01-NOV-2025 | 24435.00
| SYMBP100F | Symmetra PX 100 Maintenance Bypass Panel, 208V | https://www.se.com/us/en/product/SYMBP100F | 208 3 PH | 208 3 PH | 84.65x33.39x47.64(in) 215.00x84.80x121.00(cent) | 189.09(kilos) 416.94(lbs) |  |  | 731304293927 | NAM CERTIFIED PARTNER USD | 16-SEP-2025 | 8525.00 | 01-NOV-2025 | 9375.00
| SYOPT003 | APC Symmetra PX 250kW Battery Breaker Enclosure Fuse Kit 500A | https://www.se.com/us/en/product/SYOPT003 |  |  | 10.83x9.45x8.07(in) 27.50x24.00x20.50(cent) | 7.73(kilos) 17.04(lbs) |  |  | 731304267300 | NAM CERTIFIED PARTNER USD | 16-SEP-2025 | 799.00 | 01-NOV-2025 | 879.00
| SYOPT004 | APC Symmetra PX 500kW Battery Breaker Enclosure Fuse Kit 1000A | https://www.se.com/us/en/product/SYOPT004 |  |  | 15.35x12.20x8.27(in) 39.00x31.00x21.00(cent) | 9.55(kilos) 21.06(lbs) |  |  | 731304267294 | NAM CERTIFIED PARTNER USD | 16-SEP-2025 | 1045.00 | 01-NOV-2025 | 1150.00
| SYOPT005 | APC Symmetra PX 250/500 Air Filter | https://www.se.com/us/en/product/SYOPT005 |  |  | 38.58x24.02x2.76(in) 98.00x61.00x7.00(cent) | 2.82(kilos) 6.22(lbs) |  |  | 731304267270 | NAM CERTIFIED PARTNER USD | 16-SEP-2025 | 431.00 | 01-NOV-2025 | 474.00
| SYOPT007 | APC Symmetra PX250/500 Third Party Switchgear Kit | https://www.se.com/us/en/product/SYOPT007 |  |  | 7.76x3.74x3.15(in) 19.70x9.50x8.00(cent) | 0.91(kilos) 2.01(lbs) |  |  | 731304278764 | NAM CERTIFIED PARTNER USD | 16-SEP-2025 | 1090.00 | 01-NOV-2025 | 1200.00
| SYOPT009 | Seismic Kit for 600mm Symmetra PX Battery Cabinets | https://www.se.com/us/en/product/SYOPT009 |  |  | 16.93x7.87x3.15(in) 43.00x20.00x8.00(cent) | 3.00(kilos) 6.62(lbs) |  |  | 731304291053 | NAM CERTIFIED PARTNER USD | 16-SEP-2025 | 150.00 | 01-NOV-2025 | 165.00
| SYOPT014 | Seismic Kit for Symmetra PX 20 Batteries | https://www.se.com/us/en/product/SYOPT014 |  |  | 18.78x10.12x5.55(in) 47.70x25.70x14.10(cent) | 4.36(kilos) 9.61(lbs) |  |  | 731304307174 | NAM CERTIFIED PARTNER USD | 16-SEP-2025 | 250.00 | 01-NOV-2025 | 275.00
| SYOPT015 | Seismic Kit for Symmetra PX 20 and 40/60kVA InfraStruxure PDUs | https://www.se.com/us/en/product/SYOPT015 |  |  | 3.50x6.50x5.00(in) 8.90x16.50x12.70(cent) | 2.05(kilos) 4.52(lbs) |  |  | 731304307181 | NAM CERTIFIED PARTNER USD | 16-SEP-2025 | 35.00 | 01-NOV-2025 | 39.00
| SYOPT300 | Seismic Kit for 300mm Symmetra PX 100, Symmetra PX 250/500, and Modular PDU Frames | https://www.se.com/us/en/product/SYOPT300 |  |  | 16.93x7.87x3.15(in) 43.00x20.00x8.00(cent) | 4.00(kilos) 8.82(lbs) |  |  | 731304291060 | NAM CERTIFIED PARTNER USD | 16-SEP-2025 | 158.00 | 01-NOV-2025 | 174.00
| SYOPT600 | Seismic Kit for 600mm Symmetra PX 100 and Symmetra PX 250/500 Frames | https://www.se.com/us/en/product/SYOPT600 |  |  | 31.50x5.51x4.72(in) 80.00x14.00x12.00(cent) | 8.00(kilos) 17.64(lbs) |  |  | 731304291077 | NAM CERTIFIED PARTNER USD | 16-SEP-2025 | 317.00 | 01-NOV-2025 | 349.00
| SYOPT750 | Seismic Kit for 750mm Symmetra PX 250/500 Frames | https://www.se.com/us/en/product/SYOPT750 |  |  | 31.50x5.51x4.72(in) 80.00x14.00x12.00(cent) | 16.00(kilos) 35.28(lbs) |  |  | 731304291084 | NAM CERTIFIED PARTNER USD | 16-SEP-2025 | 390.00 | 01-NOV-2025 | 429.00
| SYPF250KD | APC Symmetra PX 250kW Power Module Frame, 400/480V | https://www.se.com/us/en/product/SYPF250KD | 480 3 PH,400 3 PH | 480 3 PH,400 3 PH | 84.06x29.53x47.64(in) 213.50x75.00x121.00(cent) | 280.45(kilos) 618.39(lbs) |  |  | 731304253228 | NAM CERTIFIED PARTNER USD | 16-SEP-2025 | 7360.00 | 01-NOV-2025 | 8100.00
| SYSW80KF | Symmetra PX 80kW Static Switch Module, 208V | https://www.se.com/us/en/product/SYSW80KF | 208 3 PH | 120 ,208 ,208 3 PH | 21.10x21.69x24.25(in) 53.60x55.10x61.60(cent) | 38.50(kilos) 84.89(lbs) |  |  | 731304209492 | NAM CERTIFIED PARTNER USD | 16-SEP-2025 | 5535.00 | 01-NOV-2025 | 6090.00
| SYSW250KD | APC Symmetra PX 250kW Static Switch Module, 400/480V | https://www.se.com/us/en/product/SYSW250KD |  |  | 36.61x30.71x36.02(in) 93.00x78.00x91.50(cent) | 105.00(kilos) 231.53(lbs) |  | 1 | 731304253143 | NAM CERTIFIED PARTNER USD | 16-SEP-2025 | 6570.00 | 01-NOV-2025 | 7230.00
| SYSW500KD | APC Symmetra PX 500kW Static Switch Module, 400/480V | https://www.se.com/us/en/product/SYSW500KD |  |  | 36.61x30.71x36.02(in) 93.00x78.00x91.50(cent) | 134.09(kilos) 295.67(lbs) |  | 1 | 731304253150 | NAM CERTIFIED PARTNER USD | 16-SEP-2025 | 8185.00 | 01-NOV-2025 | 9005.00
| SYWMBP96K160H2 | APC Symmetra PX 96/160KW Value Wall-mounted Maintenance Bypass Panel, 400V | https://www.se.com/us/en/product/SYWMBP96K160H2 |  |  | 48.43x32.68x13.78(in) 123.00x83.00x35.00(cent) | 105.00(kilos) 231.53(lbs) |  |  | 731304313304 | NAM CERTIFIED PARTNER USD | 16-SEP-2025 | 4430.00 | 01-NOV-2025 | 4875.00
Data Center Containment >> Racks and Accessories | ACAC22000 | Active Flow Controller - 25Pa | https://www.se.com/us/en/product/ACAC22000 |  |  | 3.19x22.28x13.39(in) 8.10x56.60x34.00(cent) | 1.44(kilos) 3.18(lbs) |  |  | 731304300311 | NAM CERTIFIED PARTNER USD | 16-SEP-2025 | 1705.00 | 01-NOV-2025 | 1875.00
| ACCS1000 | APC Rack Air Containment Rear Assembly for InRow 300 mm | https://www.se.com/us/en/product/ACCS1000 |  |  | 5.98x20.00x80.00(in) 15.20x50.80x203.20(cent) | 20.82(kilos) 45.91(lbs) |  |  | 731304243045 | NAM CERTIFIED PARTNER USD | 16-SEP-2025 | 1110.00 | 01-NOV-2025 | 1275.00
| ACCS1001 | APC Rack Air Containment Rear Assembly for NetShelter SX 42U and InRow 600mm | https://www.se.com/us/en/product/ACCS1001 |  |  | 5.98x20.00x80.00(in) 15.20x50.80x203.20(cent) | 29.59(kilos) 65.25(lbs) |  |  | 731304243052 | NAM CERTIFIED PARTNER USD | 16-SEP-2025 | 1955.00 | 01-NOV-2025 | 2150.00
| ACCS1002 | APC Rack Air Containment End Caps | https://www.se.com/us/en/product/ACCS1002 |  |  | 2.01x8.50x75.98(in) 5.10x21.60x193.00(cent) | 9.00(kilos) 19.85(lbs) |  |  | 731304243069 | NAM CERTIFIED PARTNER USD | 16-SEP-2025 | 520.00 | 01-NOV-2025 | 597.00
| ACCS1003 | APC Rack Air Containment Front Assembly for InRow 300mm | https://www.se.com/us/en/product/ACCS1003 |  |  | 5.98x20.00x80.00(in) 15.20x50.80x203.20(cent) | 22.55(kilos) 49.72(lbs) |  |  | 731304243090 | NAM CERTIFIED PARTNER USD | 16-SEP-2025 | 1285.00 | 01-NOV-2025 | 1480.00
| ACCS1004 | APC Rack Air Containment Front Assembly for InRow 600mm | https://www.se.com/us/en/product/ACCS1004 |  |  | 5.98x20.00x80.00(in) 15.20x50.80x203.20(cent) | 30.82(kilos) 67.96(lbs) |  |  | 731304243083 | NAM CERTIFIED PARTNER USD | 16-SEP-2025 | 2160.00 | 01-NOV-2025 | 2485.00
| ACCS1005 | APC Rack Air Containment Front Assembly for NetShelter SX 42U 600mm Wide | https://www.se.com/us/en/product/ACCS1005 |  |  | 5.98x20.00x80.00(in) 15.20x50.80x203.20(cent) | 29.82(kilos) 65.75(lbs) |  |  | 731304243076 | NAM CERTIFIED PARTNER USD | 16-SEP-2025 | 1980.00 | 01-NOV-2025 | 2275.00
| ACCS1006 | APC Rack Air Containment Rear Assembly for NetShelter SX 42U 750mm Wide | https://www.se.com/us/en/product/ACCS1006 |  |  | 5.98x25.98x80.00(in) 15.20x66.00x203.20(cent) | 33.41(kilos) 73.67(lbs) |  |  | 731304257677 | NAM CERTIFIED PARTNER USD | 16-SEP-2025 | 2580.00 | 01-NOV-2025 | 2965.00
| ACCS1007 | APC Rack Air Containment Front Assembly for NetShelter SX 42U 750mm Wide | https://www.se.com/us/en/product/ACCS1007 |  |  | 5.98x25.98x80.00(in) 15.20x66.00x203.20(cent) | 36.14(kilos) 79.69(lbs) |  |  | 731304257660 | NAM CERTIFIED PARTNER USD | 16-SEP-2025 | 2360.00 | 01-NOV-2025 | 2715.00
| ACCS1009 | Rack Air Containment, Front Assembly, ACRC301S / ACRC301H, 300mm | https://www.se.com/us/en/product/ACCS1009 |  |  | 5.98x20.00x80.00(in) 15.20x50.80x203.20(cent) | 22.55(kilos) 49.72(lbs) |  |  | 731304307693 | NAM CERTIFIED PARTNER USD | 16-SEP-2025 | 1245.00 | 01-NOV-2025 | 1435.00
| ACDC2000 | Ceiling Panel Mounting Rail - 1800mm (70.9in) | https://www.se.com/us/en/product/ACDC2000 |  |  | 8.98x15.75x73.66(in) 22.80x40.00x187.10(cent) | 26.60(kilos) 58.65(lbs) |  |  | 731304298595 | NAM CERTIFIED PARTNER USD | 16-SEP-2025 | 1160.00 | 01-NOV-2025 | 1330.00
| ACDC2001 | Ceiling Panel Mounting Rail - 600mm (23.6in) | https://www.se.com/us/en/product/ACDC2001 |  |  | 8.98x15.75x26.42(in) 22.80x40.00x67.10(cent) | 10.20(kilos) 22.49(lbs) |  |  | 731304298601 | NAM CERTIFIED PARTNER USD | 16-SEP-2025 | 550.00 | 01-NOV-2025 | 632.00
| ACDC2002 | Ceiling Panel Mounting Rail - 300mm (11.8in) | https://www.se.com/us/en/product/ACDC2002 |  |  | 8.98x15.75x19.37(in) 22.80x40.00x49.20(cent) | 6.50(kilos) 14.33(lbs) |  |  | 731304298618 | NAM CERTIFIED PARTNER USD | 16-SEP-2025 | 357.00 | 01-NOV-2025 | 411.00
| ACDC2003 | Ceiling Panel Mounting Rail - 100mm (3.9in) | https://www.se.com/us/en/product/ACDC2003 |  |  | 7.99x10.43x17.68(in) 20.30x26.50x44.90(cent) | 16.50(kilos) 36.38(lbs) |  |  | 731304298625 | NAM CERTIFIED PARTNER USD | 16-SEP-2025 | 210.00 | 01-NOV-2025 | 241.00
| ACDC2004 | Ceiling Panel Wall Mount - Single Row - 1800mm (70.9in) | https://www.se.com/us/en/product/ACDC2004 |  |  | 2.52x9.25x39.06(in) 6.40x23.50x99.20(cent) | 8.10(kilos) 17.86(lbs) |  |  | 731304298632 | NAM CERTIFIED PARTNER USD | 16-SEP-2025 | 122.00 | 01-NOV-2025 | 140.00
| ACDC2005 | Mounting Brackets - Ceiling Panel Rail (Cooling / Racks) | https://www.se.com/us/en/product/ACDC2005 |  |  | 4.25x8.62x12.36(in) 10.80x21.90x31.40(cent) | 1.40(kilos) 3.09(lbs) |  |  | 731304298649 | NAM CERTIFIED PARTNER USD | 16-SEP-2025 | 80.00 | 01-NOV-2025 | 92.00
| ACDC2006 | Mounting Brackets - Ceiling Panel Rail (Power) | https://www.se.com/us/en/product/ACDC2006 |  |  | 6.46x10.79x13.78(in) 16.40x27.40x35.00(cent) | 1.50(kilos) 3.31(lbs) |  |  | 731304298656 | NAM CERTIFIED PARTNER USD | 16-SEP-2025 | 96.00 | 01-NOV-2025 | 110.00
| ACDC2015 | Ceiling Panel Lock System (w/o power supply) | https://www.se.com/us/en/product/ACDC2015 |  |  | 8.15x16.46x16.85(in) 20.70x41.80x42.80(cent) | 5.89(kilos) 12.99(lbs) |  |  | 731304298663 | NAM CERTIFIED PARTNER USD | 16-SEP-2025 | 618.00 | 01-NOV-2025 | 710.00
| ACDC2016 | Ceiling Panel Lock System, 100-120V (w/ power supply) | https://www.se.com/us/en/product/ACDC2016 |  |  | 5.59x20.98x23.11(in) 14.20x53.30x58.70(cent) | 12.73(kilos) 28.07(lbs) |  |  | 731304298670 | NAM CERTIFIED PARTNER USD | 16-SEP-2025 | 1455.00 | 01-NOV-2025 | 1670.00
| ACDC2017 | Ceiling Panel Lock System, 200-240V (w/ power supply) | https://www.se.com/us/en/product/ACDC2017 |  |  | 5.59x20.98x23.11(in) 14.20x53.30x58.70(cent) | 12.73(kilos) 28.07(lbs) |  |  | 731304298687 | NAM CERTIFIED PARTNER USD | 16-SEP-2025 | 1445.00 | 01-NOV-2025 | 1660.00
| ACDC2018 | Aisle Containment Lighting kit (w/ power supply) | https://www.se.com/us/en/product/ACDC2018 | 100...140 10 |  | 6.10x12.40x16.22(in) 15.50x31.50x41.20(cent) | 7.84(kilos) 17.29(lbs) |  |  | 731304298694 | NAM CERTIFIED PARTNER USD | 16-SEP-2025 | 1445.00 | 01-NOV-2025 | 1660.00
| ACDC2019 | Aisle Containment Lighting kit (w/o power supply) | https://www.se.com/us/en/product/ACDC2019 |  |  | 2.83x4.21x13.70(in) 7.20x10.70x34.80(cent) | 1.65(kilos) 3.64(lbs) |  |  | 731304298700 | NAM CERTIFIED PARTNER USD | 16-SEP-2025 | 483.00 | 01-NOV-2025 | 556.00
| ACDC2100 | Ceiling Panel - 900mm (36in) | https://www.se.com/us/en/product/ACDC2100 |  |  | 0.91x26.06x28.11(in) 2.30x66.20x71.40(cent) | 1.01(kilos) 2.23(lbs) |  |  | 731304298717 | NAM CERTIFIED PARTNER USD | 16-SEP-2025 | 114.00 | 01-NOV-2025 | 131.00
| ACDC2101 | Ceiling Panel - 900mm (36in) - V0 | https://www.se.com/us/en/product/ACDC2101 |  |  | 0.91x26.06x28.11(in) 2.30x66.20x71.40(cent) | 1.61(kilos) 3.55(lbs) |  |  | 731304298724 | NAM CERTIFIED PARTNER USD | 16-SEP-2025 | 201.00 | 01-NOV-2025 | 231.00
| ACDC2102 | Ceiling Panel - 1200mm (48in) | https://www.se.com/us/en/product/ACDC2102 |  |  | 0.98x24.61x40.20(in) 2.50x62.50x102.10(cent) | 1.49(kilos) 3.29(lbs) |  |  | 731304298731 | NAM CERTIFIED PARTNER USD | 16-SEP-2025 | 138.00 | 01-NOV-2025 | 159.00
| ACDC2103 | Ceiling Panel - 1200mm (48in) - V0 | https://www.se.com/us/en/product/ACDC2103 |  |  | 0.98x24.61x40.20(in) 2.50x62.50x102.10(cent) | 2.37(kilos) 5.23(lbs) |  |  | 731304298748 | NAM CERTIFIED PARTNER USD | 16-SEP-2025 | 266.00 | 01-NOV-2025 | 306.00
| ACDC2104 | Ceiling Panel - 1500mm (60in) | https://www.se.com/us/en/product/ACDC2104 |  |  | 0.98x24.61x52.17(in) 2.50x62.50x132.50(cent) | 2.31(kilos) 5.09(lbs) |  |  | 731304298755 | NAM CERTIFIED PARTNER USD | 16-SEP-2025 | 161.00 | 01-NOV-2025 | 186.00
| ACDC2105 | Ceiling Panel - 1500mm (60in) - V0 | https://www.se.com/us/en/product/ACDC2105 |  |  | 0.98x24.61x52.17(in) 2.50x62.50x132.50(cent) | 3.00(kilos) 6.62(lbs) |  |  | 731304298762 | NAM CERTIFIED PARTNER USD | 16-SEP-2025 | 318.00 | 01-NOV-2025 | 365.00
| ACDC2106 | Ceiling Panel - 1800mm (72in) | https://www.se.com/us/en/product/ACDC2106 |  |  | 0.98x24.69x64.25(in) 2.50x62.70x163.20(cent) | 2.22(kilos) 4.89(lbs) |  |  | 731304298779 | NAM CERTIFIED PARTNER USD | 16-SEP-2025 | 186.00 | 01-NOV-2025 | 213.00
| ACDC2107 | Ceiling Panel - 1800mm (72in) - V0 | https://www.se.com/us/en/product/ACDC2107 |  |  | 0.98x24.69x64.25(in) 2.50x62.70x163.20(cent) | 3.64(kilos) 8.03(lbs) |  |  | 731304298786 | NAM CERTIFIED PARTNER USD | 16-SEP-2025 | 379.00 | 01-NOV-2025 | 436.00
| ACDC2200 | Adjustable Mounting Support, 152 - 241mm (6 - 9.5in) | https://www.se.com/us/en/product/ACDC2200 |  |  | 3.31x12.60x59.80(in) 8.40x32.00x151.90(cent) | 7.04(kilos) 15.52(lbs) |  |  | 731304298793 | NAM CERTIFIED PARTNER USD | 16-SEP-2025 | 684.00 | 01-NOV-2025 | 786.00
| ACDC2201 | Adjustable Mounting Support, 152 - 241mm (6 - 9.5in) - V0 | https://www.se.com/us/en/product/ACDC2201 |  |  | 3.31x12.60x59.80(in) 8.40x32.00x151.90(cent) | 7.70(kilos) 16.98(lbs) |  |  | 731304298809 | NAM CERTIFIED PARTNER USD | 16-SEP-2025 | 823.00 | 01-NOV-2025 | 947.00
| ACDC2202 | Adjustable Mounting Support, 241 - 419mm (9.5 - 16.5in) | https://www.se.com/us/en/product/ACDC2202 |  |  | 3.31x19.84x59.61(in) 8.40x50.40x151.40(cent) | 9.84(kilos) 21.70(lbs) |  |  | 731304298816 | NAM CERTIFIED PARTNER USD | 16-SEP-2025 | 713.00 | 01-NOV-2025 | 820.00
| ACDC2203 | Adjustable Mounting Support, 241 - 419mm (9.5 - 16.5in) - V0 | https://www.se.com/us/en/product/ACDC2203 |  |  | 3.31x19.84x59.61(in) 8.40x50.40x151.40(cent) | 11.22(kilos) 24.74(lbs) |  |  | 731304298823 | NAM CERTIFIED PARTNER USD | 16-SEP-2025 | 906.00 | 01-NOV-2025 | 1045.00
| ACDC2204 | Mounting Brackets - Adjustable Mounting Support (Cooling / Racks) | https://www.se.com/us/en/product/ACDC2204 |  |  | 3.66x10.59x11.85(in) 9.30x26.90x30.10(cent) | 1.03(kilos) 2.27(lbs) |  |  | 731304298830 | NAM CERTIFIED PARTNER USD | 16-SEP-2025 | 51.00 | 01-NOV-2025 | 58.00
| ACDC2205 | Mounting Brackets - Adjustable Mounting Support (Power) | https://www.se.com/us/en/product/ACDC2205 |  |  | 4.33x12.40x15.75(in) 11.00x31.50x40.00(cent) | 1.95(kilos) 4.30(lbs) |  |  | 731304298847 | NAM CERTIFIED PARTNER USD | 16-SEP-2025 | 115.00 | 01-NOV-2025 | 132.00
| ACDC2300 | Duct Mounting Rail | https://www.se.com/us/en/product/ACDC2300 |  |  | 10.35x18.66x49.76(in) 26.30x47.40x126.40(cent) | 34.09(kilos) 75.17(lbs) |  |  | 731304298854 | NAM CERTIFIED PARTNER USD | 16-SEP-2025 | 1495.00 | 01-NOV-2025 | 1715.00
| ACDC2301 | Duct Mounting Rail - (Expansion) | https://www.se.com/us/en/product/ACDC2301 |  |  | 4.84x8.15x49.76(in) 12.30x20.70x126.40(cent) | 4.47(kilos) 9.86(lbs) |  |  | 731304298861 | NAM CERTIFIED PARTNER USD | 16-SEP-2025 | 312.00 | 01-NOV-2025 | 359.00
| ACDC2302 | Mounting Support - Duct Lighting (w/o lights) | https://www.se.com/us/en/product/ACDC2302 |  |  | 4.06x6.46x43.58(in) 10.30x16.40x110.70(cent) | 3.73(kilos) 8.22(lbs) |  |  | 731304298878 | NAM CERTIFIED PARTNER USD | 16-SEP-2025 | 138.00 | 01-NOV-2025 | 159.00
| ACDC2303 | Duct Panel - 1012mm (40in) W x up to 787mm (31in) H | https://www.se.com/us/en/product/ACDC2303 |  |  | 1.97x20.47x42.91(in) 5.00x52.00x109.00(cent) | 4.19(kilos) 9.24(lbs) |  |  | 731304298885 | NAM CERTIFIED PARTNER USD | 16-SEP-2025 | 287.00 | 01-NOV-2025 | 331.00
| ACDC2304 | Duct Panel - 1012mm (40in) W x up to 787mm (31in) H - V0 | https://www.se.com/us/en/product/ACDC2304 |  |  | 1.97x20.47x42.91(in) 5.00x52.00x109.00(cent) | 4.91(kilos) 10.83(lbs) |  |  | 731304298892 | NAM CERTIFIED PARTNER USD | 16-SEP-2025 | 379.00 | 01-NOV-2025 | 436.00
| ACDC2305 | Duct Panel - 1012mm (40in) W x up to 1041mm (41in) H | https://www.se.com/us/en/product/ACDC2305 |  |  | 1.97x31.42x42.99(in) 5.00x79.80x109.20(cent) | 5.11(kilos) 11.27(lbs) |  |  | 731304298908 | NAM CERTIFIED PARTNER USD | 16-SEP-2025 | 317.00 | 01-NOV-2025 | 365.00
| ACDC2306 | Duct Panel - 1012mm (40in) W x up to 1041mm (41in) H - V0 | https://www.se.com/us/en/product/ACDC2306 |  |  | 1.97x31.42x42.99(in) 5.00x79.80x109.20(cent) | 6.26(kilos) 13.80(lbs) |  |  | 731304298915 | NAM CERTIFIED PARTNER USD | 16-SEP-2025 | 485.00 | 01-NOV-2025 | 558.00
| ACDC2307 | Duct Panel - 1012mm (40in) W x up to 1270mm (50in) H | https://www.se.com/us/en/product/ACDC2307 |  |  | 1.97x40.75x42.99(in) 5.00x103.50x109.20(cent) | 5.84(kilos) 12.88(lbs) |  |  | 731304298922 | NAM CERTIFIED PARTNER USD | 16-SEP-2025 | 375.00 | 01-NOV-2025 | 432.00
| ACDC2308 | Duct Panel - 1012mm (40in) W x up to 1270mm (50in) H - V0 | https://www.se.com/us/en/product/ACDC2308 |  |  | 1.97x40.75x42.99(in) 5.00x103.50x109.20(cent) | 7.36(kilos) 16.23(lbs) |  |  | 731304298939 | NAM CERTIFIED PARTNER USD | 16-SEP-2025 | 548.00 | 01-NOV-2025 | 630.00
| ACDC2309 | Duct Panel - 1012mm (40in) W x up to 1524mm (60in) H | https://www.se.com/us/en/product/ACDC2309 |  |  | 1.97x49.53x43.03(in) 5.00x125.80x109.30(cent) | 6.61(kilos) 14.58(lbs) |  |  | 731304298946 | NAM CERTIFIED PARTNER USD | 16-SEP-2025 | 377.00 | 01-NOV-2025 | 434.00
| ACDC2310 | Duct Panel - 1012mm (40in) W x up to 1524mm (60in) H - V0 | https://www.se.com/us/en/product/ACDC2310 |  |  | 1.97x49.53x43.07(in) 5.00x125.80x109.40(cent) | 8.53(kilos) 18.81(lbs) |  |  | 731304298953 | NAM CERTIFIED PARTNER USD | 16-SEP-2025 | 638.00 | 01-NOV-2025 | 734.00
| ACDC2311 | Duct Frame Extension - End of Aisle, 1200 - 1800mm (48 - 72in) | https://www.se.com/us/en/product/ACDC2311 |  |  | 4.45x18.66x31.65(in) 11.30x47.40x80.40(cent) | 7.78(kilos) 17.15(lbs) |  |  | 731304298960 | NAM CERTIFIED PARTNER USD | 16-SEP-2025 | 370.00 | 01-NOV-2025 | 426.00
| ACDC2400 | Aisle Containment Door - Sliding | https://www.se.com/us/en/product/ACDC2400 |  |  | 13.90x43.46x86.69(in) 35.30x110.40x220.20(cent) | 127.90(kilos) 282.02(lbs) |  |  | 731304298977 | NAM CERTIFIED PARTNER USD | 16-SEP-2025 | 3460.00 | 01-NOV-2025 | 3980.00
| ACDC2401 | Door Header - 42U SX | https://www.se.com/us/en/product/ACDC2401 |  |  | 11.42x9.65x59.21(in) 29.00x24.50x150.40(cent) | 23.01(kilos) 50.74(lbs) |  |  | 731304298984 | NAM CERTIFIED PARTNER USD | 16-SEP-2025 | 1230.00 | 01-NOV-2025 | 1415.00
| ACDC2410 | Curtain Door Mounting Rail, 900 - 1200mm (36 - 48in) aisle width | https://www.se.com/us/en/product/ACDC2410 |  |  | 4.06x12.56x64.92(in) 10.30x31.90x164.90(cent) | 6.69(kilos) 14.75(lbs) |  |  | 731304299059 | NAM CERTIFIED PARTNER USD | 16-SEP-2025 | 249.00 | 01-NOV-2025 | 287.00
| ACDC2411 | Curtain Door Mounting Rail, 1500 - 1800mm (60 - 72in) aisle width | https://www.se.com/us/en/product/ACDC2411 |  |  | 4.84x14.72x80.47(in) 12.30x37.40x204.40(cent) | 8.75(kilos) 19.29(lbs) |  |  | 731304299066 | NAM CERTIFIED PARTNER USD | 16-SEP-2025 | 312.00 | 01-NOV-2025 | 359.00
| ACDC2500 | Roof Height Adapter, SX42U to VX42U, 300mm | https://www.se.com/us/en/product/ACDC2500 |  |  | 4.53x14.84x45.16(in) 11.50x37.70x114.70(cent) | 9.38(kilos) 20.68(lbs) |  |  | 731304299073 | NAM CERTIFIED PARTNER USD | 16-SEP-2025 | 259.00 | 01-NOV-2025 | 298.00
| ACDC2501 | Roof Height Adapter, SX42U to VX42U, 600mm | https://www.se.com/us/en/product/ACDC2501 |  |  | 4.53x14.84x45.16(in) 11.50x37.70x114.70(cent) | 9.30(kilos) 20.51(lbs) |  |  | 731304299080 | NAM CERTIFIED PARTNER USD | 16-SEP-2025 | 331.00 | 01-NOV-2025 | 380.00
| ACDC2502 | Roof Height Adapter, SX42U to VX42U, 700mm | https://www.se.com/us/en/product/ACDC2502 |  |  | 7.13x12.36x41.50(in) 18.10x31.40x105.40(cent) | 11.52(kilos) 25.40(lbs) |  |  | 731304299097 | NAM CERTIFIED PARTNER USD | 16-SEP-2025 | 292.00 | 01-NOV-2025 | 336.00
| ACDC2503 | Roof Height Adapter, SX42U to VX42U, 750mm | https://www.se.com/us/en/product/ACDC2503 |  |  | 7.13x12.36x41.50(in) 18.10x31.40x105.40(cent) | 11.86(kilos) 26.15(lbs) |  |  | 731304299103 | NAM CERTIFIED PARTNER USD | 16-SEP-2025 | 312.00 | 01-NOV-2025 | 359.00
| ACDC2505 | Roof Height Adapter, SX42U to SX45U, 300mm | https://www.se.com/us/en/product/ACDC2505 |  |  | 7.20x16.73x45.24(in) 18.30x42.50x114.90(cent) | 12.26(kilos) 27.03(lbs) |  |  | 731304299127 | NAM CERTIFIED PARTNER USD | 16-SEP-2025 | 291.00 | 01-NOV-2025 | 334.00
| ACDC2506 | Roof Height Adapter, SX42U to SX45U, 600mm | https://www.se.com/us/en/product/ACDC2506 |  |  | 7.20x22.24x47.20(in) 18.30x56.50x119.90(cent) | 14.42(kilos) 31.80(lbs) |  |  | 731304299134 | NAM CERTIFIED PARTNER USD | 16-SEP-2025 | 347.00 | 01-NOV-2025 | 399.00
| ACDC2507 | Roof Height Adapter, SX42U to SX45U, 700mm | https://www.se.com/us/en/product/ACDC2507 |  |  | 7.20x22.24x47.20(in) 18.30x56.50x119.90(cent) | 15.59(kilos) 34.38(lbs) |  |  | 731304299141 | NAM CERTIFIED PARTNER USD | 16-SEP-2025 | 355.00 | 01-NOV-2025 | 408.00
| ACDC2508 | Roof Height Adapter, SX42U to SX45U, 750mm | https://www.se.com/us/en/product/ACDC2508 |  |  | 7.20x22.24x47.20(in) 18.30x56.50x119.90(cent) | 15.91(kilos) 35.08(lbs) |  |  | 731304299158 | NAM CERTIFIED PARTNER USD | 16-SEP-2025 | 376.00 | 01-NOV-2025 | 432.00
| ACDC2509 | Roof Height Adapter, SX42U to SX45U, 1016mm | https://www.se.com/us/en/product/ACDC2509 |  |  | 7.24x26.85x52.17(in) 18.40x68.20x132.50(cent) | 25.00(kilos) 55.13(lbs) |  |  | 731304299165 | NAM CERTIFIED PARTNER USD | 16-SEP-2025 | 582.00 | 01-NOV-2025 | 669.00
| ACDC2512 | Roof Height Adapter, SX42U to SX48U, 300mm | https://www.se.com/us/en/product/ACDC2512 |  |  | 7.68x24.49x45.39(in) 19.50x62.20x115.30(cent) | 19.26(kilos) 42.47(lbs) |  |  | 731304299196 | NAM CERTIFIED PARTNER USD | 16-SEP-2025 | 401.00 | 01-NOV-2025 | 461.00
| ACDC2513 | Roof Height Adapter, SX42U to SX48U, 600mm | https://www.se.com/us/en/product/ACDC2513 |  |  | 7.68x21.38x57.20(in) 19.50x54.30x145.30(cent) | 21.41(kilos) 47.21(lbs) |  |  | 731304299202 | NAM CERTIFIED PARTNER USD | 16-SEP-2025 | 475.00 | 01-NOV-2025 | 546.00
| ACDC2514 | Roof Height Adapter, SX42U to SX48U, 700mm | https://www.se.com/us/en/product/ACDC2514 |  |  | 12.36x14.61x41.54(in) 31.40x37.10x105.50(cent) | 24.57(kilos) 54.18(lbs) |  |  | 731304299219 | NAM CERTIFIED PARTNER USD | 16-SEP-2025 | 410.00 | 01-NOV-2025 | 471.00
| ACDC2515 | Roof Height Adapter, SX42U to SX48U, 750mm | https://www.se.com/us/en/product/ACDC2515 |  |  | 12.36x14.61x41.26(in) 31.40x37.10x104.80(cent) | 24.27(kilos) 53.52(lbs) |  |  | 731304299226 | NAM CERTIFIED PARTNER USD | 16-SEP-2025 | 437.00 | 01-NOV-2025 | 502.00
| ACDC2516 | Roof Height Adapter, SX42U to SX48U, 1016mm | https://www.se.com/us/en/product/ACDC2516 |  |  | 14.45x29.21x50.47(in) 36.70x74.20x128.20(cent) | 40.85(kilos) 90.07(lbs) |  |  | 731304299233 | NAM CERTIFIED PARTNER USD | 16-SEP-2025 | 645.00 | 01-NOV-2025 | 741.00
| ACDC2517 | Roof Height Adapter, VX42U to SX48U, 600mm | https://www.se.com/us/en/product/ACDC2517 |  |  | 12.09x27.91x66.30(in) 30.70x70.90x168.40(cent) | 33.17(kilos) 73.14(lbs) |  |  | 731304299240 | NAM CERTIFIED PARTNER USD | 16-SEP-2025 | 767.00 | 01-NOV-2025 | 882.00
| ACDC2550 | Depth Adapter, 1070 to 1200mm, SX42U, 300mm Width | https://www.se.com/us/en/product/ACDC2550 |  |  | 3.70x12.87x80.12(in) 9.40x32.70x203.50(cent) | 15.35(kilos) 33.85(lbs) |  |  | 731304299264 | NAM CERTIFIED PARTNER USD | 16-SEP-2025 | 299.00 | 01-NOV-2025 | 344.00
| ACDC2551 | Depth Adapter, 1070 to 1200mm, SX42U to SX48U, 600-750mm Width | https://www.se.com/us/en/product/ACDC2551 |  |  | 3.54x79.92x13.19(in) 9.00x203.00x33.50(cent) | 21.20(kilos) 46.75(lbs) | 18 |  | 731304299271 | NAM CERTIFIED PARTNER USD | 16-SEP-2025 | 432.00 | 01-NOV-2025 | 496.00
| ACDC2552 | Depth Adapter, 900 to 1200mm, VX42U, 600mm Width | https://www.se.com/us/en/product/ACDC2552 |  |  | 3.31x17.83x28.03(in) 8.40x45.30x71.20(cent) | 6.50(kilos) 14.33(lbs) |  |  | 731304299288 | NAM CERTIFIED PARTNER USD | 16-SEP-2025 | 229.00 | 01-NOV-2025 | 264.00
| ACDC2553 | Depth Adapter, 900 to 1200mm, VX42U, 750mm Width | https://www.se.com/us/en/product/ACDC2553 |  |  | 3.31x17.83x33.98(in) 8.40x45.30x86.30(cent) | 7.57(kilos) 16.69(lbs) |  |  | 731304299295 | NAM CERTIFIED PARTNER USD | 16-SEP-2025 | 228.00 | 01-NOV-2025 | 262.00
| ACDC2575 | Blanking Panel, 42-48U SX / 42U VX, 300mm | https://www.se.com/us/en/product/ACDC2575 |  |  | 5.87x15.75x82.64(in) 14.90x40.00x209.90(cent) | 15.19(kilos) 33.49(lbs) |  |  | 731304299301 | NAM CERTIFIED PARTNER USD | 16-SEP-2025 | 484.00 | 01-NOV-2025 | 556.00
| ACDC2576 | Blanking Panel, 42-48U SX / 42U VX, 600mm | https://www.se.com/us/en/product/ACDC2576 |  |  | 5.87x27.56x82.64(in) 14.90x70.00x209.90(cent) | 23.13(kilos) 51.00(lbs) |  |  | 731304299318 | NAM CERTIFIED PARTNER USD | 16-SEP-2025 | 545.00 | 01-NOV-2025 | 627.00
| ACDC2577 | Blanking Panel, 42-48U SX / 42U VX, 700mm | https://www.se.com/us/en/product/ACDC2577 |  |  | 5.87x31.50x82.64(in) 14.90x80.00x209.90(cent) | 27.57(kilos) 60.79(lbs) |  |  | 731304299325 | NAM CERTIFIED PARTNER USD | 16-SEP-2025 | 510.00 | 01-NOV-2025 | 586.00
| ACDC2578 | Blanking Panel, 42-48U SX / 42U VX, 750mm | https://www.se.com/us/en/product/ACDC2578 |  |  | 5.87x33.43x82.64(in) 14.90x84.90x209.90(cent) | 29.89(kilos) 65.91(lbs) |  |  | 731304299332 | NAM CERTIFIED PARTNER USD | 16-SEP-2025 | 710.00 | 01-NOV-2025 | 816.00
| FS-AC-1001-U | HyperPod Accessory - Air Sealing Kit | https://www.se.com/us/en/product/FS-AC-1001-U |  |  | 2.32x11.97x12.36(in) 5.90x30.40x31.40(cent) | 1.20(kilos) 2.65(lbs) |  |  | 731304333982 | NAM CERTIFIED PARTNER USD | 16-SEP-2025 | 62.00 | 01-NOV-2025 | 72.00
| FS-AC-1002-U | HyperPod Accessories - H-Seal | https://www.se.com/us/en/product/FS-AC-1002-U |  |  | 2.56x1.57x99.45(in) 6.50x4.00x252.60(cent) | 1.00(kilos) 2.21(lbs) |  |  | 731304342007 | NAM CERTIFIED PARTNER USD | 16-SEP-2025 | 40.00 | 01-NOV-2025 | 46.00
| FS-AC-1003-U | HyperPod Accessories - C-Seal | https://www.se.com/us/en/product/FS-AC-1003-U |  |  | 1.38x1.38x99.45(in) 3.50x3.50x252.60(cent) | 1.00(kilos) 2.21(lbs) |  |  | 731304342014 | NAM CERTIFIED PARTNER USD | 16-SEP-2025 | 23.75 | 01-NOV-2025 | 28.00
| FS-AC-2001-U | HyperPod Accessory - Row Length Brush Strip | https://www.se.com/us/en/product/FS-AC-2001-U |  |  | 6.69x11.26x48.98(in) 17.00x28.60x124.40(cent) | 13.00(kilos) 28.67(lbs) |  |  | 731304333999 | NAM CERTIFIED PARTNER USD | 16-SEP-2025 | 406.00 | 01-NOV-2025 | 467.00
| FS-AC-3001-B | HyperPod Accessory - Large Cantilever Arms | https://www.se.com/us/en/product/FS-AC-3001-B |  |  | 9.88x35.59x11.77(in) 25.10x90.40x29.90(cent) | 14.02(kilos) 30.91(lbs) |  |  | 731304334002 | NAM CERTIFIED PARTNER USD | 16-SEP-2025 | 124.00 | 01-NOV-2025 | 142.00
| FS-AC-3002-B | HyperPod Accessory - Overhead Support Frame, 8-12ft | https://www.se.com/us/en/product/FS-AC-3002-B |  |  | 6.30x101.18x33.46(in) 16.00x257.00x85.00(cent) | 50.26(kilos) 110.82(lbs) |  |  | 731304334019 | NAM CERTIFIED PARTNER USD | 16-SEP-2025 | 1045.00 | 01-NOV-2025 | 1205.00
| FS-AC-3003-B | HyperPod Accessory - Mini Cantilever Arms | https://www.se.com/us/en/product/FS-AC-3003-B |  |  | 5.91x28.35x7.09(in) 15.00x72.00x18.00(cent) | 6.32(kilos) 13.94(lbs) |  |  | 731304334026 | NAM CERTIFIED PARTNER USD | 16-SEP-2025 | 97.00 | 01-NOV-2025 | 111.00
| FS-AC-4007-B | HyperPod Accessory - Aisle Crossover Tray, 5-6ft Aisle | https://www.se.com/us/en/product/FS-AC-4007-B |  |  | 11.81x14.76x81.50(in) 30.00x37.50x207.00(cent) | 24.00(kilos) 52.92(lbs) |  |  | 731304342021 | NAM CERTIFIED PARTNER USD | 16-SEP-2025 | 201.00 | 01-NOV-2025 | 231.00
| FS-AC-4008-B | HyperPod Accessory - Aisle Crossover Tray, 3-4ft Aisle | https://www.se.com/us/en/product/FS-AC-4008-B |  |  | 11.81x14.76x57.48(in) 30.00x37.50x146.00(cent) | 17.00(kilos) 37.49(lbs) |  |  | 731304342038 | NAM CERTIFIED PARTNER USD | 16-SEP-2025 | 232.00 | 01-NOV-2025 | 267.00
| FS-AC-5005-B | HyperPod Accessory - 42-52U Rack Blanking Panel 300mm | https://www.se.com/us/en/product/FS-AC-5005-B |  |  | 14.45x3.31x87.28(in) 36.70x8.40x221.70(cent) | 10.00(kilos) 22.05(lbs) |  |  | 731304342045 | NAM CERTIFIED PARTNER USD | 16-SEP-2025 | 266.00 | 01-NOV-2025 | 306.00
| FS-AC-5006-B | HyperPod Accessory - 42-52U Rack Blanking Panel 600mm | https://www.se.com/us/en/product/FS-AC-5006-B |  |  | 26.26x3.31x87.28(in) 66.70x8.40x221.70(cent) | 13.00(kilos) 28.67(lbs) |  |  | 731304342052 | NAM CERTIFIED PARTNER USD | 16-SEP-2025 | 381.00 | 01-NOV-2025 | 438.00
| FS-AC-5007-B | HyperPod Accessory - 42-52U Rack Blanking Panel 750mm | https://www.se.com/us/en/product/FS-AC-5007-B |  |  | 32.17x3.31x87.28(in) 81.70x8.40x221.70(cent) | 14.00(kilos) 30.87(lbs) |  |  | 731304342069 | NAM CERTIFIED PARTNER USD | 16-SEP-2025 | 477.00 | 01-NOV-2025 | 549.00
| FS-AC-5008-B | HyperPod Accessory - 42-52U Rack Blanking Panel 800mm | https://www.se.com/us/en/product/FS-AC-5008-B |  |  | 34.13x3.31x87.28(in) 86.70x8.40x221.70(cent) | 15.00(kilos) 33.08(lbs) |  |  | 731304342076 | NAM CERTIFIED PARTNER USD | 16-SEP-2025 | 496.00 | 01-NOV-2025 | 571.00
| FS-AC-6001-B | HyperPod Accessory - Lighting Kit Bracket | https://www.se.com/us/en/product/FS-AC-6001-B |  |  | 4.21x50.16x8.54(in) 10.70x127.40x21.70(cent) | 6.85(kilos) 15.10(lbs) |  |  | 731304334132 | NAM CERTIFIED PARTNER USD | 16-SEP-2025 | 283.00 | 01-NOV-2025 | 326.00
| FS-AC-8001-U | HyperPod Accessory - Rack Height Adapter, 300mm | https://www.se.com/us/en/product/FS-AC-8001-U |  |  | 3.54x12.80x8.11(in) 9.00x32.50x20.60(cent) | 1.80(kilos) 3.97(lbs) |  |  | 731304334170 | NAM CERTIFIED PARTNER USD | 16-SEP-2025 | 95.00 | 01-NOV-2025 | 109.00
| FS-AC-8002-U | HyperPod Accessory - Rack Height Adapter, 600mm | https://www.se.com/us/en/product/FS-AC-8002-U |  |  | 3.54x32.48x8.11(in) 9.00x82.50x20.60(cent) | 3.67(kilos) 8.09(lbs) |  |  | 731304334187 | NAM CERTIFIED PARTNER USD | 16-SEP-2025 | 151.00 | 01-NOV-2025 | 174.00
| FS-AC-8003-U | HyperPod Accessory - Rack Height Adapter, 750mm | https://www.se.com/us/en/product/FS-AC-8003-U |  |  | 3.54x32.48x8.11(in) 9.00x82.50x20.60(cent) | 4.40(kilos) 9.70(lbs) |  |  | 731304334194 | NAM CERTIFIED PARTNER USD | 16-SEP-2025 | 139.00 | 01-NOV-2025 | 160.00
| FS-AC-8004-U | HyperPod Accessory - Rack Height Adapter, 800mm | https://www.se.com/us/en/product/FS-AC-8004-U |  |  | 3.54x32.48x8.11(in) 9.00x82.50x20.60(cent) | 4.60(kilos) 10.14(lbs) |  |  | 731304334200 | NAM CERTIFIED PARTNER USD | 16-SEP-2025 | 144.00 | 01-NOV-2025 | 166.00
| FS-DR-1001-B | HyperPod Door - Dual Sliding Doors | https://www.se.com/us/en/product/FS-DR-1001-B |  |  | 15.16x24.80x86.81(in) 38.50x63.00x220.50(cent) | 80.00(kilos) 176.40(lbs) |  |  | 731304334217 | NAM CERTIFIED PARTNER USD | 16-SEP-2025 | 2145.00 | 01-NOV-2025 | 2465.00
| FS-DR-1002-U | HyperPod Door - Single Hinged Door | https://www.se.com/us/en/product/FS-DR-1002-U |  |  | 78.94x8.43x43.31(in) 200.50x21.40x110.00(cent) | 20.00(kilos) 44.10(lbs) |  |  | 731304342397 | NAM CERTIFIED PARTNER USD | 16-SEP-2025 | 825.00 | 01-NOV-2025 | 948.00
| FS-DR-1003-B | HyperPod Door - Dual Sliding Doors 6ft | https://www.se.com/us/en/product/FS-DR-1003-B |  |  | 86.61x13.78x11.81(in) 220.00x35.00x30.00(cent) | 25.00(kilos) 55.13(lbs) |  |  | 731304342403 | NAM CERTIFIED PARTNER USD | 16-SEP-2025 | 1910.00 | 01-NOV-2025 | 2200.00
| FS-DR-2002-B | HyperPod Door - Door Frame, 5-6ft Aisle | https://www.se.com/us/en/product/FS-DR-2002-B |  |  | 36.50x21.85x81.89(in) 92.70x55.50x208.00(cent) | 136.00(kilos) 299.88(lbs) |  |  | 731304342410 | NAM CERTIFIED PARTNER USD | 16-SEP-2025 | 1185.00 | 01-NOV-2025 | 1365.00
| FS-DR-2003-B | HyperPod Door - Door Frame, 3-4ft Aisle | https://www.se.com/us/en/product/FS-DR-2003-B |  |  | 36.50x21.85x81.89(in) 92.70x55.50x208.00(cent) | 136.00(kilos) 299.88(lbs) |  |  | 731304342083 | NAM CERTIFIED PARTNER USD | 16-SEP-2025 | 984.00 | 01-NOV-2025 | 1135.00
| FS-FM-1001-B | HyperPod Frame - Vertical Post (x2), Short Frame | https://www.se.com/us/en/product/FS-FM-1001-B |  |  | 3.78x17.36x111.81(in) 9.60x44.10x284.00(cent) | 40.00(kilos) 88.20(lbs) |  |  | 731304334231 | NAM CERTIFIED PARTNER USD | 16-SEP-2025 | 430.00 | 01-NOV-2025 | 494.00
| FS-FM-1002-B | HyperPod Frame - Vertical Post (x2), Tall Frame | https://www.se.com/us/en/product/FS-FM-1002-B |  |  | 3.78x17.36x129.53(in) 9.60x44.10x329.00(cent) | 46.00(kilos) 101.43(lbs) |  |  | 731304334248 | NAM CERTIFIED PARTNER USD | 16-SEP-2025 | 477.00 | 01-NOV-2025 | 549.00
| FS-FM-1011-U | HyperPod Frame - Post Alignment Tool - 4 | https://www.se.com/us/en/product/FS-FM-1011-U |  |  | 98.23x9.84x68.90(in) 249.50x25.00x175.00(cent) | 22.00(kilos) 48.51(lbs) |  |  | 731304342090 | NAM CERTIFIED PARTNER USD | 16-SEP-2025 | 135.00 | 01-NOV-2025 | 155.00
| FS-FM-2002-B | HyperPod Frame - Aisle Width Beam (x1) 6ft | https://www.se.com/us/en/product/FS-FM-2002-B |  |  | 84.80x5.91x31.50(in) 215.40x15.00x80.00(cent) | 12.00(kilos) 26.46(lbs) |  |  | 731304342113 | NAM CERTIFIED PARTNER USD | 16-SEP-2025 | 146.00 | 01-NOV-2025 | 168.00
| FS-FM-2003-B | HyperPod Frame - Aisle Width Beam (x1) 4ft | https://www.se.com/us/en/product/FS-FM-2003-B |  |  | 57.80x3.15x3.15(in) 146.80x8.00x8.00(cent) | 8.00(kilos) 17.64(lbs) |  |  | 731304342120 | NAM CERTIFIED PARTNER USD | 16-SEP-2025 | 70.00 | 01-NOV-2025 | 80.00
| FS-FM-3001-B | HyperPod Frame - Aisle Length Beam (x2), 8-12ft | https://www.se.com/us/en/product/FS-FM-3001-B |  |  | 3.74x16.93x100.00(in) 9.50x43.00x254.00(cent) | 50.00(kilos) 110.25(lbs) |  |  | 731304334262 | NAM CERTIFIED PARTNER USD | 16-SEP-2025 | 704.00 | 01-NOV-2025 | 810.00
| FS-FM-4003-B | HyperPod Frame - 6ft Aisle End Panel (x2), Short Frame | https://www.se.com/us/en/product/FS-FM-4003-B |  |  | 79.92x31.69x3.94(in) 203.00x80.50x10.00(cent) | 32.00(kilos) 70.56(lbs) |  |  | 731304342137 | NAM CERTIFIED PARTNER USD | 16-SEP-2025 | 398.00 | 01-NOV-2025 | 458.00
| FS-FM-4004-B | HyperPod Frame - 6ft Aisle End Panel (x2), Tall Frame | https://www.se.com/us/en/product/FS-FM-4004-B |  |  | 79.92x24.13x3.94(in) 203.00x61.30x10.00(cent) | 23.00(kilos) 50.72(lbs) |  |  | 731304342144 | NAM CERTIFIED PARTNER USD | 16-SEP-2025 | 305.00 | 01-NOV-2025 | 351.00
| FS-FM-4005-B | HyperPod Frame - 4ft Aisle End Panel (x2) Short Frame | https://www.se.com/us/en/product/FS-FM-4005-B |  |  | 56.69x3.94x24.13(in) 144.00x10.00x61.30(cent) | 16.00(kilos) 35.28(lbs) |  |  | 731304342151 | NAM CERTIFIED PARTNER USD | 16-SEP-2025 | 216.00 | 01-NOV-2025 | 248.00
| FS-FM-4006-B | HyperPod Frame - 4ft Aisle End Panel (x2) Tall Frame | https://www.se.com/us/en/product/FS-FM-4006-B |  |  | 56.69x3.94x24.13(in) 144.00x10.00x61.30(cent) | 16.00(kilos) 35.28(lbs) |  |  | 731304342168 | NAM CERTIFIED PARTNER USD | 16-SEP-2025 | 173.00 | 01-NOV-2025 | 198.00
| FS-FM-5001-B | HyperPod Frame - Aisle Stop Rail (x2), 8-12ft | https://www.se.com/us/en/product/FS-FM-5001-B |  |  | 3.62x15.71x99.53(in) 9.20x39.90x252.80(cent) | 19.50(kilos) 43.00(lbs) |  |  | 731304334293 | NAM CERTIFIED PARTNER USD | 16-SEP-2025 | 199.00 | 01-NOV-2025 | 229.00
| FS-FM-6001-B | HyperPod Frame - Raised Floor Support Stand 16 | https://www.se.com/us/en/product/FS-FM-6001-B |  |  | 19.53x17.56x24.09(in) 49.60x44.60x61.20(cent) | 40.00(kilos) 88.20(lbs) |  |  | 731304342175 | NAM CERTIFIED PARTNER USD | 16-SEP-2025 | 607.00 | 01-NOV-2025 | 698.00
| FS-FM-6002-B | HyperPod Frame - Raised Floor Support Stand 24 | https://www.se.com/us/en/product/FS-FM-6002-B |  |  | 27.52x24.09x17.56(in) 69.90x61.20x44.60(cent) | 44.00(kilos) 97.02(lbs) |  |  | 731304342182 | NAM CERTIFIED PARTNER USD | 16-SEP-2025 | 608.00 | 01-NOV-2025 | 700.00
| FS-FM-6003-B | HyperPod Frame - Raised Floor Support Stand 30 | https://www.se.com/us/en/product/FS-FM-6003-B |  |  | 35.55x24.09x17.56(in) 90.30x61.20x44.60(cent) | 47.00(kilos) 103.64(lbs) |  |  | 731304342199 | NAM CERTIFIED PARTNER USD | 16-SEP-2025 | 612.00 | 01-NOV-2025 | 703.00
| FS-FM-6004-B | HyperPod Frame - Raised Floor Support Stand 36 | https://www.se.com/us/en/product/FS-FM-6004-B |  |  | 43.54x24.09x17.56(in) 110.60x61.20x44.60(cent) | 50.00(kilos) 110.25(lbs) |  |  | 731304342205 | NAM CERTIFIED PARTNER USD | 16-SEP-2025 | 613.00 | 01-NOV-2025 | 705.00
| FS-RF-1002-B | HyperPod Roof - Roof Filler Panel Set, 6ft Aisle | https://www.se.com/us/en/product/FS-RF-1002-B |  |  | 5.98x2.91x94.17(in) 15.20x7.40x239.20(cent) | 10.00(kilos) 22.05(lbs) |  |  | 731304342212 | NAM CERTIFIED PARTNER USD | 16-SEP-2025 | 155.00 | 01-NOV-2025 | 178.00
| FS-RF-1003-B | HyperPod Roof - Roof Filler Panel Set 4ft Aisle | https://www.se.com/us/en/product/FS-RF-1003-B |  |  | 4.72x5.12x63.27(in) 12.00x13.00x160.70(cent) | 10.00(kilos) 22.05(lbs) |  |  | 731304342229 | NAM CERTIFIED PARTNER USD | 16-SEP-2025 | 93.00 | 01-NOV-2025 | 106.00
| FS-RF-2004-U | HyperPod Roof - 6ft Aisle Simple Roof Panel, 300mm | https://www.se.com/us/en/product/FS-RF-2004-U |  |  | 1.46x12.80x83.46(in) 3.70x32.50x212.00(cent) | 4.00(kilos) 8.82(lbs) |  |  | 731304342236 | NAM CERTIFIED PARTNER USD | 16-SEP-2025 | 263.00 | 01-NOV-2025 | 302.00
| FS-RF-2005-U | HyperPod Roof - 6ft Aisle Simple Roof Panel, 600mm | https://www.se.com/us/en/product/FS-RF-2005-U |  |  | 1.46x24.61x59.45(in) 3.70x62.50x151.00(cent) | 6.00(kilos) 13.23(lbs) |  |  | 731304342243 | NAM CERTIFIED PARTNER USD | 16-SEP-2025 | 337.00 | 01-NOV-2025 | 387.00
| FS-RF-2006-U | HyperPod Roof - 6ft Aisle Simple Roof Panel w Cutout, 600mm | https://www.se.com/us/en/product/FS-RF-2006-U |  |  | 1.46x24.61x59.45(in) 3.70x62.50x151.00(cent) | 6.00(kilos) 13.23(lbs) |  |  | 731304342250 | NAM CERTIFIED PARTNER USD | 16-SEP-2025 | 329.00 | 01-NOV-2025 | 378.00
| FS-RF-2007-U | HyperPod Roof - 4ft Aisle Simple Roof Panel 300mm | https://www.se.com/us/en/product/FS-RF-2007-U |  |  | 1.46x12.80x59.45(in) 3.70x32.50x151.00(cent) | 2.50(kilos) 5.51(lbs) |  |  | 731304342267 | NAM CERTIFIED PARTNER USD | 16-SEP-2025 | 105.00 | 01-NOV-2025 | 120.00
| FS-RF-2008-U | HyperPod Roof - 4ft Aisle Simple Roof Panel 600mm | https://www.se.com/us/en/product/FS-RF-2008-U |  |  | 1.46x24.61x59.45(in) 3.70x62.50x151.00(cent) | 5.00(kilos) 11.03(lbs) |  |  | 731304342274 | NAM CERTIFIED PARTNER USD | 16-SEP-2025 | 226.00 | 01-NOV-2025 | 260.00
| FS-RF-2009-U | HyperPod Roof - 4ft Aisle Simple Roof w Cutout 600mm | https://www.se.com/us/en/product/FS-RF-2009-U |  |  | 1.46x24.61x59.45(in) 3.70x62.50x151.00(cent) | 5.00(kilos) 11.03(lbs) |  |  | 731304342281 | NAM CERTIFIED PARTNER USD | 16-SEP-2025 | 220.00 | 01-NOV-2025 | 253.00
| FS-RF-3002-U | HyperPod Roof - Drop Roof Mounting Rail, 300mm | https://www.se.com/us/en/product/FS-RF-3002-U |  |  | 9.02x14.25x14.72(in) 22.90x36.20x37.40(cent) | 5.60(kilos) 12.35(lbs) |  |  | 731304334354 | NAM CERTIFIED PARTNER USD | 16-SEP-2025 | 240.00 | 01-NOV-2025 | 276.00
| FS-RF-3004-U | HyperPod Roof - Drop Roof Mounting Rail, 600mm | https://www.se.com/us/en/product/FS-RF-3004-U |  |  | 9.02x15.71x26.42(in) 22.90x39.90x67.10(cent) | 10.60(kilos) 23.37(lbs) |  |  | 731304334378 | NAM CERTIFIED PARTNER USD | 16-SEP-2025 | 398.00 | 01-NOV-2025 | 458.00
| FS-RF-3006-U | HyperPod Roof - Drop Roof Mounting Rail, 750mm | https://www.se.com/us/en/product/FS-RF-3006-U |  |  | 9.02x15.71x32.24(in) 22.90x39.90x81.90(cent) | 13.50(kilos) 29.77(lbs) |  |  | 731304334392 | NAM CERTIFIED PARTNER USD | 16-SEP-2025 | 454.00 | 01-NOV-2025 | 522.00
| FS-RF-3007-U | HyperPod Roof - 4ft Aisle Drop Roof Panel 300mm | https://www.se.com/us/en/product/FS-RF-3007-U |  |  | 1.46x12.80x42.91(in) 3.70x32.50x109.00(cent) | 2.20(kilos) 4.85(lbs) |  |  | 731304342298 | NAM CERTIFIED PARTNER USD | 16-SEP-2025 | 97.00 | 01-NOV-2025 | 111.00
| FS-RF-3008-U | HyperPod Roof - 4ft Aisle Drop Roof Panel 600mm | https://www.se.com/us/en/product/FS-RF-3008-U |  |  | 1.46x24.61x42.91(in) 3.70x62.50x109.00(cent) | 3.60(kilos) 7.94(lbs) |  |  | 731304342304 | NAM CERTIFIED PARTNER USD | 16-SEP-2025 | 168.00 | 01-NOV-2025 | 193.00
| FS-RF-3009-U | HyperPod Roof - 4ft Aisle Drop Roof Panel 750mm | https://www.se.com/us/en/product/FS-RF-3009-U |  |  | 1.46x30.51x42.91(in) 3.70x77.50x109.00(cent) | 4.00(kilos) 8.82(lbs) |  |  | 731304342311 | NAM CERTIFIED PARTNER USD | 16-SEP-2025 | 187.00 | 01-NOV-2025 | 215.00
| FS-WI-1001-U | HyperPod Window - Window Panel (x2), 2ft | https://www.se.com/us/en/product/FS-WI-1001-U |  |  | 1.65x11.73x24.61(in) 4.20x29.80x62.50(cent) | 2.50(kilos) 5.51(lbs) |  |  | 731304334439 | NAM CERTIFIED PARTNER USD | 16-SEP-2025 | 101.00 | 01-NOV-2025 | 117.00
| FS-WI-1002-B | HyperPod Window - Window Rail | https://www.se.com/us/en/product/FS-WI-1002-B |  |  | 4.65x6.06x54.49(in) 11.80x15.40x138.40(cent) | 25.00(kilos) 55.13(lbs) |  |  | 731304334446 | NAM CERTIFIED PARTNER USD | 16-SEP-2025 | 406.00 | 01-NOV-2025 | 467.00
| FS-WI-1003-B | HyperPod Window - Window Frame Brush Strips (x4) | https://www.se.com/us/en/product/FS-WI-1003-B |  |  | 5.87x11.97x15.91(in) 14.90x30.40x40.40(cent) | 8.00(kilos) 17.64(lbs) |  |  | 731304334453 | NAM CERTIFIED PARTNER USD | 16-SEP-2025 | 87.00 | 01-NOV-2025 | 100.00
| FS-WI-1004-U | HyperPod Window - Window Brush Strip Pass-Through | https://www.se.com/us/en/product/FS-WI-1004-U |  |  | 12.20x1.57x29.29(in) 31.00x4.00x74.40(cent) | 15.00(kilos) 33.08(lbs) |  |  | 731304342366 | NAM CERTIFIED PARTNER USD | 16-SEP-2025 | 174.00 | 01-NOV-2025 | 200.00
| NSAC2001 | Main Frame Extrusion Black | https://www.se.com/us/en/product/NSAC2001 |  |  | 3.82x105.39x7.91(in) 9.70x267.68x20.10(cent) | 16.45(kilos) 36.27(lbs) |  |  | 731304622741 | NAM CERTIFIED PARTNER USD | 16-SEP-2025 | 845.00 | 01-NOV-2025 | 972.00
| NSAC2002 | Frame Panel Mounting Rail Black | https://www.se.com/us/en/product/NSAC2002 |  |  | 3.04x44.05x6.73(in) 7.72x111.88x17.10(cent) | 2.60(kilos) 5.73(lbs) |  |  | 731304622758 | NAM CERTIFIED PARTNER USD | 16-SEP-2025 | 241.00 | 01-NOV-2025 | 277.00
| NSAC2003 | Cabinet Seal Coextrusion 1000 mm x6 Black | https://www.se.com/us/en/product/NSAC2003 |  |  | 3.43x44.05x7.64(in) 8.72x111.88x19.40(cent) | 2.65(kilos) 5.84(lbs) |  |  | 731304629269 | NAM CERTIFIED PARTNER USD | 16-SEP-2025 | 216.00 | 01-NOV-2025 | 248.00
| NSAC2004 | Lighting Mounting Rail Black | https://www.se.com/us/en/product/NSAC2004 |  |  | 3.03x44.05x6.73(in) 7.70x111.88x17.10(cent) | 2.40(kilos) 5.29(lbs) |  |  | 731304622765 | NAM CERTIFIED PARTNER USD | 16-SEP-2025 | 94.00 | 01-NOV-2025 | 108.00
| NSAC2006 | Ceiling Seal Coextrusion Black | https://www.se.com/us/en/product/NSAC2006 |  |  | 3.03x44.05x6.73(in) 7.70x111.88x17.10(cent) | 1.37(kilos) 3.02(lbs) |  |  | 731304622796 | NAM CERTIFIED PARTNER USD | 16-SEP-2025 | 164.00 | 01-NOV-2025 | 188.00
| NSAC2051 | Rod Mounting Brackets x2 Black | https://www.se.com/us/en/product/NSAC2051 |  |  | 2.24x4.85x5.31(in) 5.70x12.31x13.50(cent) | 0.45(kilos) 0.99(lbs) |  |  | 731304622611 | NAM CERTIFIED PARTNER USD | 16-SEP-2025 | 33.00 | 01-NOV-2025 | 38.00
| NSAC2052 | Ceiling Mounting Rail 1500 mm x4 Black | https://www.se.com/us/en/product/NSAC2052 |  |  | 3.50x62.67x5.91(in) 8.90x159.18x15.00(cent) | 6.55(kilos) 14.44(lbs) |  |  | 731304622642 | NAM CERTIFIED PARTNER USD | 16-SEP-2025 | 170.00 | 01-NOV-2025 | 196.00
| NSAC2101 | Multi Wall Panel 644x1232 mm x5 | https://www.se.com/us/en/product/NSAC2101 |  |  | 2.44x52.14x27.13(in) 6.20x132.44x68.90(cent) | 9.55(kilos) 21.06(lbs) |  |  | 731304622581 | NAM CERTIFIED PARTNER USD | 16-SEP-2025 | 689.00 | 01-NOV-2025 | 792.00
| NSAC2102 | Multi Wall Panel 644x1825 mm x5 | https://www.se.com/us/en/product/NSAC2102 |  |  | 2.44x75.92x27.13(in) 6.20x192.84x68.90(cent) | 13.55(kilos) 29.88(lbs) |  |  | 731304622598 | NAM CERTIFIED PARTNER USD | 16-SEP-2025 | 816.00 | 01-NOV-2025 | 939.00
| NSAC2121 | LED Module 3M x2 | https://www.se.com/us/en/product/NSAC2121 |  |  | 7.09x10.43x10.94(in) 18.00x26.50x27.80(cent) | 1.60(kilos) 3.53(lbs) |  |  | 731304622772 | NAM CERTIFIED PARTNER USD | 16-SEP-2025 | 323.00 | 01-NOV-2025 | 372.00
| NSAC2122 | Lighting Control Box | https://www.se.com/us/en/product/NSAC2122 | 100...240 AC 1 PH |  | 6.10x13.90x16.22(in) 15.50x35.30x41.20(cent) | 6.80(kilos) 14.99(lbs) |  |  | 731304622604 | NAM CERTIFIED PARTNER USD | 16-SEP-2025 | 551.00 | 01-NOV-2025 | 634.00
| NSAC2151 | Panel Connector 3FT x3 Black | https://www.se.com/us/en/product/NSAC2151 |  |  | 3.04x53.81x5.91(in) 7.72x136.68x15.00(cent) | 3.80(kilos) 8.38(lbs) |  |  | 731304635109 | NAM CERTIFIED PARTNER USD | 16-SEP-2025 | 264.00 | 01-NOV-2025 | 304.00
| NSAC2152 | Panel Connector 4FT x3 Black | https://www.se.com/us/en/product/NSAC2152 |  |  | 3.50x62.67x5.91(in) 8.90x159.18x15.00(cent) | 4.47(kilos) 9.86(lbs) |  |  | 731304635116 | NAM CERTIFIED PARTNER USD | 16-SEP-2025 | 309.00 | 01-NOV-2025 | 355.00
| NSAC2153 | Panel connector Plastic 1200mm x12 Black | https://www.se.com/us/en/product/NSAC2153 |  |  | 3.04x53.81x5.91(in) 7.72x136.68x15.00(cent) | 2.90(kilos) 6.39(lbs) |  |  | 731304637226 | NAM CERTIFIED PARTNER USD | 16-SEP-2025 | 241.00 | 01-NOV-2025 | 277.00
| NSAC2401 | Dual Sliding Door Black | https://www.se.com/us/en/product/NSAC2401 |  |  | 33.86x106.69x25.39(in) 86.00x271.00x64.50(cent) | 198.00(kilos) 436.59(lbs) |  |  | 731304622727 | NAM CERTIFIED PARTNER USD | 16-SEP-2025 | 6035.00 | 01-NOV-2025 | 6935.00
| NSAC2402 | Single Sliding Door Black | https://www.se.com/us/en/product/NSAC2402 |  |  | 20.47x99.21x43.66(in) 52.00x252.00x110.90(cent) | 187.40(kilos) 413.22(lbs) |  |  | 731304622734 | NAM CERTIFIED PARTNER USD | 16-SEP-2025 | 4810.00 | 01-NOV-2025 | 5535.00
| NSAC2601 | L Connector x8 Black | https://www.se.com/us/en/product/NSAC2601 |  |  | 2.24x4.85x5.31(in) 5.70x12.31x13.50(cent) | 0.88(kilos) 1.94(lbs) |  |  | 731304622666 | NAM CERTIFIED PARTNER USD | 16-SEP-2025 | 58.00 | 01-NOV-2025 | 67.00
| NSAC2603 | Interior Connector x8 Black | https://www.se.com/us/en/product/NSAC2603 |  |  | 2.24x4.85x5.31(in) 5.70x12.31x13.50(cent) | 0.91(kilos) 2.01(lbs) |  |  | 731304622680 | NAM CERTIFIED PARTNER USD | 16-SEP-2025 | 66.00 | 01-NOV-2025 | 76.00
| NSAC2604 | Cabinet Install Bracket x4 Black | https://www.se.com/us/en/product/NSAC2604 |  |  | 2.24x4.81x10.47(in) 5.70x12.21x26.60(cent) | 1.41(kilos) 3.11(lbs) |  |  | 731304622659 | NAM CERTIFIED PARTNER USD | 16-SEP-2025 | 35.00 | 01-NOV-2025 | 40.00
| NSAC2606 | Right Angle Connector x4 Black | https://www.se.com/us/en/product/NSAC2606 |  |  | 2.24x4.85x5.31(in) 5.70x12.31x13.50(cent) | 0.35(kilos) 0.77(lbs) |  |  | 731304622802 | NAM CERTIFIED PARTNER USD | 16-SEP-2025 | 34.00 | 01-NOV-2025 | 39.00
| NSAC2607 | Mounting Rail Connector x40 Black | https://www.se.com/us/en/product/NSAC2607 |  |  | 2.24x4.85x5.31(in) 5.70x12.31x13.50(cent) | 0.24(kilos) 0.53(lbs) |  |  | 731304622703 | NAM CERTIFIED PARTNER USD | 16-SEP-2025 | 57.00 | 01-NOV-2025 | 66.00
| NSAC2608 | Straight Connector x8 Black | https://www.se.com/us/en/product/NSAC2608 |  |  | 2.24x4.81x10.47(in) 5.70x12.21x26.60(cent) | 1.00(kilos) 2.21(lbs) |  |  | 731304622697 | NAM CERTIFIED PARTNER USD | 16-SEP-2025 | 48.00 | 01-NOV-2025 | 56.00
| NSAC2610 | Roof Brackets for POD Containment Black | https://www.se.com/us/en/product/NSAC2610 |  |  | 2.24x4.85x5.31(in) 5.70x12.31x13.50(cent) | 1.65(kilos) 3.64(lbs) |  |  | 731304624981 | NAM CERTIFIED PARTNER USD | 16-SEP-2025 | 119.00 | 01-NOV-2025 | 137.00
| NSAC2653 | Supporting Rods 1500MM x8 Zinc | https://www.se.com/us/en/product/NSAC2653 |  |  | 3.50x62.67x5.91(in) 8.90x159.18x15.00(cent) | 6.70(kilos) 14.77(lbs) |  |  | 731304622635 | NAM CERTIFIED PARTNER USD | 16-SEP-2025 | 166.00 | 01-NOV-2025 | 191.00
DC Distribution Systems >> DC Systems | 0M-2409 | ASSY GMT 19 IN | https://www.se.com/us/en/product/0M-2409 |  |  |  | 5.46(kilos) 12.04(lbs) |  |  |  | NAM CERTIFIED PARTNER USD | 16-SEP-2025 | 482.00 | 01-NOV-2025 | 530.00
| 0M-9270 | PDF ASSY,96 CB | https://www.se.com/us/en/product/0M-9270 |  |  | 90.00x36.00x36.00(in) 228.60x91.44x91.44(cent) | 215.46(kilos) 475.08(lbs) |  |  | 731304511526 | NAM CERTIFIED PARTNER USD | 16-SEP-2025 | 5430.00 | 01-NOV-2025 | 5970.00
| 0M-9272 | PDF ASSY,48CB,SINGLE TERM | https://www.se.com/us/en/product/0M-9272 |  |  | 90.00x36.00x36.00(in) 228.60x91.44x91.44(cent) | 215.90(kilos) 476.06(lbs) |  |  |  | NAM CERTIFIED PARTNER USD | 16-SEP-2025 | 4075.00 | 01-NOV-2025 | 4485.00
DC Integrated Power Systems >> DC Systems | 0M-2189 | MODULE MERLIN GERIN 12, NO LVD | https://www.se.com/us/en/product/0M-2189 |  |  | 5.30x9.00x13.30(in) 13.46x22.86x33.78(cent) | 5.63(kilos) 12.40(lbs) |  |  | 731304510567 | NAM CERTIFIED PARTNER USD | 16-SEP-2025 | 289.00 | 01-NOV-2025 | 318.00
| 0M-2191 | MODULE 400A LVD | https://www.se.com/us/en/product/0M-2191 |  |  | 10.00x5.00x14.00(in) 25.40x12.70x35.56(cent) | 9.53(kilos) 21.00(lbs) |  |  | 731304510581 | NAM CERTIFIED PARTNER USD | 16-SEP-2025 | 308.00 | 01-NOV-2025 | 339.00
| 0M-2357 | ASSY RECTIFIER SHELF | https://www.se.com/us/en/product/0M-2357 |  |  | 5.25x19.00x18.00(in) 13.34x48.26x45.72(cent) | 9.98(kilos) 22.00(lbs) |  |  | 731304510598 | NAM CERTIFIED PARTNER USD | 16-SEP-2025 | 347.00 | 01-NOV-2025 | 382.00
| 0M-2531 | KIT TEMP PROBE 15 FT | https://www.se.com/us/en/product/0M-2531 |  |  | 0.13x0.13x180.00(in) 0.33x0.33x457.20(cent) | 0.45(kilos) 1.00(lbs) |  |  | 731304510635 | NAM CERTIFIED PARTNER USD | 16-SEP-2025 | 22.00 | 01-NOV-2025 | 24.25
| 0M-2576 | SMARTCARD MODULE | https://www.se.com/us/en/product/0M-2576 |  |  | 13.90x9.00x1.80(in) 35.31x22.86x4.57(cent) | 0.50(kilos) 1.10(lbs) |  |  | 731304510666 | NAM CERTIFIED PARTNER USD | 16-SEP-2025 | 61.00 | 01-NOV-2025 | 67.00
| 0M-2899 | ASSY BATTERY TRAY, MAGNUM XS 450 | https://www.se.com/us/en/product/0M-2899 |  |  | 1.75x23.62x23.62(in) 4.44x60.00x60.00(cent) | 9.54(kilos) 21.04(lbs) |  |  |  | NAM CERTIFIED PARTNER USD | 16-SEP-2025 | 29.00 | 01-NOV-2025 | 32.00
| 0M-2959 | ASSY BATTERY RETURN, W/400A SHUNT, MODULE | https://www.se.com/us/en/product/0M-2959 |  |  | 5.25x3.00x18.00(in) 13.34x7.62x45.72(cent) | 4.76(kilos) 10.50(lbs) |  |  | 731304510703 | NAM CERTIFIED PARTNER USD | 16-SEP-2025 | 125.00 | 01-NOV-2025 | 137.00
| 0M-2969 | ASSY SM LD RETURN MODULE | https://www.se.com/us/en/product/0M-2969 |  |  | 5.25x3.00x18.00(in) 13.34x7.62x45.72(cent) | 4.54(kilos) 10.00(lbs) |  |  | 731304510727 | NAM CERTIFIED PARTNER USD | 16-SEP-2025 | 90.00 | 01-NOV-2025 | 99.00
| 0M-3029 | MAGNUM XS 450, BASIC SYSTEM ASSEMBLY | https://www.se.com/us/en/product/0M-3029 |  |  | 84.74x42.00x42.00(in) 215.24x106.68x106.68(cent) | 224.53(kilos) 495.08(lbs) |  |  | 731304510741 | NAM CERTIFIED PARTNER USD | 16-SEP-2025 | 1780.00 | 01-NOV-2025 | 1960.00
| 0M-3038 | ASSY COMPLETE DM3000 (-48V), RAVEN BLACK | https://www.se.com/us/en/product/0M-3038 |  |  | 1.75x19.00x13.00(in) 4.45x48.26x33.02(cent) | 4.08(kilos) 9.00(lbs) |  |  | 731304510758 | NAM CERTIFIED PARTNER USD | 16-SEP-2025 | 712.00 | 01-NOV-2025 | 783.00
| 0M-3143 | ASSY AC BOX W/3P SPLITTERS | https://www.se.com/us/en/product/0M-3143 |  |  | 7.00x10.00x14.50(in) 17.78x25.40x36.83(cent) | 1.36(kilos) 3.00(lbs) |  |  | 731304510925 | NAM CERTIFIED PARTNER USD | 16-SEP-2025 | 63.00 | 01-NOV-2025 | 69.00
| 0M-3315 | ASSY MERLIN GERIN CB C60HC 20A SP | https://www.se.com/us/en/product/0M-3315 |  |  | 3.25x0.50x2.75(in) 8.26x1.27x6.99(cent) | 0.11(kilos) 0.25(lbs) |  |  | 731304511045 | NAM CERTIFIED PARTNER USD | 16-SEP-2025 | 9.10 | 01-NOV-2025 | 10.00
| 0M-3316 | ASSY MERLIN GERIN CB C60HC 32A SP | https://www.se.com/us/en/product/0M-3316 |  |  | 3.25x0.50x2.75(in) 8.26x1.27x6.99(cent) | 0.11(kilos) 0.25(lbs) |  |  | 731304511052 | NAM CERTIFIED PARTNER USD | 16-SEP-2025 | 9.10 | 01-NOV-2025 | 10.00
| 0M-3319 | ASSY MERLIN GERIN CB C60HC 50A SP | https://www.se.com/us/en/product/0M-3319 |  |  | 3.25x0.50x2.75(in) 8.26x1.27x6.99(cent) | 0.11(kilos) 0.25(lbs) |  |  | 731304511083 | NAM CERTIFIED PARTNER USD | 16-SEP-2025 | 9.10 | 01-NOV-2025 | 10.00
| 0M-3392 | ASSY NH2 STYLE FUSE 300A | https://www.se.com/us/en/product/0M-3392 |  |  | 2.00x6.00x2.00(in) 5.08x15.24x5.08(cent) | 0.46(kilos) 1.01(lbs) |  |  |  | NAM CERTIFIED PARTNER USD | 16-SEP-2025 | 44.00 | 01-NOV-2025 | 49.00
| 0M-3394 | ASSY BLANK RECTIFIER SHELF PANEL | https://www.se.com/us/en/product/0M-3394 |  |  | 5.25x19.00x0.13(in) 13.34x48.26x0.33(cent) | 0.45(kilos) 1.00(lbs) |  |  | 731304511151 | NAM CERTIFIED PARTNER USD | 16-SEP-2025 | 5.20 | 01-NOV-2025 | 5.70
| 0M-3395 | BLANK DISTRIBUTION MODULE | https://www.se.com/us/en/product/0M-3395 |  |  | 5.25x19.00x0.13(in) 13.34x48.26x0.33(cent) | 0.91(kilos) 2.00(lbs) |  |  | 731304511168 | NAM CERTIFIED PARTNER USD | 16-SEP-2025 | 9.10 | 01-NOV-2025 | 10.00
| 0M-3396 | ASSY BLANK CB SNAP IN PANEL | https://www.se.com/us/en/product/0M-3396 |  |  | 3.25x0.50x0.13(in) 8.26x1.27x0.33(cent) | 0.02(kilos) 0.05(lbs) |  |  | 731304511175 | NAM CERTIFIED PARTNER USD | 16-SEP-2025 | 1.30 | 01-NOV-2025 | 1.50
| 0M-3436 | AUX BATTERY CABINET MAGNUM XS | https://www.se.com/us/en/product/0M-3436 |  |  | 84.74x42.00x42.00(in) 215.24x106.68x106.68(cent) | 172.37(kilos) 380.06(lbs) |  |  | 731304511229 | NAM CERTIFIED PARTNER USD | 16-SEP-2025 | 891.00 | 01-NOV-2025 | 980.00
| 0M-3437 | ASSY 4X200A CB BATTERY DISCONNECT | https://www.se.com/us/en/product/0M-3437 |  |  | 3.50x19.00x6.00(in) 8.89x48.26x15.24(cent) | 4.54(kilos) 10.00(lbs) |  |  | 731304511236 | NAM CERTIFIED PARTNER USD | 16-SEP-2025 | 526.00 | 01-NOV-2025 | 578.00
| 0M-3441 | KIT CAB INTERCONECTION | https://www.se.com/us/en/product/0M-3441 |  |  | 5.00x5.00x1.00(in) 12.70x12.70x2.54(cent) | 0.45(kilos) 1.00(lbs) |  |  | 731304511243 | NAM CERTIFIED PARTNER USD | 16-SEP-2025 | 19.50 | 01-NOV-2025 | 21.50
| 0M-3443 | KIT INTERCONNECT CABLE | https://www.se.com/us/en/product/0M-3443 |  |  | 0.50x0.50x80.00(in) 1.27x1.27x203.20(cent) | 2.27(kilos) 5.00(lbs) |  |  | 731304511250 | NAM CERTIFIED PARTNER USD | 16-SEP-2025 | 29.00 | 01-NOV-2025 | 32.00
| 0M-3496 | KIT C60 MERLIN CB NO BUS | https://www.se.com/us/en/product/0M-3496 |  |  | 5.00x5.00x1.00(in) 12.70x12.70x2.54(cent) | 0.05(kilos) 0.10(lbs) |  |  | 731304511274 | NAM CERTIFIED PARTNER USD | 16-SEP-2025 | 1.30 | 01-NOV-2025 | 1.50
| 0M-9291 | CIRCUIT BREAKER KIT, 200A (MX28) | https://www.se.com/us/en/product/0M-9291 | [7 empty] | NAM CERTIFIED PARTNER USD | 16-SEP-2025 | 439.00 | 01-NOV-2025 | 483.00
DC Power Systems >> DC Systems | 0M-1217 | KIT FUSE WITH 500A SHUNTS | https://www.se.com/us/en/product/0M-1217 | [7 empty] | NAM CERTIFIED PARTNER USD | 16-SEP-2025 | 839.00 | 01-NOV-2025 | 923.00
| 0M-1730 | KIT MX28B3600 450/700 CIR BKR | https://www.se.com/us/en/product/0M-1730 | [6 empty] | 731304510390 | NAM CERTIFIED PARTNER USD | 16-SEP-2025 | 83.00 | 01-NOV-2025 | 92.00
| 0M-1826 | KIT MX28B3600 450-700 BREAKER | https://www.se.com/us/en/product/0M-1826 | [6 empty] | 731304510406 | NAM CERTIFIED PARTNER USD | 16-SEP-2025 | 79.00 | 01-NOV-2025 | 87.00
| 0M-1827 | S/A FUSE CABINET 4880A BUS/2400A LOAD | https://www.se.com/us/en/product/0M-1827 | [7 empty] | NAM CERTIFIED PARTNER USD | 16-SEP-2025 | 3300.00 | 01-NOV-2025 | 3630.00
| 0M-1889 | S/A FUSE CAB 4800 - 2400 SHUNT | https://www.se.com/us/en/product/0M-1889 | [6 empty] | 731304510413 | NAM CERTIFIED PARTNER USD | 16-SEP-2025 | 3615.00 | 01-NOV-2025 | 3975.00
| 0M-2185 | MODULE NH2 FUSE (NO LVD) | https://www.se.com/us/en/product/0M-2185 |  |  | 5.25x11.00x12.00(in) 13.34x27.94x30.48(cent) | 5.90(kilos) 13.00(lbs) |  |  | 731304510529 | NAM CERTIFIED PARTNER USD | 16-SEP-2025 | 276.00 | 01-NOV-2025 | 304.00
| 0M-2186 | MODULE MERLIN GERIN 28 CB, NO LVD | https://www.se.com/us/en/product/0M-2186 |  |  | 5.25x19.00x12.00(in) 13.34x48.26x30.48(cent) | 8.62(kilos) 19.00(lbs) |  |  | 731304510536 | NAM CERTIFIED PARTNER USD | 16-SEP-2025 | 289.00 | 01-NOV-2025 | 318.00
| 0M-2187 | MODULE NH2 FUSE (400A LVD) | https://www.se.com/us/en/product/0M-2187 |  |  | 5.25x11.00x12.00(in) 13.34x27.94x30.48(cent) | 6.80(kilos) 15.00(lbs) |  |  | 731304510543 | NAM CERTIFIED PARTNER USD | 16-SEP-2025 | 365.00 | 01-NOV-2025 | 402.00
| 0M-2188 | MODULE MERLIN GERIN 12 CB 400A LVD | https://www.se.com/us/en/product/0M-2188 |  |  | 5.30x9.00x13.00(in) 13.46x22.86x33.02(cent) | 6.35(kilos) 14.00(lbs) |  |  | 731304510550 | NAM CERTIFIED PARTNER USD | 16-SEP-2025 | 395.00 | 01-NOV-2025 | 435.00
| 0M-2190 | MODULE BATTERY DISCONNECT 400A LVD | https://www.se.com/us/en/product/0M-2190 |  |  | 10.00x5.00x14.00(in) 25.40x12.70x35.56(cent) | 9.53(kilos) 21.00(lbs) |  |  | 731304510574 | NAM CERTIFIED PARTNER USD | 16-SEP-2025 | 470.00 | 01-NOV-2025 | 517.00
| 0M-2579 | MODULE MERLIN GERIN 28 CB W/400A LVD | https://www.se.com/us/en/product/0M-2579 |  |  | 5.25x19.00x12.00(in) 13.34x48.26x30.48(cent) | 9.98(kilos) 22.00(lbs) |  |  | 731304510673 | NAM CERTIFIED PARTNER USD | 16-SEP-2025 | 395.00 | 01-NOV-2025 | 435.00
| 0M-2666 | S/A BATT. BUS EXT (4800A) | https://www.se.com/us/en/product/0M-2666 | [6 empty] | 731304510680 | NAM CERTIFIED PARTNER USD | 16-SEP-2025 | 562.00 | 01-NOV-2025 | 618.00
| 0M-2960 | LARGE LOAD RETURN | https://www.se.com/us/en/product/0M-2960 |  |  | 5.25x3.00x18.00(in) 13.34x7.62x45.72(cent) | 4.54(kilos) 10.00(lbs) |  |  | 731304510710 | NAM CERTIFIED PARTNER USD | 16-SEP-2025 | 90.00 | 01-NOV-2025 | 99.00
| 0M-3141 | ASSY AC BOX W/PHOENIX TERMINALS ONLY | https://www.se.com/us/en/product/0M-3141 |  |  | 7.00x10.00x14.50(in) 17.78x25.40x36.83(cent) | 0.91(kilos) 2.00(lbs) |  |  | 731304510901 | NAM CERTIFIED PARTNER USD | 16-SEP-2025 | 63.00 | 01-NOV-2025 | 69.00
| 0M-3142 | MODULE BATTERY DISCONNECT (NO LVD) | https://www.se.com/us/en/product/0M-3142 |  |  | 10.00x5.00x14.00(in) 25.40x12.70x35.56(cent) | 7.26(kilos) 16.00(lbs) |  |  | 731304510918 | NAM CERTIFIED PARTNER USD | 16-SEP-2025 | 392.00 | 01-NOV-2025 | 432.00
| 0M-3220 | ASSEMBLY BLANK RECTIFIER COVER BLK | https://www.se.com/us/en/product/0M-3220 |  |  | 5.30x5.80x0.13(in) 13.46x14.73x0.33(cent) | 0.23(kilos) 0.50(lbs) |  |  | 731304510963 | NAM CERTIFIED PARTNER USD | 16-SEP-2025 | 10.50 | 01-NOV-2025 | 11.50
| 0M-3226 | KIT C60 STYLE MERLIN GERIN CB | https://www.se.com/us/en/product/0M-3226 |  |  | 5.00x5.00x1.00(in) 12.70x12.70x2.54(cent) | 0.11(kilos) 0.25(lbs) |  |  | 731304510970 | NAM CERTIFIED PARTNER USD | 16-SEP-2025 | 10.50 | 01-NOV-2025 | 11.50
| 0M-3227 | KIT C120 MERLIN GERIN CB | https://www.se.com/us/en/product/0M-3227 |  |  | 5.00x5.00x1.00(in) 12.70x12.70x2.54(cent) | 0.11(kilos) 0.25(lbs) |  |  | 731304510987 | NAM CERTIFIED PARTNER USD | 16-SEP-2025 | 13.00 | 01-NOV-2025 | 14.25
| 0M-3317 | ASSY MERLIN GERIN CB C60HC 40A SP | https://www.se.com/us/en/product/0M-3317 |  |  | 3.25x0.50x2.75(in) 8.26x1.27x6.99(cent) | 0.11(kilos) 0.25(lbs) |  |  | 731304511069 | NAM CERTIFIED PARTNER USD | 16-SEP-2025 | 9.10 | 01-NOV-2025 | 10.00
| 0M-3318 | ASSY MERLIN GERIN CB C60HC 4A SP | https://www.se.com/us/en/product/0M-3318 |  |  | 3.25x0.50x2.75(in) 8.26x1.27x6.99(cent) | 0.11(kilos) 0.25(lbs) |  |  | 731304511076 | NAM CERTIFIED PARTNER USD | 16-SEP-2025 | 9.10 | 01-NOV-2025 | 10.00
| 0M-3326 | ASSY MERLIN GERIN CB DPN-N 20A 2P | https://www.se.com/us/en/product/0M-3326 |  |  | 3.25x0.50x3.75(in) 8.26x1.27x9.53(cent) | 0.11(kilos) 0.25(lbs) |  |  | 731304511090 | NAM CERTIFIED PARTNER USD | 16-SEP-2025 | 9.10 | 01-NOV-2025 | 10.00
| 0M-3390 | ASSY NH2 STYLE 100A FUSE | https://www.se.com/us/en/product/0M-3390 |  |  | 2.00x6.00x2.00(in) 5.08x15.24x5.08(cent) | 0.45(kilos) 1.00(lbs) |  |  | 731304511120 | NAM CERTIFIED PARTNER USD | 16-SEP-2025 | 44.00 | 01-NOV-2025 | 49.00
| 0M-3391 | ASSY NH2 STYLE FUSE 400A | https://www.se.com/us/en/product/0M-3391 |  |  | 2.00x6.00x2.00(in) 5.08x15.24x5.08(cent) | 0.45(kilos) 1.00(lbs) |  |  | 731304511137 | NAM CERTIFIED PARTNER USD | 16-SEP-2025 | 44.00 | 01-NOV-2025 | 49.00
| 0M-3393 | ASSY NH2 STYLE FUSE 200A | https://www.se.com/us/en/product/0M-3393 |  |  | 2.00x6.00x2.00(in) 5.08x15.24x5.08(cent) | 0.45(kilos) 1.00(lbs) |  |  | 731304511144 | NAM CERTIFIED PARTNER USD | 16-SEP-2025 | 44.00 | 01-NOV-2025 | 49.00
| 0M-3457 | ASSY BATTERY CABLE KIT | https://www.se.com/us/en/product/0M-3457 |  |  | 0.50x0.50x80.00(in) 1.27x1.27x203.20(cent) | 2.27(kilos) 5.00(lbs) |  |  | 731304511267 | NAM CERTIFIED PARTNER USD | 16-SEP-2025 | 29.00 | 01-NOV-2025 | 32.00
| 0M-9126 | BREAKER KIT,250-400A | https://www.se.com/us/en/product/0M-9126 | [6 empty] | 731304511434 | NAM CERTIFIED PARTNER USD | 16-SEP-2025 | 105.00 | 01-NOV-2025 | 116.00
| 0M-9238 | EXTENSION UNIT | https://www.se.com/us/en/product/0M-9238 | [6 empty] | 731304511458 | NAM CERTIFIED PARTNER USD | 16-SEP-2025 | 8840.00 | 01-NOV-2025 | 9720.00
| 0M-9239 | 48VERTICAL CB-MAIN | https://www.se.com/us/en/product/0M-9239 | [7 empty] | NAM CERTIFIED PARTNER USD | 16-SEP-2025 | 1670.00 | 01-NOV-2025 | 1840.00
| 0M-9241 | NO LVD (MAIN/EXT) | https://www.se.com/us/en/product/0M-9241 | [7 empty] | NAM CERTIFIED PARTNER USD | 16-SEP-2025 | 129.00 | 01-NOV-2025 | 141.00
| 0M-9242 | BATTERY LVD | https://www.se.com/us/en/product/0M-9242 | [6 empty] | 731304511465 | NAM CERTIFIED PARTNER USD | 16-SEP-2025 | 678.00 | 01-NOV-2025 | 746.00
| 0M-9243 | LOAD LVD (MAIN/EXT) | https://www.se.com/us/en/product/0M-9243 | [6 empty] | 731304511472 | NAM CERTIFIED PARTNER USD | 16-SEP-2025 | 633.00 | 01-NOV-2025 | 696.00
| 0M-9244 | CB ASSY-6 | https://www.se.com/us/en/product/0M-9244 | [6 empty] | 731304511489 | NAM CERTIFIED PARTNER USD | 16-SEP-2025 | 412.00 | 01-NOV-2025 | 453.00
| 0M-9256 | BATTERY BUS EXT KIT(2400) | https://www.se.com/us/en/product/0M-9256 | [6 empty] | 731304511496 | NAM CERTIFIED PARTNER USD | 16-SEP-2025 | 311.00 | 01-NOV-2025 | 342.00
| 0M-9259 | FUSE/SHUNT ASSY | https://www.se.com/us/en/product/0M-9259 | [7 empty] | NAM CERTIFIED PARTNER USD | 16-SEP-2025 | 2215.00 | 01-NOV-2025 | 2435.00
| 0M-9264 | KIT -FUSE BAY LVD | https://www.se.com/us/en/product/0M-9264 | [6 empty] | 731304511502 | NAM CERTIFIED PARTNER USD | 16-SEP-2025 | 346.00 | 01-NOV-2025 | 380.00
| 0M-9269 | PDF ASSY,48CB | https://www.se.com/us/en/product/0M-9269 |  |  | 90.00x36.00x36.00(in) 228.60x91.44x91.44(cent) | 215.46(kilos) 475.08(lbs) |  |  | 731304511519 | NAM CERTIFIED PARTNER USD | 16-SEP-2025 | 3880.00 | 01-NOV-2025 | 4265.00
| 0M-9271 | PDF ASSY,144 CB | https://www.se.com/us/en/product/0M-9271 |  |  | 90.00x36.00x36.00(in) 228.60x91.44x91.44(cent) | 215.46(kilos) 475.08(lbs) |  |  | 731304511533 | NAM CERTIFIED PARTNER USD | 16-SEP-2025 | 6810.00 | 01-NOV-2025 | 7495.00
| 0M-9273 | PDF ASSY,96CB,2 TERM | https://www.se.com/us/en/product/0M-9273 |  |  | 90.00x36.00x36.00(in) 228.60x91.44x91.44(cent) | 215.46(kilos) 475.08(lbs) |  |  | 731304511540 | NAM CERTIFIED PARTNER USD | 16-SEP-2025 | 5725.00 | 01-NOV-2025 | 6295.00
| 0M-9274 | PDF ASSY,144 CB,2 TERM | https://www.se.com/us/en/product/0M-9274 |  |  | 90.00x36.00x36.00(in) 228.60x91.44x91.44(cent) | 215.46(kilos) 475.08(lbs) |  |  | 731304511557 | NAM CERTIFIED PARTNER USD | 16-SEP-2025 | 6955.00 | 01-NOV-2025 | 7650.00
| 0M-9283 | FUSE BAY - BASIC WITH SHUNTS | https://www.se.com/us/en/product/0M-9283 | [7 empty] | NAM CERTIFIED PARTNER USD | 16-SEP-2025 | 2845.00 | 01-NOV-2025 | 3125.00
| 0M-9306 | MAIN UNIT-4800 | https://www.se.com/us/en/product/0M-9306 | [6 empty] | 731304511328 | NAM CERTIFIED PARTNER USD | 16-SEP-2025 | 10525.00 | 01-NOV-2025 | 11580.00
| 0M-9308 | 4800A EXTENSION,FIRST | https://www.se.com/us/en/product/0M-9308 | [7 empty] | NAM CERTIFIED PARTNER USD | 16-SEP-2025 | 9410.00 | 01-NOV-2025 | 10350.00
| 0M-9309 | 4800A EXTENSION,SECOND | https://www.se.com/us/en/product/0M-9309 | [7 empty] | NAM CERTIFIED PARTNER USD | 16-SEP-2025 | 9410.00 | 01-NOV-2025 | 10350.00
| 0M-9310 | 4800A EXTENSION, THIRD | https://www.se.com/us/en/product/0M-9310 | [7 empty] | NAM CERTIFIED PARTNER USD | 16-SEP-2025 | 9410.00 | 01-NOV-2025 | 10350.00
| 0M-91045 | ASSY MX06-100 W/GMTFSE/AMPCONN | https://www.se.com/us/en/product/0M-91045 |  |  | 0.00x0.00x0.00(in) 0.01x0.01x0.01(cent) | 10.89(kilos) 24.00(lbs) |  |  |  | NAM CERTIFIED PARTNER USD | 16-SEP-2025 | 1555.00 | 01-NOV-2025 | 1715.00
| 0M-91046 | ASSY MX06-100 W/GMTFUSES/TB | https://www.se.com/us/en/product/0M-91046 |  |  | 0.00x0.00x0.00(in) 0.01x0.01x0.01(cent) | 10.89(kilos) 24.00(lbs) |  |  |  | NAM CERTIFIED PARTNER USD | 16-SEP-2025 | 1585.00 | 01-NOV-2025 | 1745.00
| 0M-91047 | ASSY MX06-100 W/2X2X30ABRKRS | https://www.se.com/us/en/product/0M-91047 |  |  | 0.00x0.00x0.00(in) 0.01x0.01x0.01(cent) | 10.89(kilos) 24.00(lbs) |  |  |  | NAM CERTIFIED PARTNER USD | 16-SEP-2025 | 1400.00 | 01-NOV-2025 | 1540.00
| 0M-91048 | ASSY MX06100-GMTFSEAMPC-30ABKR | https://www.se.com/us/en/product/0M-91048 |  |  | 0.00x0.00x0.00(in) 0.01x0.01x0.01(cent) | 10.89(kilos) 24.00(lbs) |  |  |  | NAM CERTIFIED PARTNER USD | 16-SEP-2025 | 1510.00 | 01-NOV-2025 | 1660.00
| 0M-91049 | ASSY MX06100-GMTFSEAMPC-60ABKR | https://www.se.com/us/en/product/0M-91049 |  |  | 0.00x0.00x0.00(in) 0.01x0.01x0.01(cent) | 10.89(kilos) 24.00(lbs) |  |  |  | NAM CERTIFIED PARTNER USD | 16-SEP-2025 | 1590.00 | 01-NOV-2025 | 1750.00
| 0M-91051 | ASSY MX06100-GMTFSETB-60ABKR | https://www.se.com/us/en/product/0M-91051 |  |  | 0.00x0.00x0.00(in) 0.01x0.01x0.01(cent) | 10.89(kilos) 24.00(lbs) |  |  |  | NAM CERTIFIED PARTNER USD | 16-SEP-2025 | 1520.00 | 01-NOV-2025 | 1670.00
| 0M-91052 | ASSY MX06100-2X30ABKR/60ABKR | https://www.se.com/us/en/product/0M-91052 |  |  | 0.00x0.00x0.00(in) 0.01x0.01x0.01(cent) | 10.89(kilos) 24.00(lbs) |  |  |  | NAM CERTIFIED PARTNER USD | 16-SEP-2025 | 1515.00 | 01-NOV-2025 | 1665.00
| 0M-91074 | ASSY MX06-50-60 A CB/STUDS | https://www.se.com/us/en/product/0M-91074 |  |  | 0.00x0.00x0.00(in) 0.01x0.01x0.01(cent) | 5.44(kilos) 12.00(lbs) |  |  |  | NAM CERTIFIED PARTNER USD | 16-SEP-2025 | 881.00 | 01-NOV-2025 | 970.00
DC Rack Mounted Rectifier Subsystems >> DC Systems | 0M-2473 | ASSY CABLE (-)48V - ORN 6GA 2HOLE NO. 10 LUG | https://www.se.com/us/en/product/0M-2473 |  |  | 0.00x0.00x0.00(in) 0.01x0.01x0.01(cent) | 0.23(kilos) 0.50(lbs) |  |  |  | NAM CERTIFIED PARTNER USD | 16-SEP-2025 | 37.00 | 01-NOV-2025 | 40.00
| 0M-2481 | "SUB ASSY WIRE #6 BLK 21" LUG 2H 5/8CTR" | https://www.se.com/us/en/product/0M-2481 |  |  | 0.00x0.00x0.00(in) 0.01x0.01x0.01(cent) | 0.23(kilos) 0.50(lbs) |  |  |  | NAM CERTIFIED PARTNER USD | 16-SEP-2025 | 37.00 | 01-NOV-2025 | 40.00
| 0M-3182 | KIT TEMP PROBE 50 FT | https://www.se.com/us/en/product/0M-3182 |  |  | 0.13x0.13x600.00(in) 0.33x0.33x1524.00(cent) | 1.36(kilos) 3.00(lbs) |  |  | 731304510932 | NAM CERTIFIED PARTNER USD | 16-SEP-2025 | 51.00 | 01-NOV-2025 | 56.00
| 0M-91050 | ASSY MX06100-GMTFSETB-30ABKR | https://www.se.com/us/en/product/0M-91050 |  |  | 0.00x0.00x0.00(in) 0.01x0.01x0.01(cent) | 10.89(kilos) 24.00(lbs) |  |  |  | NAM CERTIFIED PARTNER USD | 16-SEP-2025 | 1495.00 | 01-NOV-2025 | 1645.00
| 0M-91057 | ASSY MX06-100 2X60A BKRS | https://www.se.com/us/en/product/0M-91057 |  |  | 0.00x0.00x0.00(in) 0.01x0.01x0.01(cent) | 10.89(kilos) 24.00(lbs) |  |  |  | NAM CERTIFIED PARTNER USD | 16-SEP-2025 | 1550.00 | 01-NOV-2025 | 1705.00
| 0M-91071 | ASSY MX06-50-2 CKT BKRS/STUDS | https://www.se.com/us/en/product/0M-91071 |  |  | 0.00x0.00x0.00(in) 0.01x0.01x0.01(cent) | 5.44(kilos) 12.00(lbs) |  |  |  | NAM CERTIFIED PARTNER USD | 16-SEP-2025 | 893.00 | 01-NOV-2025 | 982.00
| 0M-91072 | ASSY MX06-50-GMT FUSES/TB | https://www.se.com/us/en/product/0M-91072 |  |  | 0.00x0.00x0.00(in) 0.01x0.01x0.01(cent) | 5.44(kilos) 12.00(lbs) |  |  |  | NAM CERTIFIED PARTNER USD | 16-SEP-2025 | 863.00 | 01-NOV-2025 | 950.00
| 0M-DCD-06-001 | ASSY MY06 DIST CB4X10A RR TERM | https://www.se.com/us/en/product/0M-DCD-06-001 |  |  | 0.00x0.00x0.00(in) 0.01x0.01x0.01(cent) | 2.50(kilos) 5.50(lbs) |  |  | 731304511564 | NAM CERTIFIED PARTNER USD | 16-SEP-2025 | 302.00 | 01-NOV-2025 | 332.00
| 0M-DCD-06-003 | ASSY MY06 DST GMT54 X10 RR TRM | https://www.se.com/us/en/product/0M-DCD-06-003 |  |  | 0.00x0.00x0.00(in) 0.01x0.01x0.01(cent) | 2.50(kilos) 5.50(lbs) |  |  | 731304511588 | NAM CERTIFIED PARTNER USD | 16-SEP-2025 | 319.00 | 01-NOV-2025 | 351.00
| 0M-DCD-06-004 | ASSY MY06 DST CB4X10A FRNT TRM | https://www.se.com/us/en/product/0M-DCD-06-004 |  |  | 0.00x0.00x0.00(in) 0.01x0.01x0.01(cent) | 2.50(kilos) 5.50(lbs) |  |  | 731304511595 | NAM CERTIFIED PARTNER USD | 16-SEP-2025 | 427.00 | 01-NOV-2025 | 470.00
| 0M-DCD-06-006 | ASSY MY06 DST GMT54X10 FRN TRM | https://www.se.com/us/en/product/0M-DCD-06-006 |  |  | 0.00x0.00x0.00(in) 0.01x0.01x0.01(cent) | 2.50(kilos) 5.50(lbs) |  |  | 731304511618 | NAM CERTIFIED PARTNER USD | 16-SEP-2025 | 396.00 | 01-NOV-2025 | 436.00
| 0M-DCD-06-010 | ASSY MY06 DST CB4X20A FRNT TRM | https://www.se.com/us/en/product/0M-DCD-06-010 |  |  | 0.00x0.00x0.00(in) 0.01x0.01x0.01(cent) | 2.50(kilos) 5.50(lbs) |  |  | 731304511625 | NAM CERTIFIED PARTNER USD | 16-SEP-2025 | 448.00 | 01-NOV-2025 | 493.00
| 0M-RX-06-001 | ASSY MX06-40 BASE SHELF | https://www.se.com/us/en/product/0M-RX-06-001 |  |  | 0.00x0.00x0.00(in) 0.01x0.01x0.01(cent) | 5.44(kilos) 12.00(lbs) |  |  | 731304511656 | NAM CERTIFIED PARTNER USD | 16-SEP-2025 | 215.00 | 01-NOV-2025 | 237.00
| 0M-SAS-06-001 | ASSY MS/MY06 MOUNTING BKTS 19" | https://www.se.com/us/en/product/0M-SAS-06-001 | [6 empty] | 731304511663 | NAM CERTIFIED PARTNER USD | 16-SEP-2025 | 39.00 | 01-NOV-2025 | 43.00
| 0M-SAS-06-002 | ASSY MS/MY06 MOUNTING BKTS 23" | https://www.se.com/us/en/product/0M-SAS-06-002 | [6 empty] | 731304511670 | NAM CERTIFIED PARTNER USD | 16-SEP-2025 | 39.00 | 01-NOV-2025 | 43.00
| 0M-SAS-06-003 | ASSY MS/MY06 MOUNTING BKT ETSI | https://www.se.com/us/en/product/0M-SAS-06-003 | [6 empty] | 731304511687 | NAM CERTIFIED PARTNER USD | 16-SEP-2025 | 39.00 | 01-NOV-2025 | 43.00
| 0M-SAS-06-004 | ASSY MY06 TEMP PROBE 3M | https://www.se.com/us/en/product/0M-SAS-06-004 | [6 empty] | 731304511694 | NAM CERTIFIED PARTNER USD | 16-SEP-2025 | 41.00 | 01-NOV-2025 | 45.00
| 0M-SIG-06-001 | ASSY MY06 ALRM+LED DSP RR CONN | https://www.se.com/us/en/product/0M-SIG-06-001 |  |  | 0.00x0.00x0.00(in) 0.01x0.01x0.01(cent) | 0.45(kilos) 1.00(lbs) |  |  | 731304511717 | NAM CERTIFIED PARTNER USD | 16-SEP-2025 | 152.00 | 01-NOV-2025 | 167.00
Home & Office Electronics >> Uninterruptible Power Supply (UPS) | BE425M | APC Back-UPS ES 6 Outlet 425VA, 120V | https://www.se.com/us/en/product/BE425M | 120 | 120 | 8.66x12.40x5.51(in) 22.00x31.50x14.00(cent) | 3.00(kilos) 6.62(lbs) |  |  | 731304329343 | NAM CERTIFIED PARTNER USD | 16-SEP-2025 | 60.00 | 01-NOV-2025 | 62.00
| BE425M-LM | APC Back-UPS ES 6 Outlet 425VA, 120V, LAM | https://www.se.com/us/en/product/BE425M-LM | 120 | 120 | 8.66x12.40x5.51(in) 22.00x31.50x14.00(cent) | 3.00(kilos) 6.62(lbs) |  |  | 731304329367 | NAM CERTIFIED PARTNER USD | 16-SEP-2025 | 76.00 | 01-NOV-2025 | 79.00
| BE500G3 | APC Back-UPS 120V, 500VA, 6 outlets | https://www.se.com/us/en/product/BE500G3 | 120 | 120 | 8.86x12.40x5.51(in) 22.50x31.50x14.00(cent) | 3.30(kilos) 7.28(lbs) |  |  | 731304625353 | NAM CERTIFIED PARTNER USD | 16-SEP-2025 | 86.00 | 01-NOV-2025 | 89.00
| BE550G | APC Back-UPS ES 8 Outlet 550VA 120V | https://www.se.com/us/en/product/BE550G | 120 | 120 | 5.04x9.25x15.47(in) 12.80x23.50x39.30(cent) | 6.20(kilos) 13.67(lbs) |  |  | 731304258940 | NAM CERTIFIED PARTNER USD | 16-SEP-2025 | 90.00 | 01-NOV-2025 | 94.00
| BE600M1 | APC Back-UPS ES 600VA, 120V,1 USB charging port | https://www.se.com/us/en/product/BE600M1 | 120 | 120 | 7.72x14.29x6.61(in) 19.60x36.30x16.80(cent) | 3.81(kilos) 8.40(lbs) |  |  | 731304325116 | NAM CERTIFIED PARTNER USD | 16-SEP-2025 | 79.00 | 01-NOV-2025 | 82.00
| BE650G1 | APC Back-UPS 650, 8 Outlet | https://www.se.com/us/en/product/BE650G1 | 120 | 120 | 5.04x9.25x15.47(in) 12.80x23.50x39.30(cent) | 7.00(kilos) 15.44(lbs) |  |  | 731304285434 | NAM CERTIFIED PARTNER USD | 16-SEP-2025 | 92.00 | 01-NOV-2025 | 95.00
| BE650G1-CN | APC Back-UPS 650VA 120V 8 NEMA outlets (4 surge) Canada | https://www.se.com/us/en/product/BE650G1-CN | 120 | 120 | 5.04x9.25x15.47(in) 12.80x23.50x39.30(cent) | 7.00(kilos) 15.44(lbs) |  | 100 | 731304286790 | NAM CERTIFIED PARTNER USD | 16-SEP-2025 | 114.00 | 01-NOV-2025 | 118.00
| BE650G1-LM | APC Back-UPS 650, 8 Outlet, LAM | https://www.se.com/us/en/product/BE650G1-LM | 120 | 120 | 5.04x9.25x15.47(in) 12.80x23.50x39.30(cent) | 7.00(kilos) 15.44(lbs) |  |  | 731304285458 | NAM CERTIFIED PARTNER USD | 16-SEP-2025 | 113.00 | 01-NOV-2025 | 117.00
| BE700G3 | APC Back-UPS 120V, 700VA, 6 outlets | https://www.se.com/us/en/product/BE700G3 | 120 | 120 | 8.86x12.40x5.51(in) 22.50x31.50x14.00(cent) | 3.60(kilos) 7.94(lbs) |  |  | 731304625360 | NAM CERTIFIED PARTNER USD | 16-SEP-2025 | 101.00 | 01-NOV-2025 | 105.00
| BE850G2 | Back-UPS 850VA, 2 USB charging ports | https://www.se.com/us/en/product/BE850G2 | 120 | 120 | 7.72x16.38x6.61(in) 19.60x41.60x16.80(cent) | 4.40(kilos) 9.70(lbs) |  | 5 | 731304413592 | NAM CERTIFIED PARTNER USD | 16-SEP-2025 | 128.00 | 01-NOV-2025 | 133.00
| BE900G3 | APC Back-UPS 120V, 900VA, 8 outlets | https://www.se.com/us/en/product/BE900G3 | 120 | 120 | 8.86x15.04x6.06(in) 22.50x38.20x15.40(cent) | 4.60(kilos) 10.14(lbs) |  |  | 731304625377 | NAM CERTIFIED PARTNER USD | 16-SEP-2025 | 146.00 | 01-NOV-2025 | 152.00
| BE1050G3 | APC Back-UPS 120V,1050VA, 8 outlets | https://www.se.com/us/en/product/BE1050G3 | 120 | 120 | 8.86x15.04x6.06(in) 22.50x38.20x15.40(cent) | 4.80(kilos) 10.58(lbs) |  |  | 731304625384 | NAM CERTIFIED PARTNER USD | 16-SEP-2025 | 161.00 | 01-NOV-2025 | 167.00
| BGM1500 | APC Gaming Back-UPS, 10 outlet, 1500VA, Pure Sinewave, 120V | https://www.se.com/us/en/product/BGM1500 | 120 | 120 | 11.46x4.13x16.06(in) 29.10x10.50x40.80(cent) | 11.50(kilos) 25.36(lbs) |  |  | 731304404224 | NAM CERTIFIED PARTNER USD | 16-SEP-2025 | 288.00 | 01-NOV-2025 | 300.00
| BGM1500-US | APC Gaming Back-UPS, 10 outlet, 1500VA, Pure Sinewave, 120V, Arctic (White) and reactor circle. | https://www.se.com/us/en/product/BGM1500-US | 120 | 120 | 6.10x18.90x13.98(in) 15.50x48.00x35.50(cent) | 14.50(kilos) 31.97(lbs) |  |  | 731304624141 | NAM CERTIFIED PARTNER USD | 16-SEP-2025 | 288.00 | 01-NOV-2025 | 300.00
| BGM1500B | APC Gaming Back-UPS, 10 outlet, 1500VA, Pure Sinewave, 120V, Black | https://www.se.com/us/en/product/BGM1500B | 120 | 120 | 11.46x4.13x16.06(in) 29.10x10.50x40.80(cent) | 11.50(kilos) 25.36(lbs) |  |  | 731304410973 | NAM CERTIFIED PARTNER USD | 16-SEP-2025 | 288.00 | 01-NOV-2025 | 300.00
| BGM1500B-US | APC Midnight (Black) Gaming UPS with 1500VA and reactor circle.10 outlet,, Pure Sinewave, 120V, Black | https://www.se.com/us/en/product/BGM1500B-US | 120 | 120 | 6.10x18.90x13.98(in) 15.50x48.00x35.50(cent) | 14.50(kilos) 31.97(lbs) |  |  | 731304624158 | NAM CERTIFIED PARTNER USD | 16-SEP-2025 | 288.00 | 01-NOV-2025 | 300.00
| BK325I | APC BACK-UPS CS 325VA 230V W/O SW | https://www.se.com/us/en/product/BK325I | 230 | 230 | 7.48x16.34x9.25(in) 19.00x41.50x23.50(cent) | 6.35(kilos) 14.00(lbs) | 2 |  | 731304120506 | NAM CERTIFIED PARTNER USD | 16-SEP-2025 | 101.00 | 01-NOV-2025 | 105.00
| BK350 | APC Back-UPS 350, 120V. | https://www.se.com/us/en/product/BK350 | 120 | 120 | 10.35x6.89x14.06(in) 26.30x17.50x35.70(cent) | 6.36(kilos) 14.02(lbs) |  |  | 731304016298 | NAM CERTIFIED PARTNER USD | 16-SEP-2025 | 105.00 | 01-NOV-2025 | 109.00
| BK350EI | APC BACK-UPS CS 350VA USB/SERIAL 230V | https://www.se.com/us/en/product/BK350EI | 230 | 230 | 9.45x16.34x7.48(in) 24.00x41.50x19.00(cent) | 6.44(kilos) 14.19(lbs) | 70 |  | 731304016342 | NAM CERTIFIED PARTNER USD | 16-SEP-2025 | 171.00 | 01-NOV-2025 | 178.00
| BK500 | APC Back-UPS 500, 120V | https://www.se.com/us/en/product/BK500 | 120 | 120 | 10.35x6.89x14.06(in) 26.30x17.50x35.70(cent) | 6.95(kilos) 15.32(lbs) |  |  | 731304016304 | NAM CERTIFIED PARTNER USD | 16-SEP-2025 | 142.00 | 01-NOV-2025 | 148.00
| BK500BLK | APC Back-UPS 500, Black, 120V | https://www.se.com/us/en/product/BK500BLK | 120 | 120 | 10.35x6.89x14.06(in) 26.30x17.50x35.70(cent) | 6.95(kilos) 15.32(lbs) |  |  | 731304021360 | NAM CERTIFIED PARTNER USD | 16-SEP-2025 | 138.00 | 01-NOV-2025 | 144.00
| BK500EI | APC BACK-UPS CS 500VA 230V USB/SERIAL | https://www.se.com/us/en/product/BK500EI | 230 | 230 | 7.01x14.49x9.49(in) 17.80x36.80x24.10(cent) | 7.05(kilos) 15.55(lbs) | 30 |  | 731304016359 | NAM CERTIFIED PARTNER USD | 16-SEP-2025 | 131.00 | 01-NOV-2025 | 136.00
| BK650EI | APC Back-UPS 650VA 230V | https://www.se.com/us/en/product/BK650EI | 230 | 230 | 19.45x16.34x7.28(in) 49.40x41.50x18.50(cent) | 7.31(kilos) 16.12(lbs) | 35 |  | 731304219781 | NAM CERTIFIED PARTNER USD | 16-SEP-2025 | 166.00 | 01-NOV-2025 | 173.00
| BN450M-CA | APC Back-UPS NS 6 Outlet 450VA, 120V, Retail, Canada | https://www.se.com/us/en/product/BN450M-CA | 120 | 120 | 8.66x12.40x5.51(in) 22.00x31.50x14.00(cent) | 3.00(kilos) 6.62(lbs) |  |  | 731304329381 | NAM CERTIFIED PARTNER USD | 16-SEP-2025 | 61.00 | 01-NOV-2025 | 63.00
| BN1100M2-CA | Back UPS PRO BN 1100VA,10 Outlets, 2 USB Charging Ports, AVR, LCD Interface , Canada | https://www.se.com/us/en/product/BN1100M2-CA | 120 | 120 | 14.96x9.49x19.69(in) 38.00x24.10x50.00(cent) | 12.30(kilos) 27.12(lbs) |  |  | 731304335863 | NAM CERTIFIED PARTNER USD | 16-SEP-2025 | 216.00 | 01-NOV-2025 | 225.00
| BN1350M2-CA | Back UPS PRO BN 1350VA, 10 Outlets, 2 USB Charging Ports, AVR, LCD interface, Canada | https://www.se.com/us/en/product/BN1350M2-CA | 120 | 120 | 14.96x9.49x19.49(in) 38.00x24.10x49.50(cent) | 13.00(kilos) 28.67(lbs) |  |  | 731304335887 | NAM CERTIFIED PARTNER USD | 16-SEP-2025 | 270.00 | 01-NOV-2025 | 280.00
| BR24BPG | Back-UPS Pro External Battery Pack | https://www.se.com/us/en/product/BR24BPG | 120 |  | 15.75x19.33x9.45(in) 40.00x49.10x24.00(cent) | 14.57(kilos) 32.12(lbs) | 3 |  | 731304268789 | NAM CERTIFIED PARTNER USD | 16-SEP-2025 | 199.00 | 01-NOV-2025 | 207.00
| BR500CI-AS | APC Back-UPS RS 500, 230V without auto shutdown software, ASEAN | https://www.se.com/us/en/product/BR500CI-AS | 230 | 230 | 10.12x7.48x11.46(in) 25.70x19.00x29.10(cent) | 5.50(kilos) 12.13(lbs) |  |  | 731304269793 | NAM CERTIFIED PARTNER USD | 16-SEP-2025 | 99.00 | 01-NOV-2025 | 103.00
| BR650MI | Back UPS Pro BR 650VA, 6 Outlets, AVR, LCD Interface | https://www.se.com/us/en/product/BR650MI | 230 | 230 | 10.04x17.32x5.63(in) 25.50x44.00x14.30(cent) | 7.40(kilos) 16.32(lbs) |  |  | 731304346937 | NAM CERTIFIED PARTNER USD | 16-SEP-2025 | 186.00 | 01-NOV-2025 | 194.00
| BR700G | Back UPS RS LCD 700 Master Control | https://www.se.com/us/en/product/BR700G | 120 | 120 | 9.92x5.43x17.40(in) 25.20x13.80x44.20(cent) | 8.00(kilos) 17.64(lbs) |  |  | 731304266792 | NAM CERTIFIED PARTNER USD | 16-SEP-2025 | 149.00 | 01-NOV-2025 | 155.00
| BR1000MS | Back UPS PRO BR 1000VA, SineWave, 10 Outlets, 2 USB Charging Ports, AVR, LCD interface | https://www.se.com/us/en/product/BR1000MS | 120 | 120 | 14.12x8.78x18.98(in) 35.87x22.30x48.20(cent) | 11.80(kilos) 26.02(lbs) |  |  | 731304335382 | NAM CERTIFIED PARTNER USD | 16-SEP-2025 | 170.00 | 01-NOV-2025 | 177.00
| BR1350MS | Back UPS PRO BR 1350VA, SineWave, 10 Outlets, 2 USB Charging Ports, AVR, LCD interface | https://www.se.com/us/en/product/BR1350MS | 120 | 120 | 14.12x8.78x18.98(in) 35.87x22.30x48.20(cent) | 13.30(kilos) 29.33(lbs) |  |  | 731304335399 | NAM CERTIFIED PARTNER USD | 16-SEP-2025 | 225.00 | 01-NOV-2025 | 234.00
| BR1500G | Power Saving Back-UPS RS 1500 | https://www.se.com/us/en/product/BR1500G | 120 | 120 | 15.24x9.37x19.21(in) 38.70x23.80x48.80(cent) | 13.35(kilos) 29.44(lbs) |  |  | 731304268772 | NAM CERTIFIED PARTNER USD | 16-SEP-2025 | 283.00 | 01-NOV-2025 | 294.00
| BR1500GI | Power Saving Back-UPS RS 1500 230V | https://www.se.com/us/en/product/BR1500GI | 230 | 230 | 15.75x19.29x9.84(in) 40.00x49.00x25.00(cent) | 14.00(kilos) 30.87(lbs) | 24 |  | 731304268741 | NAM CERTIFIED PARTNER USD | 16-SEP-2025 | 546.00 | 01-NOV-2025 | 568.00
| BR1500MS2 | Back UPS PRO 1500VA, Sinewave, 10 outlets, 2 USB Charging ports, AVR, LCD | https://www.se.com/us/en/product/BR1500MS2 | 120 | 120 | 14.12x8.78x18.98(in) 35.87x22.30x48.20(cent) | 14.20(kilos) 31.31(lbs) |  |  | 731304426103 | NAM CERTIFIED PARTNER USD | 16-SEP-2025 | 268.00 | 01-NOV-2025 | 279.00
| BV400XU | Back-UPS 400VA, Flexible Mounting, Low Profile, Industrial | https://www.se.com/us/en/product/BV400XU | 120 | 120 | 10.24x12.48x4.72(in) 26.00x31.70x12.00(cent) | 5.50(kilos) 12.13(lbs) |  |  | 731304427001 | NAM CERTIFIED PARTNER USD | 16-SEP-2025 | 181.00 | 01-NOV-2025 | 188.00
| BVK750M2 | APC Back-UPS 750VA, 120V, AVR, 2 USB Charging Port, NEMA Sockets | https://www.se.com/us/en/product/BVK750M2 | 120 | 120 | 9.84x16.93x7.76(in) 25.00x43.00x19.70(cent) | 6.10(kilos) 13.45(lbs) |  |  | 731304449126 | NAM CERTIFIED PARTNER USD | 16-SEP-2025 | 132.00 | 01-NOV-2025 | 137.00
| BVK950M2 | APC Back-UPS 950 VA, 120V, AVR, 2 USB Charging Port, NEMA Sockets | https://www.se.com/us/en/product/BVK950M2 | 120 | 120 | 9.84x16.93x7.76(in) 25.00x43.00x19.70(cent) | 6.80(kilos) 14.99(lbs) |  |  | 731304449133 | NAM CERTIFIED PARTNER USD | 16-SEP-2025 | 148.00 | 01-NOV-2025 | 154.00
| BVK1200M2 | APC Back-UPS 1200VA, 120V, AVR, 2 USB Charging Port NEMA Sockets | https://www.se.com/us/en/product/BVK1200M2 | 120 | 120 | 11.69x19.49x9.25(in) 29.70x49.50x23.50(cent) | 8.70(kilos) 19.18(lbs) |  |  | 731304449140 | NAM CERTIFIED PARTNER USD | 16-SEP-2025 | 171.00 | 01-NOV-2025 | 177.00
| BX850M | Back UPS Pro BX 850VA, 8 Outlets, AVR, LCD interface | https://www.se.com/us/en/product/BX850M | 120 | 120 | 9.96x5.59x17.40(in) 25.30x14.20x44.20(cent) | 7.60(kilos) 16.76(lbs) |  |  | 731304331797 | NAM CERTIFIED PARTNER USD | 16-SEP-2025 | 162.00 | 01-NOV-2025 | 169.00
| BX1000M | Back UPS Pro BX 1000VA, 8 Outlets, AVR, LCD interface | https://www.se.com/us/en/product/BX1000M | 120 | 120 | 9.96x5.59x17.40(in) 25.30x14.20x44.20(cent) | 8.00(kilos) 17.64(lbs) |  |  | 731304331766 | NAM CERTIFIED PARTNER USD | 16-SEP-2025 | 177.00 | 01-NOV-2025 | 185.00
| BX1350M | Back UPS Pro BX 1350VA, 10 Outlets, AVR, LCD interface | https://www.se.com/us/en/product/BX1350M | 120 | 120 | 13.70x8.94x19.33(in) 34.80x22.70x49.10(cent) | 11.90(kilos) 26.24(lbs) |  |  | 731304331773 | NAM CERTIFIED PARTNER USD | 16-SEP-2025 | 207.00 | 01-NOV-2025 | 215.00
| BX1500M | Back UPS Pro BX 1500VA, 10 Outlets, AVR, LCD interface | https://www.se.com/us/en/product/BX1500M | 120 | 120 | 13.70x8.94x19.33(in) 34.80x22.70x49.10(cent) | 12.70(kilos) 28.00(lbs) |  |  | 731304331780 | NAM CERTIFIED PARTNER USD | 16-SEP-2025 | 200.00 | 01-NOV-2025 | 208.00
Modular Systems >> Data Centers and Server Rooms and Network Closets | 0M-5366 | S/A TESTED BRKR 3P 30A PNL | https://www.se.com/us/en/product/0M-5366 |  |  | 5.00x5.00x3.00(in) 12.70x12.70x7.62(cent) | 0.45(kilos) 1.00(lbs) |  |  |  | NAM CERTIFIED PARTNER USD | 16-SEP-2025 | 147.00 | 01-NOV-2025 | 162.00
Monitoring and Management >> Data Center Infrastructure Management (DCIM) Software | AP9544 | Network Management Card for Easy UPS, 1-Phase | https://www.se.com/us/en/product/AP9544 |  |  | 1.81x9.06x6.50(in) 4.60x23.00x16.50(cent) | 0.28(kilos) 0.63(lbs) | 44 |  | 731304440161 | NAM CERTIFIED PARTNER USD | 16-SEP-2025 | 226.00 | 01-NOV-2025 | 249.00
| AP9547 | Network Management Card for Easy UPS, 3-Phase | https://www.se.com/us/en/product/AP9547 |  |  | 1.97x9.45x6.50(in) 5.00x24.00x16.50(cent) | 0.31(kilos) 0.69(lbs) | 44 |  | 731304422495 | NAM CERTIFIED PARTNER USD | 16-SEP-2025 | 263.00 | 01-NOV-2025 | 289.00
| AP9613 | Dry Contact I/O SmartSlot Card | https://www.se.com/us/en/product/AP9613 |  |  | 1.85x9.21x6.50(in) 4.70x23.40x16.50(cent) | 0.40(kilos) 0.88(lbs) | 6 |  | 731304293842 | NAM CERTIFIED PARTNER USD | 16-SEP-2025 | 232.00 | 01-NOV-2025 | 255.00
| AP9614 | APC Dry Contact I/O SmartSlot Card | https://www.se.com/us/en/product/AP9614 |  |  | 2.01x9.37x6.50(in) 5.10x23.80x16.50(cent) | 0.44(kilos) 0.97(lbs) |  |  | 731304733065 | NAM CERTIFIED PARTNER USD | 16-SEP-2025 | 279.00 | 01-NOV-2025 | 307.00
| AP9620 | Legacy Communications SmartSlot Card | https://www.se.com/us/en/product/AP9620 |  |  | 2.01x6.26x9.25(in) 5.10x15.90x23.50(cent) | 0.34(kilos) 0.75(lbs) |  |  | 731304283218 | NAM CERTIFIED PARTNER USD | 16-SEP-2025 | 135.00 | 01-NOV-2025 | 148.00
| AP9624 | UPS Interface Expander 2 | https://www.se.com/us/en/product/AP9624 |  |  | 2.01x9.25x6.50(in) 5.10x23.50x16.50(cent) | 0.41(kilos) 0.90(lbs) |  |  | 731304314974 | NAM CERTIFIED PARTNER USD | 16-SEP-2025 | 269.00 | 01-NOV-2025 | 296.00
| AP9640 | UPS Network Management Card 3 | https://www.se.com/us/en/product/AP9640 |  |  | 2.01x9.25x6.26(in) 5.10x23.50x15.90(cent) | 0.34(kilos) 0.75(lbs) |  |  | 731304355533 | NAM CERTIFIED PARTNER USD | 16-SEP-2025 | 314.00 | 01-NOV-2025 | 345.00
| AP9641 | UPS Network Management Card 3 with Environmental Monitoring | https://www.se.com/us/en/product/AP9641 |  |  | 2.05x9.45x6.46(in) 5.20x24.00x16.40(cent) | 0.41(kilos) 0.89(lbs) |  |  | 731304355540 | NAM CERTIFIED PARTNER USD | 16-SEP-2025 | 494.00 | 01-NOV-2025 | 543.00
| AP9643 | UPS Network Management Card 3 with Environmental Monitoring and Modbus | https://www.se.com/us/en/product/AP9643 |  |  | 2.01x9.25x6.26(in) 5.10x23.50x15.90(cent) | 0.91(kilos) 2.01(lbs) |  |  | 731304403319 | NAM CERTIFIED PARTNER USD | 16-SEP-2025 | 620.00 | 01-NOV-2025 | 682.00
| AP9810 | APC Dry Contact I/O Accessory | https://www.se.com/us/en/product/AP9810 |  |  | 1.30x5.00x10.00(in) 3.30x12.70x25.40(cent) | 0.14(kilos) 0.31(lbs) | 576 |  | 731304274032 | NAM CERTIFIED PARTNER USD | 16-SEP-2025 | 128.00 | 01-NOV-2025 | 140.00
| AP9811 | USB to Dry Contact Accessory for Network Management Cards | https://www.se.com/us/en/product/AP9811 |  |  | 1.30x5.00x10.00(in) 3.30x12.70x25.40(cent) | 0.14(kilos) 0.31(lbs) | 576 |  | 731304751120 | NAM CERTIFIED PARTNER USD | 16-SEP-2025 | 103.00 | 01-NOV-2025 | 114.00
Network and Server >> Uninterruptible Power Supply (UPS) | AP9625 | APC 2-Post Mounting Kit for Smart-UPS and Symmetra | https://www.se.com/us/en/product/AP9625 |  |  | 4.72x8.27x11.02(in) 12.00x21.00x28.00(cent) | 3.00(kilos) 6.62(lbs) |  |  | 731304219606 | NAM CERTIFIED PARTNER USD | 16-SEP-2025 | 227.00 | 01-NOV-2025 | 241.00
| APCRBC173-LI | APC Lithium Ion Replacement Battery Cartridge #173 LI | https://www.se.com/us/en/product/APCRBC173-LI |  |  | 12.00x22.00x3.00(in) 30.48x55.88x7.62(cent) | 5.90(kilos) 13.00(lbs) |  |  | 731304420491 | NAM CERTIFIED PARTNER USD | 16-SEP-2025 | 1245.00 | 01-NOV-2025 | 1395.00
| CSH2 | APC Smart-UPS Charge Mobile Battery for Microsoft Surface Hub 2S | https://www.se.com/us/en/product/CSH2 | 100 ,230 |  | 6.65x4.33x1.38(in) 16.90x11.00x3.50(cent) | 12.46(kilos) 27.47(lbs) |  |  | 731304402763 | NAM CERTIFIED PARTNER USD | 16-SEP-2025 | 1875.00 | 01-NOV-2025 | 2065.00
| EPW9 | World Wide Emergency Power Off Nine Circuit System | https://www.se.com/us/en/product/EPW9 |  |  | 12.01x12.01x5.00(in) 30.50x30.50x12.70(cent) | 3.14(kilos) 6.92(lbs) |  |  | 731304213239 | NAM CERTIFIED PARTNER USD | 16-SEP-2025 | 727.00 | 01-NOV-2025 | 800.00
| RBC67 | IBM UPS 6000 VA Replacement Battery Cartridge XiV Long Life 98Y8096 | https://www.se.com/us/en/product/RBC67 |  |  | 8.90x16.10x30.75(in) 22.60x40.90x78.10(cent) | 37.27(kilos) 82.18(lbs) |  |  | 731304279839 | NAM CERTIFIED PARTNER USD | 16-SEP-2025 | 709.00 | 01-NOV-2025 | 780.00
| SC450RMI1U | APC Smart-UPS SC 450VA 230V - 1U Rackmount/Tower | https://www.se.com/us/en/product/SC450RMI1U | 230 AC 1 PH | 230 AC 1 PH | 6.46x23.19x18.74(in) 16.40x58.90x47.60(cent) | 11.73(kilos) 25.86(lbs) | 32 |  | 731304222712 | NAM CERTIFIED PARTNER USD | 16-SEP-2025 | 328.00 | 01-NOV-2025 | 347.00
| SC500RM1U | APC Smart-UPS SC 500VA 120V - 1U Rackmount | https://www.se.com/us/en/product/SC500RM1U | 120 AC 1 PH | 120 AC 1 PH | 5.51x13.11x19.69(in) 14.00x33.30x50.00(cent) | 8.70(kilos) 19.18(lbs) |  |  | 731304452447 | NAM CERTIFIED PARTNER USD | 16-SEP-2025 | 337.00 | 01-NOV-2025 | 357.00
| SC620I | APC Smart-UPS SC 620VA 230V | https://www.se.com/us/en/product/SC620I | 230 AC | 230 AC 1 PH | 12.52x10.31x20.00(in) 31.80x26.20x50.80(cent) | 13.18(kilos) 29.06(lbs) |  |  | 731304222637 | NAM CERTIFIED PARTNER USD | 16-SEP-2025 | 299.00 | 01-NOV-2025 | 317.00
| SCL500RM1U | APC Smart-UPS Lithium-Ion, Short Depth 500VA, 120V | https://www.se.com/us/en/product/SCL500RM1U | 120 AC 1 PH | 120 AC 1 PH | 6.61x23.23x13.27(in) 16.80x59.00x33.70(cent) | 6.00(kilos) 13.23(lbs) |  |  | 731304433040 | NAM CERTIFIED PARTNER USD | 16-SEP-2025 | 421.00 | 01-NOV-2025 | 446.00
| SCL500RM1UC | APC Smart-UPS C Lithium Ion, Short Depth 500VA, 120V with SmartConnect | https://www.se.com/us/en/product/SCL500RM1UC | 120 AC 1 PH | 120 AC 1 PH | 6.61x23.23x13.27(in) 16.80x59.00x33.70(cent) | 6.00(kilos) 13.23(lbs) |  |  | 731304344551 | NAM CERTIFIED PARTNER USD | 16-SEP-2025 | 421.00 | 01-NOV-2025 | 446.00
| SCL500RM1UCUS | APC Smart-UPS Lithium Ion 500VA Short Depth RM 120V SmartConnect TAA-Compliant | https://www.se.com/us/en/product/SCL500RM1UCUS | 120 AC 1 PH | 120 AC 1 PH | 6.61x23.23x13.27(in) 16.80x59.00x33.70(cent) | 6.00(kilos) 13.23(lbs) |  |  | 731304740711 | NAM CERTIFIED PARTNER USD | 16-SEP-2025 | 442.00 | 01-NOV-2025 | 468.00
| SCL500RM1UNC | APC Smart-UPS C Lithium Ion, Short Depth 500VA, 120V with Network Management Card | https://www.se.com/us/en/product/SCL500RM1UNC | 120 AC 1 PH | 120 AC 1 PH | 6.61x23.23x13.27(in) 16.80x59.00x33.70(cent) | 6.49(kilos) 14.31(lbs) |  |  | 731304344568 | NAM CERTIFIED PARTNER USD | 16-SEP-2025 | 924.00 | 01-NOV-2025 | 980.00
| SCL500RMI1UC | APC Smart-UPS C Lithium Ion, Short Depth 500VA, 230V with SmartConnect | https://www.se.com/us/en/product/SCL500RMI1UC | 230 AC 1 PH | 230 AC 1 PH | 6.61x23.23x13.27(in) 16.80x59.00x33.70(cent) | 6.00(kilos) 13.23(lbs) |  |  | 731304402558 | NAM CERTIFIED PARTNER USD | 16-SEP-2025 | 530.00 | 01-NOV-2025 | 562.00
| SMC1000-2UC | APC Smart-UPS C 1000VA LCD RM 2U 120V with SmartConnect | https://www.se.com/us/en/product/SMC1000-2UC | 120 AC | 120 AC 1 PH | 9.25x21.06x22.44(in) 23.50x53.50x57.00(cent) | 20.71(kilos) 45.67(lbs) |  |  | 731304322733 | NAM CERTIFIED PARTNER USD | 16-SEP-2025 | 591.00 | 01-NOV-2025 | 627.00
| SMC1000C | APC Smart-UPS C 1000VA LCD 120V with SmartConnect | https://www.se.com/us/en/product/SMC1000C | 120 AC | 120 AC 1 PH | 12.99x12.99x23.23(in) 33.00x33.00x59.00(cent) | 19.57(kilos) 43.15(lbs) |  |  | 731304322740 | NAM CERTIFIED PARTNER USD | 16-SEP-2025 | 401.00 | 01-NOV-2025 | 425.00
| SMC1500-2UC | APC Smart-UPS C 1500VA LCD RM 2U 120V with SmartConnect | https://www.se.com/us/en/product/SMC1500-2UC | 120 AC | 120 AC 1 PH | 9.25x23.23x24.02(in) 23.50x59.00x61.00(cent) | 29.01(kilos) 63.97(lbs) |  |  | 731304322757 | NAM CERTIFIED PARTNER USD | 16-SEP-2025 | 745.00 | 01-NOV-2025 | 790.00
| SMC1500C | APC Smart-UPS C 1500VA LCD 120V with SmartConnect | https://www.se.com/us/en/product/SMC1500C | 120 AC | 120 AC 1 PH | 12.99x12.99x23.23(in) 33.00x33.00x59.00(cent) | 22.64(kilos) 49.92(lbs) |  |  | 731304322764 | NAM CERTIFIED PARTNER USD | 16-SEP-2025 | 524.00 | 01-NOV-2025 | 556.00
| SMT500J | APC Smart-UPS 500VA LCD 100V | https://www.se.com/us/en/product/SMT500J | 100 AC 1 PH | 100 AC 1 PH | 11.85x10.94x19.65(in) 30.10x27.80x49.90(cent) | 14.23(kilos) 31.38(lbs) |  |  | 731304290902 | NAM CERTIFIED PARTNER USD | 16-SEP-2025 | 631.00 | 01-NOV-2025 | 669.00
| SMT750C | APC Smart-UPS 750VA LCD 120V with SmartConnect | https://www.se.com/us/en/product/SMT750C | 120 AC 1 PH | 120 AC 1 PH | 11.85x10.94x19.65(in) 30.10x27.80x49.90(cent) | 14.02(kilos) 30.91(lbs) |  |  | 731304325451 | NAM CERTIFIED PARTNER USD | 16-SEP-2025 | 409.00 | 01-NOV-2025 | 434.00
| SMT750CUS | APC Smart-UPS 750VA LCD 120V with SmartConnect TAA-Compliant | https://www.se.com/us/en/product/SMT750CUS | 120 AC 1 PH | 120 AC 1 PH | 11.85x10.94x19.65(in) 30.10x27.80x49.90(cent) | 14.02(kilos) 30.91(lbs) |  |  | 731304424406 | NAM CERTIFIED PARTNER USD | 16-SEP-2025 | 512.00 | 01-NOV-2025 | 542.00
| SMT750I | APC Smart-UPS 750VA LCD 230V | https://www.se.com/us/en/product/SMT750I | 230 AC 1 PH | 230 AC 1 PH | 10.94x19.65x11.85(in) 27.80x49.90x30.10(cent) | 14.23(kilos) 31.38(lbs) | 32 |  | 731304269069 | NAM CERTIFIED PARTNER USD | 16-SEP-2025 | 492.00 | 01-NOV-2025 | 522.00
| SMT750J | APC Smart-UPS 750VA LCD 100V | https://www.se.com/us/en/product/SMT750J | 100 AC 1 PH | 100 AC 1 PH | 11.85x10.94x19.65(in) 30.10x27.80x49.90(cent) | 14.80(kilos) 32.63(lbs) |  |  | 731304290919 | NAM CERTIFIED PARTNER USD | 16-SEP-2025 | 774.00 | 01-NOV-2025 | 820.00
| SMT750RM1U | APC Smart-UPS 750VA LCD 120V 1U Rackmount | https://www.se.com/us/en/product/SMT750RM1U | 120 AC 1 PH | 120 AC 1 PH | 1.73x19.76x17.32(in) 4.40x50.20x44.00(cent) | 15.80(kilos) 34.84(lbs) |  |  | 731304452461 | NAM CERTIFIED PARTNER USD | 16-SEP-2025 | 645.00 | 01-NOV-2025 | 684.00
| SMT750RM2UC | APC Smart-UPS 750VA LCD RM 2U 120V with SmartConnect | https://www.se.com/us/en/product/SMT750RM2UC | 120 AC 1 PH | 120 AC 1 PH | 9.25x21.06x22.44(in) 23.50x53.50x57.00(cent) | 22.65(kilos) 49.94(lbs) |  |  | 731304325468 | NAM CERTIFIED PARTNER USD | 16-SEP-2025 | 541.00 | 01-NOV-2025 | 574.00
| SMT750RM2UCNC | APC Smart-UPS 750VA LCD RM 2U 120V with SmartConnect Port and Network Card | https://www.se.com/us/en/product/SMT750RM2UCNC | 120 AC 1 PH | 120 AC 1 PH | 9.25x21.06x22.44(in) 23.50x53.50x57.00(cent) | 22.75(kilos) 50.16(lbs) |  |  | 731304450788 | NAM CERTIFIED PARTNER USD | 16-SEP-2025 | 972.00 | 01-NOV-2025 | 1030.00
| SMT750RMI2UNC | APC Smart-UPS 750VA LCD RM 2U 230V with Network Card | https://www.se.com/us/en/product/SMT750RMI2UNC | 230 AC 1 PH | 230 AC 1 PH | 9.49x21.50x22.99(in) 24.10x54.60x58.40(cent) | 21.18(kilos) 46.70(lbs) |  |  | 731304327721 | NAM CERTIFIED PARTNER USD | 16-SEP-2025 | 1270.00 | 01-NOV-2025 | 1345.00
| SMT750X93 | APC Smart-UPS 750VA 120V Shipboard | https://www.se.com/us/en/product/SMT750X93 | 120 AC 1 PH | 120 AC 1 PH | 11.85x10.94x19.65(in) 30.10x27.80x49.90(cent) | 14.02(kilos) 30.91(lbs) |  |  | 731304433637 | NAM CERTIFIED PARTNER USD | 16-SEP-2025 | 867.00 | 01-NOV-2025 | 953.00
| SMT1000C | APC Smart-UPS 1000VA LCD 120V with SmartConnect | https://www.se.com/us/en/product/SMT1000C | 120 AC 1 PH | 120 AC 1 PH | 12.99x12.99x23.23(in) 33.00x33.00x59.00(cent) | 22.64(kilos) 49.92(lbs) |  |  | 731304322771 | NAM CERTIFIED PARTNER USD | 16-SEP-2025 | 488.00 | 01-NOV-2025 | 517.00
| SMT1000CUS | APC Smart-UPS 1000VA LCD 120V with SmartConnect TAA-Compliant | https://www.se.com/us/en/product/SMT1000CUS | 120 AC 1 PH | 120 AC 1 PH | 12.99x12.99x23.23(in) 33.00x33.00x59.00(cent) | 22.64(kilos) 49.92(lbs) |  |  | 731304424437 | NAM CERTIFIED PARTNER USD | 16-SEP-2025 | 701.00 | 01-NOV-2025 | 743.00
| SMT1000J | APC Smart-UPS 1000VA LCD 100V | https://www.se.com/us/en/product/SMT1000J | 100 AC 1 PH | 100 AC 1 PH | 14.80x12.91x23.43(in) 37.60x32.80x59.50(cent) | 23.00(kilos) 50.72(lbs) |  |  | 731304290872 | NAM CERTIFIED PARTNER USD | 16-SEP-2025 | 789.00 | 01-NOV-2025 | 836.00
| SMT1000RM1U | APC Smart-UPS 1000VA LCD 120V 1U Rackmount | https://www.se.com/us/en/product/SMT1000RM1U | 120 AC 1 PH | 120 AC 1 PH | 1.73x19.76x17.32(in) 4.40x50.20x44.00(cent) | 15.80(kilos) 34.84(lbs) |  |  | 731304452485 | NAM CERTIFIED PARTNER USD | 16-SEP-2025 | 726.00 | 01-NOV-2025 | 769.00
| SMT1000RM2UC | APC Smart-UPS 1000VA LCD RM 2U 120V with SmartConnect | https://www.se.com/us/en/product/SMT1000RM2UC | 120 AC 1 PH | 120 AC 1 PH | 9.25x23.23x24.02(in) 23.50x59.00x61.00(cent) | 30.92(kilos) 68.18(lbs) |  |  | 731304322788 | NAM CERTIFIED PARTNER USD | 16-SEP-2025 | 616.00 | 01-NOV-2025 | 653.00
| SMT1000RMI2U | APC Smart-UPS 1000VA LCD RM 2U 230V | https://www.se.com/us/en/product/SMT1000RMI2U | 230 AC 1 PH | 230 AC 1 PH | 9.84x23.62x23.62(in) 25.00x60.00x60.00(cent) | 30.40(kilos) 67.03(lbs) | 16 |  | 731304284741 | NAM CERTIFIED PARTNER USD | 16-SEP-2025 | 831.00 | 01-NOV-2025 | 881.00
| SMT1500C | APC Smart-UPS 1500VA LCD 120V with SmartConnect | https://www.se.com/us/en/product/SMT1500C | 120 AC 1 PH | 120 AC 1 PH | 12.99x12.99x23.23(in) 33.00x33.00x59.00(cent) | 27.18(kilos) 59.93(lbs) |  |  | 731304322795 | NAM CERTIFIED PARTNER USD | 16-SEP-2025 | 600.00 | 01-NOV-2025 | 636.00
| SMT1500CNC | APC Smart-UPS 1500VA LCD 120V with SmartConnect Port and Network Card | https://www.se.com/us/en/product/SMT1500CNC | 120 AC 1 PH | 120 AC 1 PH | 12.99x12.99x23.23(in) 33.00x33.00x59.00(cent) | 27.28(kilos) 60.15(lbs) |  |  | 731304450801 | NAM CERTIFIED PARTNER USD | 16-SEP-2025 | 1090.00 | 01-NOV-2025 | 1155.00
| SMT1500CUS | APC Smart-UPS 1500VA LCD 120V with SmartConnect TAA-Compliant | https://www.se.com/us/en/product/SMT1500CUS | 120 AC 1 PH | 120 AC 1 PH | 12.99x12.99x23.23(in) 33.00x33.00x59.00(cent) | 27.18(kilos) 59.93(lbs) |  |  | 731304424413 | NAM CERTIFIED PARTNER USD | 16-SEP-2025 | 938.00 | 01-NOV-2025 | 994.00
| SMT1500I | APC Smart-UPS 1500VA LCD 230V | https://www.se.com/us/en/product/SMT1500I | 230 AC 1 PH | 230 AC 1 PH | 12.91x23.43x14.80(in) 32.80x59.50x37.60(cent) | 27.23(kilos) 60.04(lbs) | 9 |  | 731304268680 | NAM CERTIFIED PARTNER USD | 16-SEP-2025 | 842.00 | 01-NOV-2025 | 893.00
| SMT1500J | APC Smart-UPS 1500VA LCD 100V | https://www.se.com/us/en/product/SMT1500J | 100 AC 1 PH | 100 AC 1 PH | 14.80x12.91x23.43(in) 37.60x32.80x59.50(cent) | 28.00(kilos) 61.74(lbs) |  |  | 731304290889 | NAM CERTIFIED PARTNER USD | 16-SEP-2025 | 1025.00 | 01-NOV-2025 | 1085.00
| SMT1500RM1UC | APC Smart-UPS with SmartConnect 1500VA RM 1U 120V | https://www.se.com/us/en/product/SMT1500RM1UC | 120 AC 1 PH | 120 AC 1 PH | 7.87x22.64x31.26(in) 20.00x57.50x79.40(cent) | 29.09(kilos) 64.14(lbs) |  |  | 731304426240 | NAM CERTIFIED PARTNER USD | 16-SEP-2025 | 1095.00 | 01-NOV-2025 | 1165.00
| SMT1500RM2UC | APC Smart-UPS 1500VA LCD RM 2U 120V with SmartConnect | https://www.se.com/us/en/product/SMT1500RM2UC | 120 AC 1 PH | 120 AC 1 PH | 9.25x23.23x24.02(in) 23.50x59.00x61.00(cent) | 32.12(kilos) 70.82(lbs) |  |  | 731304322801 | NAM CERTIFIED PARTNER USD | 16-SEP-2025 | 827.00 | 01-NOV-2025 | 876.00
| SMT1500RM2UCNC | APC Smart-UPS 1500VA LCD RM 2U 120V with SmartConnect Port and Network Card | https://www.se.com/us/en/product/SMT1500RM2UCNC | 120 AC 1 PH | 120 AC 1 PH | 9.25x23.23x24.02(in) 23.50x59.00x61.00(cent) | 32.22(kilos) 71.05(lbs) |  |  | 731304450795 | NAM CERTIFIED PARTNER USD | 16-SEP-2025 | 1315.00 | 01-NOV-2025 | 1395.00
| SMT1500RM2UCNCUS | APC Smart-UPS 1500VA LCD RM 2U 120V SmartConnect and Network Card TAA-Compliant | https://www.se.com/us/en/product/SMT1500RM2UCNCUS | 120 AC 1 PH | 120 AC 1 PH | 9.25x23.23x24.02(in) 23.50x59.00x61.00(cent) | 32.22(kilos) 71.05(lbs) |  |  | 731304740490 | NAM CERTIFIED PARTNER USD | 16-SEP-2025 | 1380.00 | 01-NOV-2025 | 1460.00
| SMT1500RM2UCUS | APC Smart-UPS 1500VA LCD RM 2U 120V with SmartConnect TAA-Compliant | https://www.se.com/us/en/product/SMT1500RM2UCUS | 120 AC 1 PH | 120 AC 1 PH | 9.25x23.23x24.02(in) 23.50x59.00x61.00(cent) | 32.12(kilos) 70.82(lbs) |  |  | 731304424420 | NAM CERTIFIED PARTNER USD | 16-SEP-2025 | 1175.00 | 01-NOV-2025 | 1245.00
| SMT1500RMI1U | APC Smart-UPS 1500VA LCD RM 1U 230V | https://www.se.com/us/en/product/SMT1500RMI1U | 230 AC 1 PH | 230 AC 1 PH | 7.87x31.26x22.64(in) 20.00x79.40x57.50(cent) | 29.09(kilos) 64.14(lbs) | 5 |  | 731304299400 | NAM CERTIFIED PARTNER USD | 16-SEP-2025 | 1290.00 | 01-NOV-2025 | 1365.00
| SMT1500RMI2U | APC Smart-UPS 1500VA LCD RM 2U 230V | https://www.se.com/us/en/product/SMT1500RMI2U | 230 AC 1 PH | 230 AC 1 PH | 9.88x23.74x23.39(in) 25.10x60.30x59.40(cent) | 31.91(kilos) 70.36(lbs) | 8 |  | 731304284758 | NAM CERTIFIED PARTNER USD | 16-SEP-2025 | 1115.00 | 01-NOV-2025 | 1185.00
| SMT1500RMI2UC | APC Smart-UPS 1500VA LCD RM 2U 230V with SmartConnect | https://www.se.com/us/en/product/SMT1500RMI2UC | 230 AC 1 PH | 230 AC 1 PH | 9.88x23.75x23.38(in) 25.10x60.33x59.39(cent) | 38.24(kilos) 84.32(lbs) |  |  | 731304333005 | NAM CERTIFIED PARTNER USD | 16-SEP-2025 | 919.00 | 01-NOV-2025 | 974.00
| SMT1500RMI2UNC | APC Smart-UPS 1500VA LCD RM 2U 230V with Network Card | https://www.se.com/us/en/product/SMT1500RMI2UNC | 230 AC 1 PH | 230 AC 1 PH | 9.88x23.39x23.74(in) 25.10x59.40x60.30(cent) | 31.84(kilos) 70.21(lbs) |  |  | 731304327684 | NAM CERTIFIED PARTNER USD | 16-SEP-2025 | 1680.00 | 01-NOV-2025 | 1780.00
| SMT1500RMJ2U | APC Smart-UPS 1500VA LCD RM 2U 100V | https://www.se.com/us/en/product/SMT1500RMJ2U | 100 AC 1 PH | 100 AC 1 PH | 9.88x23.39x23.74(in) 25.10x59.40x60.30(cent) | 33.00(kilos) 72.77(lbs) |  |  | 731304290445 | NAM CERTIFIED PARTNER USD | 16-SEP-2025 | 1135.00 | 01-NOV-2025 | 1200.00
| SMT1500RMX93 | APC Smart -UPS 1500VA RM 2U 120V Shipboard | https://www.se.com/us/en/product/SMT1500RMX93 | 120 AC 1 PH | 120 AC 1 PH | 9.25x23.23x24.02(in) 23.50x59.00x61.00(cent) | 26.50(kilos) 58.43(lbs) |  |  | 731304433651 | NAM CERTIFIED PARTNER USD | 16-SEP-2025 | 1370.00 | 01-NOV-2025 | 1505.00
| SMT1500X93 | APC Smart-UPS 1500VA 120V Shipboard | https://www.se.com/us/en/product/SMT1500X93 | 120 AC 1 PH | 120 AC 1 PH | 12.99x12.99x23.23(in) 33.00x33.00x59.00(cent) | 24.60(kilos) 54.24(lbs) |  |  | 731304433644 | NAM CERTIFIED PARTNER USD | 16-SEP-2025 | 1280.00 | 01-NOV-2025 | 1405.00
| SMT2200C | APC Smart-UPS 2200VA LCD 120V with SmartConnect | https://www.se.com/us/en/product/SMT2200C | 120 AC 1 PH | 120 AC 1 PH | 22.01x15.00x30.00(in) 55.90x38.10x76.20(cent) | 60.91(kilos) 134.31(lbs) |  |  | 731304331049 | NAM CERTIFIED PARTNER USD | 16-SEP-2025 | 1205.00 | 01-NOV-2025 | 1275.00
| SMT2200CUS | APC Smart-UPS 2200VA LCD 120V with SmartConnect TAA-Compliant | https://www.se.com/us/en/product/SMT2200CUS | 120 AC 1 PH | 120 AC 1 PH | 22.01x15.00x30.00(in) 55.90x38.10x76.20(cent) | 60.91(kilos) 134.31(lbs) |  |  | 731304740551 | NAM CERTIFIED PARTNER USD | 16-SEP-2025 | 1480.00 | 01-NOV-2025 | 1570.00
| SMT2200IC | APC Smart-UPS 2200VA LCD 230V with SmartConnect | https://www.se.com/us/en/product/SMT2200IC | 230 AC 1 PH | 230 AC 1 PH | 30.00x27.52x15.00(in) 76.20x69.90x38.10(cent) | 61.77(kilos) 136.20(lbs) |  |  | 731304337317 | NAM CERTIFIED PARTNER USD | 16-SEP-2025 | 1510.00 | 01-NOV-2025 | 1605.00
| SMT2200J | APC Smart-UPS 2200VA LCD 100V | https://www.se.com/us/en/product/SMT2200J | 100 AC 1 PH | 100 AC 1 PH | 22.01x15.00x30.00(in) 55.90x38.10x76.20(cent) | 64.00(kilos) 141.12(lbs) |  |  | 731304291756 | NAM CERTIFIED PARTNER USD | 16-SEP-2025 | 1645.00 | 01-NOV-2025 | 1740.00
| SMT2200R2X658 | APC Smart-UPS 2200VA LCD RM 2U 120V with Network Card and 2 Post Rack Kit | https://www.se.com/us/en/product/SMT2200R2X658 | 120 AC 1 PH | 120 AC 1 PH | 10.00x23.62x38.58(in) 25.40x60.00x98.00(cent) | 49.73(kilos) 109.65(lbs) |  |  | 731304293330 | NAM CERTIFIED PARTNER USD | 16-SEP-2025 | 1520.00 | 01-NOV-2025 | 1670.00
| SMT2200RM2U | APC Smart-UPS 2200VA LCD RM 2U 120V | https://www.se.com/us/en/product/SMT2200RM2U | 120 AC 1 PH | 120 AC 1 PH | 10.00x23.62x38.58(in) 25.40x60.00x98.00(cent) | 49.73(kilos) 109.65(lbs) |  |  | 731304279532 | NAM CERTIFIED PARTNER USD | 16-SEP-2025 | 1265.00 | 01-NOV-2025 | 1340.00
| SMT2200RM2UC | APC Smart-UPS 2200VA LCD RM 2U 120V with SmartConnect | https://www.se.com/us/en/product/SMT2200RM2UC | 120 AC 1 PH | 120 AC 1 PH | 10.00x23.62x38.58(in) 25.40x60.00x98.00(cent) | 49.73(kilos) 109.65(lbs) |  |  | 731304331056 | NAM CERTIFIED PARTNER USD | 16-SEP-2025 | 1580.00 | 01-NOV-2025 | 1675.00
| SMT2200RM2UCUS | APC Smart-UPS 2200VA LCD RM 2U 120V with SmartConnect TAA-Compliant | https://www.se.com/us/en/product/SMT2200RM2UCUS | 120 AC 1 PH | 120 AC 1 PH | 10.00x23.62x38.58(in) 25.40x60.00x98.00(cent) | 49.73(kilos) 109.65(lbs) |  |  | 731304740506 | NAM CERTIFIED PARTNER USD | 16-SEP-2025 | 1660.00 | 01-NOV-2025 | 1760.00
| SMT2200RM2UNC | APC Smart-UPS 2200VA LCD RM 2U 120V with Network Card | https://www.se.com/us/en/product/SMT2200RM2UNC | 120 AC 1 PH | 120 AC 1 PH | 10.00x23.62x38.58(in) 25.40x60.00x98.00(cent) | 49.72(kilos) 109.63(lbs) |  |  | 731304332763 | NAM CERTIFIED PARTNER USD | 16-SEP-2025 | 2230.00 | 01-NOV-2025 | 2365.00
| SMT2200RM2UNCUS | APC Smart-UPS 2200VA LCD RM 2U 120V SmartConnect and Network Card TAA-Compliant | https://www.se.com/us/en/product/SMT2200RM2UNCUS | 120 AC 1 PH | 120 AC 1 PH | 10.00x23.62x38.58(in) 25.40x60.00x98.00(cent) | 49.72(kilos) 109.63(lbs) |  |  | 731304740513 | NAM CERTIFIED PARTNER USD | 16-SEP-2025 | 2340.00 | 01-NOV-2025 | 2480.00
| SMT2200RMI2UNC | APC Smart-UPS 2200VA LCD RM 2U 230V with Network Card | https://www.se.com/us/en/product/SMT2200RMI2UNC | 230 AC 1 PH | 230 AC 1 PH | 10.00x23.62x38.58(in) 25.40x60.00x98.00(cent) | 49.63(kilos) 109.43(lbs) |  |  | 731304327691 | NAM CERTIFIED PARTNER USD | 16-SEP-2025 | 2960.00 | 01-NOV-2025 | 3140.00
| SMT2200RMUS | APC Smart-UPS 2200VA LCD RM 2U 120V TAA | https://www.se.com/us/en/product/SMT2200RMUS | 120 AC 1 PH | 120 AC 1 PH | 10.00x23.62x38.58(in) 25.40x60.00x98.00(cent) | 49.73(kilos) 109.65(lbs) |  |  | 731304305613 | NAM CERTIFIED PARTNER USD | 16-SEP-2025 | 1820.00 | 01-NOV-2025 | 1930.00
| SMT2200US | APC Smart-UPS 2200VA LCD 120V TAA | https://www.se.com/us/en/product/SMT2200US | 120 AC 1 PH | 120 AC 1 PH | 22.01x15.00x30.00(in) 55.90x38.10x76.20(cent) | 60.91(kilos) 134.31(lbs) |  |  | 731304305620 | NAM CERTIFIED PARTNER USD | 16-SEP-2025 | 1480.00 | 01-NOV-2025 | 1570.00
| SMT3000C | APC Smart-UPS 3000VA LCD 120V with SmartConnect | https://www.se.com/us/en/product/SMT3000C | 120 AC 1 PH | 120 AC 1 PH | 22.01x15.00x30.00(in) 55.90x38.10x76.20(cent) | 60.91(kilos) 134.31(lbs) |  |  | 731304331063 | NAM CERTIFIED PARTNER USD | 16-SEP-2025 | 1710.00 | 01-NOV-2025 | 1815.00
| SMT3000CUS | APC Smart-UPS 3000VA LCD 120V with SmartConnect TAA-Compliant | https://www.se.com/us/en/product/SMT3000CUS | 120 AC 1 PH | 120 AC 1 PH | 22.01x15.00x30.00(in) 55.90x38.10x76.20(cent) | 60.91(kilos) 134.31(lbs) |  |  | 731304740520 | NAM CERTIFIED PARTNER USD | 16-SEP-2025 | 1795.00 | 01-NOV-2025 | 1905.00
| SMT3000RM2U | APC Smart-UPS 3000VA LCD RM 2U 120V | https://www.se.com/us/en/product/SMT3000RM2U | 120 AC 1 PH | 120 AC 1 PH | 10.00x23.62x38.58(in) 25.40x60.00x98.00(cent) | 51.70(kilos) 114.00(lbs) |  |  | 731304279549 | NAM CERTIFIED PARTNER USD | 16-SEP-2025 | 1475.00 | 01-NOV-2025 | 1565.00
| SMT3000RM2UC | APC Smart-UPS 3000VA LCD RM 2U 120V with SmartConnect | https://www.se.com/us/en/product/SMT3000RM2UC | 120 AC 1 PH | 120 AC 1 PH | 10.00x23.62x38.58(in) 25.40x60.00x98.00(cent) | 51.70(kilos) 114.00(lbs) |  |  | 731304331070 | NAM CERTIFIED PARTNER USD | 16-SEP-2025 | 1845.00 | 01-NOV-2025 | 1955.00
| SMT3000RM2UCUS | APC Smart-UPS 3000VA LCD RM 2U 120V with SmartConnect TAA-Compliant | https://www.se.com/us/en/product/SMT3000RM2UCUS | 120 AC 1 PH | 120 AC 1 PH | 10.00x23.62x38.58(in) 25.40x60.00x98.00(cent) | 51.70(kilos) 114.00(lbs) |  |  | 731304740537 | NAM CERTIFIED PARTNER USD | 16-SEP-2025 | 1935.00 | 01-NOV-2025 | 2050.00
| SMT3000RM2UNC | APC Smart-UPS 3000VA LCD RM 2U 120V with Network Card | https://www.se.com/us/en/product/SMT3000RM2UNC | 120 AC 1 PH | 120 AC 1 PH | 10.00x23.62x38.58(in) 25.40x60.00x98.00(cent) | 51.68(kilos) 113.95(lbs) |  | 8 | 731304332770 | NAM CERTIFIED PARTNER USD | 16-SEP-2025 | 2000.00 | 01-NOV-2025 | 2120.00
| SMT3000RM2UNCUS | APC Smart-UPS 3000VA LCD RM 2U 120V SmartConnect and Network Card TAA-Compliant | https://www.se.com/us/en/product/SMT3000RM2UNCUS | 120 AC 1 PH | 120 AC 1 PH | 10.00x23.62x38.58(in) 25.40x60.00x98.00(cent) | 51.68(kilos) 113.95(lbs) |  |  | 731304740544 | NAM CERTIFIED PARTNER USD | 16-SEP-2025 | 2100.00 | 01-NOV-2025 | 2225.00
| SMT3000RMI2U | APC Smart-UPS 3000VA LCD RM 2U 230V | https://www.se.com/us/en/product/SMT3000RMI2U | 230 AC 1 PH | 230 AC 1 PH | 10.24x38.60x23.62(in) 26.00x98.04x60.00(cent) | 53.00(kilos) 116.87(lbs) | 4 |  | 731304284642 | NAM CERTIFIED PARTNER USD | 16-SEP-2025 | 3575.00 | 01-NOV-2025 | 3790.00
| SMT3000RMI2UNC | APC Smart-UPS 3000VA LCD RM 2U 230V with Network Card | https://www.se.com/us/en/product/SMT3000RMI2UNC | 230 AC 1 PH | 230 AC 1 PH | 9.65x38.78x23.62(in) 24.50x98.50x60.00(cent) | 52.92(kilos) 116.70(lbs) |  |  | 731304327707 | NAM CERTIFIED PARTNER USD | 16-SEP-2025 | 2990.00 | 01-NOV-2025 | 3170.00
| SMT3000RMJ2U | APC Smart-UPS 3000VA RM 2U LCD 100V | https://www.se.com/us/en/product/SMT3000RMJ2U | 100 AC 1 PH | 100 AC 1 PH | 10.00x23.62x38.58(in) 25.40x60.00x98.00(cent) | 52.00(kilos) 114.66(lbs) |  |  | 731304290896 | NAM CERTIFIED PARTNER USD | 16-SEP-2025 | 2505.00 | 01-NOV-2025 | 2655.00
| SMT3000RMT2U | APC Smart-UPS 3000VA RM 2U LCD 208V | https://www.se.com/us/en/product/SMT3000RMT2U | 208 AC 1 PH | 208 AC 1 PH | 10.00x23.62x38.58(in) 25.40x60.00x98.00(cent) | 51.70(kilos) 114.00(lbs) |  |  | 731304279556 | NAM CERTIFIED PARTNER USD | 16-SEP-2025 | 2310.00 | 01-NOV-2025 | 2450.00
| SMT3000RMUS | APC Smart-UPS 3000VA LCD RM 2U 120V TAA | https://www.se.com/us/en/product/SMT3000RMUS | 120 AC 1 PH | 120 AC 1 PH | 10.00x23.62x38.58(in) 25.40x60.00x98.00(cent) | 51.70(kilos) 114.00(lbs) |  |  | 731304305637 | NAM CERTIFIED PARTNER USD | 16-SEP-2025 | 2230.00 | 01-NOV-2025 | 2360.00
| SMTL2K2RM2UCL | APC Smart-UPS, Lithium-Ion, 2200VA, 120V with SmartConnect Port and L5-20R | https://www.se.com/us/en/product/SMTL2K2RM2UCL | 120 AC 1 PH,110 | 120 AC 1 PH,110 | 10.00x23.62x38.58(in) 25.40x60.00x98.00(cent) | 40.69(kilos) 89.72(lbs) |  |  | 731304450740 | NAM CERTIFIED PARTNER USD | 16-SEP-2025 | 2960.00 | 01-NOV-2025 | 3135.00
| SMTL2K2RM2UCLNC | APC Smart-UPS, Lithium-Ion, 2200VA, 120V with SmartConnect Port, Network Card and L5-20R | https://www.se.com/us/en/product/SMTL2K2RM2UCLNC | 120 AC 1 PH,110 | 120 AC 1 PH,110 | 10.00x23.62x38.58(in) 25.40x60.00x98.00(cent) | 40.69(kilos) 89.72(lbs) |  |  | 731304450757 | NAM CERTIFIED PARTNER USD | 16-SEP-2025 | 3500.00 | 01-NOV-2025 | 3710.00
| SMTL2USF | Stabilizing Feet for SMTL 1000/750VA | https://www.se.com/us/en/product/SMTL2USF |  |  | 5.16x8.35x6.34(in) 13.10x21.20x16.10(cent) | 0.36(kilos) 0.78(lbs) |  |  | 731304424482 | NAM CERTIFIED PARTNER USD | 16-SEP-2025 | 13.00 | 01-NOV-2025 | 14.25
| SMTL3KRM2UCL | APC Smart-UPS, Lithium-Ion, 3000VA, 120V with SmartConnect Port and L5-30R | https://www.se.com/us/en/product/SMTL3KRM2UCL | 120 AC 1 PH | 120 AC 1 PH | 10.00x24.02x38.58(in) 25.40x61.00x98.00(cent) | 42.66(kilos) 94.07(lbs) |  |  | 731304450764 | NAM CERTIFIED PARTNER USD | 16-SEP-2025 | 3370.00 | 01-NOV-2025 | 3570.00
| SMTL3KRM2UCLNC | APC Smart-UPS, Lithium-Ion, 3000VA, 120V with SmartConnect Port, Network Card and L5-30R | https://www.se.com/us/en/product/SMTL3KRM2UCLNC | 120 AC 1 PH,110 | 120 AC 1 PH,110 | 10.00x24.41x38.58(in) 25.40x62.00x98.00(cent) | 42.66(kilos) 94.07(lbs) |  |  | 731304450771 | NAM CERTIFIED PARTNER USD | 16-SEP-2025 | 3910.00 | 01-NOV-2025 | 4145.00
| SMTL3USF | Stabilizing Feet for SMTL 1500VA | https://www.se.com/us/en/product/SMTL3USF |  |  | 5.55x10.19x7.19(in) 14.10x25.87x18.25(cent) | 0.41(kilos) 0.91(lbs) |  |  | 731304424499 | NAM CERTIFIED PARTNER USD | 16-SEP-2025 | 15.75 | 01-NOV-2025 | 17.25
| SMTL750RM2UC | APC Smart-UPS Lithium Ion, Short Depth 750VA, 120V with SmartConnect | https://www.se.com/us/en/product/SMTL750RM2UC | 120 AC 1 PH | 120 AC 1 PH | 9.02x22.99x18.58(in) 22.90x58.40x47.20(cent) | 17.69(kilos) 39.01(lbs) |  |  | 731304341994 | NAM CERTIFIED PARTNER USD | 16-SEP-2025 | 1060.00 | 01-NOV-2025 | 1120.00
| SMTL750RM2UCNC | APC Smart-UPS, Lithium-Ion, Short Depth 750VA, 120V with SmartConnect Port and Network Management | https://www.se.com/us/en/product/SMTL750RM2UCNC | 120 AC 1 PH | 120 AC 1 PH | 9.02x22.99x18.58(in) 22.90x58.40x47.20(cent) | 17.69(kilos) 39.01(lbs) |  |  | 731304435488 | NAM CERTIFIED PARTNER USD | 16-SEP-2025 | 1600.00 | 01-NOV-2025 | 1695.00
| SMTL750RM2UCUS | APC Smart-UPS Lithium Ion 750VA Short Depth RM 120V SmartConnect TAA-Compliant | https://www.se.com/us/en/product/SMTL750RM2UCUS | 120 AC 1 PH | 120 AC 1 PH | 9.02x22.99x18.58(in) 22.90x58.40x47.20(cent) | 17.69(kilos) 39.01(lbs) |  |  | 731304740704 | NAM CERTIFIED PARTNER USD | 16-SEP-2025 | 1110.00 | 01-NOV-2025 | 1175.00
| SMTL1000RM2UC | APC Smart-UPS Lithium Ion, Short Depth 1000VA, 120V with SmartConnect | https://www.se.com/us/en/product/SMTL1000RM2UC | 120 AC 1 PH | 120 AC 1 PH | 9.02x22.99x18.58(in) 22.90x58.40x47.20(cent) | 18.60(kilos) 41.01(lbs) |  |  | 731304341987 | NAM CERTIFIED PARTNER USD | 16-SEP-2025 | 1590.00 | 01-NOV-2025 | 1685.00
| SMTL1000RM2UCNC | APC Smart-UPS, Lithium-Ion, Short Depth 1000VA, 120V with SmartConnect Port and Network Management | https://www.se.com/us/en/product/SMTL1000RM2UCNC | 120 AC 1 PH | 120 AC 1 PH | 9.02x22.99x1.86(in) 22.90x58.40x4.72(cent) | 18.60(kilos) 41.01(lbs) |  |  | 731304435464 | NAM CERTIFIED PARTNER USD | 16-SEP-2025 | 2130.00 | 01-NOV-2025 | 2260.00
| SMTL1000RM2UCUS | APC Smart-UPS Lithium Ion 1000VA Short Depth RM 120V SmartConnect TAA-Compliant | https://www.se.com/us/en/product/SMTL1000RM2UCUS | 120 AC 1 PH | 120 AC 1 PH | 9.02x22.99x18.58(in) 22.90x58.40x47.20(cent) | 18.60(kilos) 41.01(lbs) |  |  | 731304740643 | NAM CERTIFIED PARTNER USD | 16-SEP-2025 | 1670.00 | 01-NOV-2025 | 1770.00
| SMTL1500RM3UC | APC Smart-UPS Lithium Ion, Short Depth 1500VA, 120V with SmartConnect | https://www.se.com/us/en/product/SMTL1500RM3UC | 120 AC 1 PH | 120 AC 1 PH | 10.98x22.99x17.64(in) 27.90x58.40x44.80(cent) | 22.68(kilos) 50.01(lbs) |  |  | 731304339632 | NAM CERTIFIED PARTNER USD | 16-SEP-2025 | 1930.00 | 01-NOV-2025 | 2045.00
| SMTL1500RM3UCNC | APC Smart-UPS, Lithium-Ion, Short Depth 1500VA, 120V with SmartConnect Port and Network Management | https://www.se.com/us/en/product/SMTL1500RM3UCNC | 120 AC 1 PH | 120 AC 1 PH | 10.98x22.99x17.64(in) 27.90x58.40x44.80(cent) | 22.68(kilos) 50.01(lbs) |  |  | 731304435471 | NAM CERTIFIED PARTNER USD | 16-SEP-2025 | 2470.00 | 01-NOV-2025 | 2620.00
| SMTL1500RM3UCUS | APC Smart-UPS Lithium Ion 1500VA Short Depth RM 120V SmartConnect TAA-Compliant | https://www.se.com/us/en/product/SMTL1500RM3UCUS | 120 AC 1 PH | 120 AC 1 PH | 10.98x22.99x17.64(in) 27.90x58.40x44.80(cent) | 22.68(kilos) 50.01(lbs) |  |  | 731304740650 | NAM CERTIFIED PARTNER USD | 16-SEP-2025 | 2025.00 | 01-NOV-2025 | 2150.00
| SMTL2200RM2UC | APC Smart-UPS, Lithium-Ion, 2200VA, 120V with SmartConnect Port | https://www.se.com/us/en/product/SMTL2200RM2UC | 120 AC 1 PH | 120 AC 1 PH | 10.00x23.62x38.58(in) 25.40x60.00x98.00(cent) | 42.66(kilos) 94.07(lbs) |  |  | 731304429098 | NAM CERTIFIED PARTNER USD | 16-SEP-2025 | 2940.00 | 01-NOV-2025 | 3115.00
| SMTL2200RM2UCNC | APC Smart-UPS, Lithium-Ion, 2200VA, 120V with SmartConnect Port and Network Card | https://www.se.com/us/en/product/SMTL2200RM2UCNC | 120 AC 1 PH | 120 AC 1 PH | 10.00x23.62x38.58(in) 25.40x60.00x98.00(cent) | 40.69(kilos) 89.72(lbs) |  |  | 731304429111 | NAM CERTIFIED PARTNER USD | 16-SEP-2025 | 3495.00 | 01-NOV-2025 | 3705.00
| SMTL2200RM2UCNCUS | APC Smart-UPS Lithium Ion 22000VA RM 120V SmartConnect NetworkCard TAA-Compliant | https://www.se.com/us/en/product/SMTL2200RM2UCNCUS | 120 AC 1 PH | 120 AC 1 PH | 10.00x23.62x38.58(in) 25.40x60.00x98.00(cent) | 40.69(kilos) 89.72(lbs) |  |  | 731304740667 | NAM CERTIFIED PARTNER USD | 16-SEP-2025 | 3670.00 | 01-NOV-2025 | 3890.00
| SMTL2200RM2UCUS | APC Smart-UPS Lithium Ion 22000VA RM 120V SmartConnect TAA-Compliant | https://www.se.com/us/en/product/SMTL2200RM2UCUS | 120 AC 1 PH | 120 AC 1 PH | 10.00x23.62x38.58(in) 25.40x60.00x98.00(cent) | 42.66(kilos) 94.07(lbs) |  |  | 731304740674 | NAM CERTIFIED PARTNER USD | 16-SEP-2025 | 3085.00 | 01-NOV-2025 | 3270.00
| SMTL3000RM2UC | APC Smart-UPS, Lithium-Ion, 3000VA, 120V with SmartConnect Port | https://www.se.com/us/en/product/SMTL3000RM2UC | 120 AC 1 PH | 120 AC 1 PH | 10.00x23.62x38.58(in) 25.40x60.00x98.00(cent) | 42.66(kilos) 94.07(lbs) |  |  | 731304429081 | NAM CERTIFIED PARTNER USD | 16-SEP-2025 | 3365.00 | 01-NOV-2025 | 3565.00
| SMTL3000RM2UCNC | APC Smart-UPS, Lithium-Ion, 3000VA, 120V with SmartConnect Port and Network Card | https://www.se.com/us/en/product/SMTL3000RM2UCNC | 120 AC 1 PH | 120 AC 1 PH | 10.00x23.62x38.58(in) 25.40x60.00x98.00(cent) | 42.66(kilos) 94.07(lbs) |  |  | 731304429104 | NAM CERTIFIED PARTNER USD | 16-SEP-2025 | 3920.00 | 01-NOV-2025 | 4155.00
| SMTL3000RM2UCNCUS | APC Smart-UPS Lithium Ion 3000VA RM 120V SmartConnect NetworkCard TAA-Compliant | https://www.se.com/us/en/product/SMTL3000RM2UCNCUS | 120 AC 1 PH | 120 AC 1 PH | 10.00x23.62x38.58(in) 25.40x60.00x98.00(cent) | 42.66(kilos) 94.07(lbs) |  |  | 731304740681 | NAM CERTIFIED PARTNER USD | 16-SEP-2025 | 4120.00 | 01-NOV-2025 | 4365.00
| SMTL3000RM2UCUS | APC Smart-UPS Lithium Ion 3000VA RM 120V SmartConnect TAA-Compliant | https://www.se.com/us/en/product/SMTL3000RM2UCUS | 120 AC 1 PH | 120 AC 1 PH | 10.00x23.62x38.58(in) 25.40x60.00x98.00(cent) | 42.66(kilos) 94.07(lbs) |  |  | 731304740698 | NAM CERTIFIED PARTNER USD | 16-SEP-2025 | 3530.00 | 01-NOV-2025 | 3745.00
| SMX2KR2UNCX145 | APC SMART-UPS X 2000VA RACK/TOWER LCD 100-127V WITH NETWORK CARD & 10FT INPUT CORD & NEMA 5-20P | https://www.se.com/us/en/product/SMX2KR2UNCX145 | 120 AC 1 PH | 120 AC 1 PH | 9.57x23.46x34.21(in) 24.30x59.60x86.90(cent) | 45.36(kilos) 100.02(lbs) |  |  | 731304343271 | NAM CERTIFIED PARTNER USD | 16-SEP-2025 | 1835.00 | 01-NOV-2025 | 2020.00
| SMX2KR2UX145 | APC Smart-UPS X 2000VA Rack/Tower LCD 100-127V with 10 FT Input Cord | https://www.se.com/us/en/product/SMX2KR2UX145 | 120 AC 1 PH | 120 AC 1 PH | 9.57x23.46x34.21(in) 24.30x59.60x86.90(cent) | 45.26(kilos) 99.80(lbs) |  |  | 731304405269 | NAM CERTIFIED PARTNER USD | 16-SEP-2025 | 1655.00 | 01-NOV-2025 | 1820.00
| SMX2KRMLVNCUS | APC Smart-UPS X 2000VA Rack/Tower LCD 100-127V with Network Card TAA | https://www.se.com/us/en/product/SMX2KRMLVNCUS | 120 AC | 120 AC 1 PH | 9.57x23.46x34.21(in) 24.30x59.60x86.90(cent) | 45.36(kilos) 100.02(lbs) |  |  | 731304340386 | NAM CERTIFIED PARTNER USD | 16-SEP-2025 | 2570.00 | 01-NOV-2025 | 2725.00
| SMX3KR2UNCX145 | APC Smart-UPS X 3000VA Rack/Tower LCD 100-127V with Network Card & 10 FT Input Cord | https://www.se.com/us/en/product/SMX3KR2UNCX145 | 120 AC 1 PH | 120 AC 1 PH | 9.57x23.46x34.21(in) 24.30x59.60x86.90(cent) | 45.26(kilos) 99.80(lbs) |  |  | 731304402800 | NAM CERTIFIED PARTNER USD | 16-SEP-2025 | 2325.00 | 01-NOV-2025 | 2555.00
| SMX3KRMLVNCUS | APC Smart-UPS X 3000VA Rack/Tower LCD 100-127V with Network Card TAA | https://www.se.com/us/en/product/SMX3KRMLVNCUS | 120 AC | 120 AC 1 PH | 9.57x23.46x34.21(in) 24.30x59.60x86.90(cent) | 45.36(kilos) 100.02(lbs) |  |  | 731304340430 | NAM CERTIFIED PARTNER USD | 16-SEP-2025 | 2995.00 | 01-NOV-2025 | 3175.00
| SMX48RMBP2U | APC Smart-UPS X-Series 48V External Battery Pack Rack/Tower | https://www.se.com/us/en/product/SMX48RMBP2U | 48 DC |  | 9.84x24.41x23.23(in) 25.00x62.00x59.00(cent) | 35.43(kilos) 78.11(lbs) | 4 |  | 731304268611 | NAM CERTIFIED PARTNER USD | 16-SEP-2025 | 683.00 | 01-NOV-2025 | 724.00
| SMX48RMBP2US | APC Smart-UPS X-Series 48V External Battery Pack Rack/Tower TAA | https://www.se.com/us/en/product/SMX48RMBP2US | 48 DC |  | 9.69x23.19x24.41(in) 24.60x58.90x62.00(cent) | 35.43(kilos) 78.12(lbs) |  |  | 731304401643 | NAM CERTIFIED PARTNER USD | 16-SEP-2025 | 710.00 | 01-NOV-2025 | 752.00
| SMX039-2 | APC Smart-UPS X 48V Battery Extension Cable | https://www.se.com/us/en/product/SMX039-2 |  |  | 8.82x2.52x6.81(in) 22.40x6.40x17.30(cent) | 0.91(kilos) 2.00(lbs) | 500 |  | 731304269045 | NAM CERTIFIED PARTNER USD | 16-SEP-2025 | 110.00 | 01-NOV-2025 | 117.00
| SMX040 | APC Smart-UPS X 120V Battery Pack Extension Cable | https://www.se.com/us/en/product/SMX040 |  |  | 5.00x9.76x7.01(in) 12.70x24.80x17.80(cent) | 0.91(kilos) 2.01(lbs) |  |  | 731304289975 | NAM CERTIFIED PARTNER USD | 16-SEP-2025 | 127.00 | 01-NOV-2025 | 135.00
| SMX120BP | APC Smart-UPS X 120V Short Depth External Battery Pack Tower/Rack Convertible | https://www.se.com/us/en/product/SMX120BP |  |  | 12.99x24.92x23.07(in) 33.00x63.30x58.60(cent) | 65.45(kilos) 144.32(lbs) |  |  | 731304292562 | NAM CERTIFIED PARTNER USD | 16-SEP-2025 | 851.00 | 01-NOV-2025 | 902.00
| SMX120RMBP2U | APC Smart-UPS X 120V External Battery Pack Rack/Tower | https://www.se.com/us/en/product/SMX120RMBP2U |  |  | 9.65x33.86x23.62(in) 24.50x86.00x60.00(cent) | 64.00(kilos) 141.12(lbs) | 2 |  | 731304295839 | NAM CERTIFIED PARTNER USD | 16-SEP-2025 | 1080.00 | 01-NOV-2025 | 1145.00
| SMX750C | APC Smart-UPS X 750VA Rack/Tower LCD 120V with SmartConnect | https://www.se.com/us/en/product/SMX750C | 120 AC 1 PH | 120 AC 1 PH | 23.19x9.69x24.41(in) 58.90x24.60x62.00(cent) | 26.50(kilos) 58.43(lbs) |  |  | 731304401100 | NAM CERTIFIED PARTNER USD | 16-SEP-2025 | 634.00 | 01-NOV-2025 | 672.00
| SMX750CNC | APC Smart-UPS X 750VA Rack/Tower LCD 120V with Network Card and SmartConnect | https://www.se.com/us/en/product/SMX750CNC | 120 AC 1 PH | 120 AC 1 PH | 23.19x9.69x24.41(in) 58.90x24.60x62.00(cent) | 26.50(kilos) 58.43(lbs) |  |  | 731304401117 | NAM CERTIFIED PARTNER USD | 16-SEP-2025 | 1205.00 | 01-NOV-2025 | 1275.00
| SMX750CUS | APC Smart-UPS X 750VA Rack/Tower LCD 120V with SmartConnect TAA-Compliant | https://www.se.com/us/en/product/SMX750CUS | 120 AC 1 PH | 120 AC 1 PH | 23.19x9.69x24.41(in) 58.90x24.60x62.00(cent) | 26.50(kilos) 58.43(lbs) |  |  | 731304424475 | NAM CERTIFIED PARTNER USD | 16-SEP-2025 | 815.00 | 01-NOV-2025 | 864.00
| SMX750I | APC Smart-UPS X 750VA Rack/Tower LCD 230V | https://www.se.com/us/en/product/SMX750I | 230 AC | 230 AC 1 PH | 9.84x24.41x23.23(in) 25.00x62.00x59.00(cent) | 26.44(kilos) 58.31(lbs) | 4 |  | 731304268581 | NAM CERTIFIED PARTNER USD | 16-SEP-2025 | 737.00 | 01-NOV-2025 | 782.00
| SMX750INC | APC Smart-UPS X 750VA Rack/TowerR LCD 230V with Networking Card | https://www.se.com/us/en/product/SMX750INC | 230 AC | 230 AC 1 PH | 9.69x23.19x24.41(in) 24.60x58.90x62.00(cent) | 26.44(kilos) 58.30(lbs) |  |  | 731304327745 | NAM CERTIFIED PARTNER USD | 16-SEP-2025 | 1320.00 | 01-NOV-2025 | 1395.00
| SMX1000C | APC Smart-UPS X 1000VA Rack/Tower LCD 120V with SmartConnect | https://www.se.com/us/en/product/SMX1000C | 120 AC 1 PH | 120 AC 1 PH | 23.19x9.69x24.41(in) 58.90x24.60x62.00(cent) | 27.32(kilos) 60.24(lbs) |  |  | 731304401124 | NAM CERTIFIED PARTNER USD | 16-SEP-2025 | 710.00 | 01-NOV-2025 | 753.00
| SMX1000CNC | APC Smart-UPS X 1000VA Tower/Rack 120V with Network Card and SmartConnect | https://www.se.com/us/en/product/SMX1000CNC | 120 AC 1 PH | 120 AC 1 PH | 23.19x9.69x24.41(in) 58.90x24.60x62.00(cent) | 27.32(kilos) 60.24(lbs) |  |  | 731304428114 | NAM CERTIFIED PARTNER USD | 16-SEP-2025 | 1330.00 | 01-NOV-2025 | 1410.00
| SMX1000CUS | APC Smart-UPS X 1000VA Rack/Tower LCD 120V with SmartConnect TAA-Compliant | https://www.se.com/us/en/product/SMX1000CUS | 120 AC 1 PH | 120 AC 1 PH | 23.19x9.69x24.41(in) 58.90x24.60x62.00(cent) | 27.32(kilos) 60.24(lbs) |  |  | 731304424444 | NAM CERTIFIED PARTNER USD | 16-SEP-2025 | 917.00 | 01-NOV-2025 | 972.00
| SMX1000I | APC Smart-UPS X 1000VA Rack/Tower LCD 230V | https://www.se.com/us/en/product/SMX1000I | 230 AC 1 PH | 230 AC 1 PH | 10.24x24.80x23.23(in) 26.00x63.00x59.00(cent) | 25.09(kilos) 55.33(lbs) | 2 |  | 731304268635 | NAM CERTIFIED PARTNER USD | 16-SEP-2025 | 923.00 | 01-NOV-2025 | 978.00
| SMX1500RM2UC | APC Smart-UPS X 1500VA Rack/Tower LCD 120V with SmartConnect | https://www.se.com/us/en/product/SMX1500RM2UC | 120 AC 1 PH | 120 AC 1 PH | 9.69x23.19x24.41(in) 24.60x58.90x62.00(cent) | 30.00(kilos) 66.15(lbs) |  |  | 731304401131 | NAM CERTIFIED PARTNER USD | 16-SEP-2025 | 957.00 | 01-NOV-2025 | 1015.00
| SMX1500RM2UCNC | APC Smart-UPS X 1500VA Rack/Tower LCD 120V with Network Card and SmartConnect | https://www.se.com/us/en/product/SMX1500RM2UCNC | 120 AC 1 PH | 120 AC 1 PH | 9.69x23.19x24.41(in) 24.60x58.90x62.00(cent) | 30.00(kilos) 66.15(lbs) |  |  | 731304401148 | NAM CERTIFIED PARTNER USD | 16-SEP-2025 | 1470.00 | 01-NOV-2025 | 1560.00
| SMX1500RM2UCNCUS | APC Smart-UPS X 1500VA Rack/Tower LCD 120V with Network Card & SmartConnect TAA-Compliant | https://www.se.com/us/en/product/SMX1500RM2UCNCUS | 120 AC 1 PH | 120 AC 1 PH | 9.69x23.19x24.41(in) 24.60x58.90x62.00(cent) | 30.00(kilos) 66.15(lbs) |  |  | 731304424451 | NAM CERTIFIED PARTNER USD | 16-SEP-2025 | 1930.00 | 01-NOV-2025 | 2045.00
| SMX1500RM2UCUS | APC Smart-UPS X 1500VA Rack/Tower LCD 120V with SmartConnect TAA-Compliant | https://www.se.com/us/en/product/SMX1500RM2UCUS | 120 AC 1 PH | 120 AC 1 PH | 9.69x23.19x24.41(in) 24.60x58.90x62.00(cent) | 30.00(kilos) 66.15(lbs) |  |  | 731304424468 | NAM CERTIFIED PARTNER USD | 16-SEP-2025 | 1340.00 | 01-NOV-2025 | 1420.00
| SMX1500RMI2U | APC Smart-UPS X 1500VA Rack/Tower LCD 230V | https://www.se.com/us/en/product/SMX1500RMI2U | 230 AC 1 PH | 230 AC 1 PH | 9.69x24.41x23.19(in) 24.60x62.00x58.90(cent) | 30.00(kilos) 66.15(lbs) | 16 |  | 731304268598 | NAM CERTIFIED PARTNER USD | 16-SEP-2025 | 1275.00 | 01-NOV-2025 | 1350.00
| SMX1500RMI2UNC | APC Smart-UPS X 1500VA Rack/Tower LCD 230V with Network Card | https://www.se.com/us/en/product/SMX1500RMI2UNC | 230 AC 1 PH | 230 AC 1 PH | 9.69x24.41x23.19(in) 24.60x62.00x58.90(cent) | 30.00(kilos) 66.15(lbs) | 16 |  | 731304281702 | NAM CERTIFIED PARTNER USD | 16-SEP-2025 | 1855.00 | 01-NOV-2025 | 1965.00
| SMX2000LV | APC Smart-UPS X 2000VA Short Depth Tower/Rack Convertible LCD 100-127V | https://www.se.com/us/en/product/SMX2000LV | 120 AC 1 PH | 120 AC 1 PH | 12.99x23.07x24.92(in) 33.00x58.60x63.30(cent) | 47.73(kilos) 105.24(lbs) |  |  | 731304292586 | NAM CERTIFIED PARTNER USD | 16-SEP-2025 | 1625.00 | 01-NOV-2025 | 1725.00
| SMX2000LVNC | APC Smart-UPS X 2000VA Short Depth Tower/Rack Convertible LCD 100-127V with Network Card | https://www.se.com/us/en/product/SMX2000LVNC | 120 AC 1 PH | 120 AC 1 PH | 12.99x23.07x24.92(in) 33.00x58.60x63.30(cent) | 47.73(kilos) 105.24(lbs) |  |  | 731304292593 | NAM CERTIFIED PARTNER USD | 16-SEP-2025 | 2235.00 | 01-NOV-2025 | 2370.00
| SMX2000LVNCUS | APC Smart-UPS X 2000VA Short Depth Tower/Rack Convertible LCD 100-127V with Network Card TAA | https://www.se.com/us/en/product/SMX2000LVNCUS | 120 AC 1 PH | 120 AC 1 PH | 12.99x23.07x24.92(in) 33.00x58.60x63.30(cent) | 47.73(kilos) 105.24(lbs) |  |  | 731304339144 | NAM CERTIFIED PARTNER USD | 16-SEP-2025 | 2395.00 | 01-NOV-2025 | 2540.00
| SMX2000LVUS | APC Smart-UPS X 2000VA Short Depth Tower/Rack Convertible LCD 100-127V TAA | https://www.se.com/us/en/product/SMX2000LVUS | 120 AC 1 PH | 120 AC 1 PH | 12.99x23.07x24.92(in) 33.00x58.60x63.30(cent) | 47.73(kilos) 105.24(lbs) |  |  | 731304340362 | NAM CERTIFIED PARTNER USD | 16-SEP-2025 | 1790.00 | 01-NOV-2025 | 1895.00
| SMX2000RMLV2U | APC Smart-UPS X 2000VA Rack/Tower LCD 100-127V | https://www.se.com/us/en/product/SMX2000RMLV2U | 120 AC 1 PH | 120 AC 1 PH | 9.57x23.46x34.21(in) 24.30x59.60x86.90(cent) | 45.36(kilos) 100.02(lbs) |  |  | 731304268536 | NAM CERTIFIED PARTNER USD | 16-SEP-2025 | 1845.00 | 01-NOV-2025 | 1955.00
| SMX2000RMLV2U-US | APC Smart-UPS X 2000VA Rack/Tower 100-127V TAA-Compliant | https://www.se.com/us/en/product/SMX2000RMLV2U-US | 120 AC 1 PH | 120 AC 1 PH | 9.57x23.46x34.21(in) 24.30x59.60x86.90(cent) | 45.36(kilos) 100.02(lbs) |  |  | 731304740728 | NAM CERTIFIED PARTNER USD | 16-SEP-2025 | 1935.00 | 01-NOV-2025 | 2055.00
| SMX2000RMLV2UNC | APC Smart-UPS X 2000VA Rack/Tower LCD 100-127V with Network Card | https://www.se.com/us/en/product/SMX2000RMLV2UNC | 120 AC 1 PH | 120 AC 1 PH | 9.57x23.46x34.21(in) 24.30x59.60x86.90(cent) | 45.36(kilos) 100.02(lbs) |  |  | 731304288107 | NAM CERTIFIED PARTNER USD | 16-SEP-2025 | 2450.00 | 01-NOV-2025 | 2600.00
| SMX2200HV | APC Smart-UPS X 2200VA Short Depth Tower/Rack Convertible LCD 200-240V | https://www.se.com/us/en/product/SMX2200HV | 208 AC 1 PH,230 AC 1 PH | 208 AC 1 PH,230 AC 1 PH | 12.99x23.07x24.92(in) 33.00x58.60x63.30(cent) | 47.73(kilos) 105.24(lbs) | 4 |  | 731304292609 | NAM CERTIFIED PARTNER USD | 16-SEP-2025 | 1985.00 | 01-NOV-2025 | 2100.00
| SMX2200HVNC | APC Smart-UPS X 2200VA Short Depth Tower/Rack Convertible LCD 200-240V with Network Card | https://www.se.com/us/en/product/SMX2200HVNC | 208 AC 1 PH,230 AC 1 PH | 208 AC 1 PH,230 AC 1 PH | 12.99x23.07x24.92(in) 33.00x58.60x63.30(cent) | 47.63(kilos) 105.02(lbs) |  |  | 731304327158 | NAM CERTIFIED PARTNER USD | 16-SEP-2025 | 2550.00 | 01-NOV-2025 | 2705.00
| SMX2200R2HVNC | APC Smart-UPS X 2200VA Rack/Tower LCD 200-240V with Network Card | https://www.se.com/us/en/product/SMX2200R2HVNC | 208 AC 1 PH,230 AC 1 PH | 208 AC 1 PH,230 AC 1 PH | 9.57x23.46x34.21(in) 24.30x59.60x86.90(cent) | 45.26(kilos) 99.80(lbs) | 2 |  | 731304327738 | NAM CERTIFIED PARTNER USD | 16-SEP-2025 | 2845.00 | 01-NOV-2025 | 3015.00
| SMX2200RMHV2U | APC Smart-UPS X 2200VA Rack/Tower LCD 200-240V | https://www.se.com/us/en/product/SMX2200RMHV2U | 208 AC,230 AC | 208 AC 1 PH,230 AC 1 PH | 9.84x34.25x23.62(in) 25.00x87.00x60.00(cent) | 47.34(kilos) 104.38(lbs) | 2 |  | 731304272687 | NAM CERTIFIED PARTNER USD | 16-SEP-2025 | 2240.00 | 01-NOV-2025 | 2375.00
| SMX2200RMLV2U | APC Smart-UPS X 2200VA Rack/Tower LCD 100-127V | https://www.se.com/us/en/product/SMX2200RMLV2U | 120 AC | 120 AC 1 PH | 9.57x23.46x34.21(in) 24.30x59.60x86.90(cent) | 45.36(kilos) 100.02(lbs) |  |  | 731304268567 | NAM CERTIFIED PARTNER USD | 16-SEP-2025 | 1815.00 | 01-NOV-2025 | 1920.00
| SMX2200RMLVUS | APC Smart-UPS X 2200VA Rack/Tower LCD 100-127V TAA | https://www.se.com/us/en/product/SMX2200RMLVUS | 120 AC | 120 AC 1 PH | 9.57x23.46x34.21(in) 24.30x59.60x86.90(cent) | 45.36(kilos) 100.02(lbs) |  |  | 731304340379 | NAM CERTIFIED PARTNER USD | 16-SEP-2025 | 1965.00 | 01-NOV-2025 | 2080.00
| SMX3000HV | APC Smart-UPS X 3000VA Short Depth Tower/Rack Convertible LCD 200-240V | https://www.se.com/us/en/product/SMX3000HV | 208 AC,230 AC | 208 AC 1 PH,230 AC 1 PH | 12.99x25.39x23.43(in) 33.00x64.50x59.50(cent) | 47.63(kilos) 105.02(lbs) | 6 |  | 731304292616 | NAM CERTIFIED PARTNER USD | 16-SEP-2025 | 2480.00 | 01-NOV-2025 | 2630.00
| SMX3000HVNC | APC Smart-UPS X 3000VA Short Depth Tower/Rack Convertible LCD 200-240V with Network Card | https://www.se.com/us/en/product/SMX3000HVNC | 208 AC,230 AC | 208 AC 1 PH,230 AC 1 PH | 12.99x24.92x23.07(in) 33.00x63.30x58.60(cent) | 47.73(kilos) 105.24(lbs) |  |  | 731304292623 | NAM CERTIFIED PARTNER USD | 16-SEP-2025 | 3085.00 | 01-NOV-2025 | 3270.00
| SMX3000HVT | APC Smart-UPS X 3000VA Short Depth Tower/Rack Convertible LCD 208V | https://www.se.com/us/en/product/SMX3000HVT | 208 AC | 208 AC 1 PH | 12.99x23.07x24.92(in) 33.00x58.60x63.30(cent) | 47.73(kilos) 105.24(lbs) |  |  | 731304292630 | NAM CERTIFIED PARTNER USD | 16-SEP-2025 | 2200.00 | 01-NOV-2025 | 2330.00
| SMX3000HVTUS | APC Smart-UPS X 3000VA Short Depth Tower/Rack Convertible LCD 208V TAA | https://www.se.com/us/en/product/SMX3000HVTUS | 208 AC 1 PH | 208 AC 1 PH | 12.99x23.07x24.92(in) 33.00x58.60x63.30(cent) | 47.73(kilos) 105.24(lbs) |  |  | 731304340393 | NAM CERTIFIED PARTNER USD | 16-SEP-2025 | 2385.00 | 01-NOV-2025 | 2525.00
| SMX3000LV | APC Smart-UPS X 3000VA Short Depth Tower/Rack Convertible LCD 100-127V | https://www.se.com/us/en/product/SMX3000LV | 120 AC | 120 AC 1 PH | 12.99x23.07x24.92(in) 33.00x58.60x63.30(cent) | 47.73(kilos) 105.24(lbs) |  |  | 731304292647 | NAM CERTIFIED PARTNER USD | 16-SEP-2025 | 1985.00 | 01-NOV-2025 | 2100.00
| SMX3000LVNC | APC Smart-UPS X 3000VA Short Depth Tower/Rack Convertible LCD 100-127V with Network Card | https://www.se.com/us/en/product/SMX3000LVNC | 120 AC | 120 AC 1 PH | 12.99x23.07x24.92(in) 33.00x58.60x63.30(cent) | 47.73(kilos) 105.24(lbs) |  |  | 731304292654 | NAM CERTIFIED PARTNER USD | 16-SEP-2025 | 2590.00 | 01-NOV-2025 | 2745.00
| SMX3000LVNCUS | APC Smart-UPS X 3000VA Short Depth Tower/Rack Convertible LCD 100-127V with Network Card TAA | https://www.se.com/us/en/product/SMX3000LVNCUS | 120 AC 1 PH | 120 AC 1 PH | 12.99x23.07x24.92(in) 33.00x58.60x63.30(cent) | 47.73(kilos) 105.24(lbs) |  |  | 731304340409 | NAM CERTIFIED PARTNER USD | 16-SEP-2025 | 2720.00 | 01-NOV-2025 | 2880.00
| SMX3000LVUS | APC Smart-UPS X 3000VA Short Depth Tower/Rack Convertible LCD 100-127V TAA | https://www.se.com/us/en/product/SMX3000LVUS | 120 AC | 120 AC 1 PH | 12.99x23.07x24.92(in) 33.00x58.60x63.30(cent) | 47.73(kilos) 105.24(lbs) |  |  | 731304340416 | NAM CERTIFIED PARTNER USD | 16-SEP-2025 | 2110.00 | 01-NOV-2025 | 2240.00
| SMX3000RMHV2U | APC Smart-UPS X 3000VA Rack/Tower LCD 200-240V | https://www.se.com/us/en/product/SMX3000RMHV2U | 208 AC,230 AC | 208 AC 1 PH,230 AC 1 PH | 9.57x34.21x23.46(in) 24.30x86.90x59.60(cent) | 45.36(kilos) 100.02(lbs) | 8 |  | 731304268529 | NAM CERTIFIED PARTNER USD | 16-SEP-2025 | 2705.00 | 01-NOV-2025 | 2865.00
| SMX3000RMHV2U-US | APC Smart-UPS X 3000VA Rack/Tower 200-240V TAA-Compliant | https://www.se.com/us/en/product/SMX3000RMHV2U-US | 120 AC 1 PH,230 AC 1 PH | 120 AC 1 PH,240 AC 1 PH,230 AC 1 PH | 9.57x34.21x23.46(in) 24.30x86.90x59.60(cent) | 45.36(kilos) 100.02(lbs) |  |  | 731304740735 | NAM CERTIFIED PARTNER USD | 16-SEP-2025 | 2840.00 | 01-NOV-2025 | 3010.00
| SMX3000RMHV2UNC | APC Smart-UPS X 3000VA Rack/Tower LCD 200-240V with Network Card | https://www.se.com/us/en/product/SMX3000RMHV2UNC | 208 AC,230 AC | 208 AC 1 PH,230 AC 1 PH | 9.57x34.21x23.46(in) 24.30x86.90x59.60(cent) | 45.36(kilos) 100.02(lbs) | 8 |  | 731304272694 | NAM CERTIFIED PARTNER USD | 16-SEP-2025 | 3310.00 | 01-NOV-2025 | 3510.00
| SMX3000RMLV2U | APC Smart-UPS X 3000VA Rack/Tower LCD 100-127V | https://www.se.com/us/en/product/SMX3000RMLV2U | 120 AC | 120 AC 1 PH | 9.57x23.46x34.21(in) 24.30x59.60x86.90(cent) | 45.36(kilos) 100.02(lbs) |  |  | 731304268550 | NAM CERTIFIED PARTNER USD | 16-SEP-2025 | 2190.00 | 01-NOV-2025 | 2320.00
| SMX3000RMLV2UNC | APC Smart-UPS X 3000VA Rack/Tower LCD 100-127V with Network Card | https://www.se.com/us/en/product/SMX3000RMLV2UNC | 120 AC | 120 AC 1 PH | 9.57x23.46x34.21(in) 24.30x59.60x86.90(cent) | 45.36(kilos) 100.02(lbs) |  |  | 731304268543 | NAM CERTIFIED PARTNER USD | 16-SEP-2025 | 2795.00 | 01-NOV-2025 | 2960.00
| SMX3000RMLVUS | APC Smart-UPS X 3000VA Rack/Tower LCD 100-127V TAA | https://www.se.com/us/en/product/SMX3000RMLVUS | 120 AC | 120 AC 1 PH | 9.57x23.46x34.21(in) 24.30x59.60x86.90(cent) | 45.36(kilos) 100.02(lbs) |  |  | 731304340423 | NAM CERTIFIED PARTNER USD | 16-SEP-2025 | 2385.00 | 01-NOV-2025 | 2530.00
| SMX3000RMX93 | APC Smart-UPS 3000VA RM 4U 120V Shipboard | https://www.se.com/us/en/product/SMX3000RMX93 | 120 AC 1 PH | 120 AC 1 PH | 12.99x26.10x23.15(in) 33.00x66.30x58.80(cent) | 47.63(kilos) 105.02(lbs) |  |  | 731304433668 | NAM CERTIFIED PARTNER USD | 16-SEP-2025 | 3645.00 | 01-NOV-2025 | 4010.00
| SPNRE-1 | ENGINEERING SERVICES LEVEL 1 | https://www.se.com/us/en/product/SPNRE-1 | [6 empty] | 731304739791 | NAM CERTIFIED PARTNER USD | 16-SEP-2025 | 1540.00 | 01-NOV-2025 | 1695.00
| SRT2K2RXLNX145 | APC SMART-UPS SRT 2200VA RM 120V Network Card With 10FT Input Cord | https://www.se.com/us/en/product/SRT2K2RXLNX145 | 120 AC 1 PH | 120 AC 1 PH | 9.69x23.58x31.89(in) 24.60x59.90x81.00(cent) | 34.02(kilos) 75.01(lbs) |  |  | 731304406266 | NAM CERTIFIED PARTNER USD | 16-SEP-2025 | 2575.00 | 01-NOV-2025 | 2730.00
| SRT5KRMTF | APC Smart-UPS 5kVA 2U RM Step-Down Transformer | https://www.se.com/us/en/product/SRT5KRMTF | 208 | 120 | 10.00x24.49x37.48(in) 25.40x62.20x95.20(cent) | 49.90(kilos) 110.03(lbs) |  |  | 731304318866 | NAM CERTIFIED PARTNER USD | 16-SEP-2025 | 774.00 | 01-NOV-2025 | 851.00
| SRT5KRMXLI | APC Smart-UPS SRT 5000VA RM 230V | https://www.se.com/us/en/product/SRT5KRMXLI | 230 AC 1 PH | 230 1 PH | 12.80x37.80x24.41(in) 32.50x96.00x62.00(cent) | 69.40(kilos) 153.03(lbs) | 2 |  | 731304301196 | NAM CERTIFIED PARTNER USD | 16-SEP-2025 | 6055.00 | 01-NOV-2025 | 6660.00
| SRT5KRMXLT | APC Smart-UPS SRT 5000VA RM 208V | https://www.se.com/us/en/product/SRT5KRMXLT | 208 AC 1 PH | 208 1 PH | 12.99x24.02x37.80(in) 33.00x61.00x96.00(cent) | 68.04(kilos) 150.03(lbs) |  |  | 731304301509 | NAM CERTIFIED PARTNER USD | 16-SEP-2025 | 5965.00 | 01-NOV-2025 | 6565.00
| SRT5KRMXLT-5KTF | APC Smart-UPS SRT 5000VA RM 208V to 120V 2U Step-Down Transformer | https://www.se.com/us/en/product/SRT5KRMXLT-5KTF | 208 AC 1 PH | 120 1 PH | 22.99x24.49x37.80(in) 58.40x62.20x96.00(cent) | 117.93(kilos) 260.04(lbs) |  |  | 731304739807 | NAM CERTIFIED PARTNER USD | 16-SEP-2025 | 6630.00 | 01-NOV-2025 | 7295.00
| SRT5KRMXLT-5KTF-A | 5kVA, Rackmount 5U, 208V, 12 5-20R+2 L6-20R+2 L6-30R NEMA, W/ rail kit, W/ transformer | https://www.se.com/us/en/product/SRT5KRMXLT-5KTF-A | 208 AC 1 PH | 208 AC 1 PH | 22.99x24.49x37.80(in) 58.40x62.20x96.00(cent) | 118.00(kilos) 260.19(lbs) |  |  | 731304772170 | NAM CERTIFIED PARTNER USD | 16-SEP-2025 | 6965.00 | 01-NOV-2025 | 7660.00
| SRT5KRMXLT-IEC | APC Smart-UPS SRT 5000VA RM 208V IEC | https://www.se.com/us/en/product/SRT5KRMXLT-IEC | 208 AC 1 PH | 208 1 PH | 12.99x24.02x37.80(in) 33.00x61.00x96.00(cent) | 68.04(kilos) 150.03(lbs) |  |  | 731304300939 | NAM CERTIFIED PARTNER USD | 16-SEP-2025 | 5965.00 | 01-NOV-2025 | 6560.00
| SRT5KRMXLTUS | APC Smart-UPS SRT 5000VA RM 208V TAA | https://www.se.com/us/en/product/SRT5KRMXLTUS | 208 AC 1 PH | 208 1 PH | 12.99x24.02x37.80(in) 33.00x61.00x96.00(cent) | 68.04(kilos) 150.03(lbs) |  |  | 731304340485 | NAM CERTIFIED PARTNER USD | 16-SEP-2025 | 6255.00 | 01-NOV-2025 | 6885.00
| SRT5KRMXLW-HW | APC Smart-UPS SRT 5000VA RM 208/230V HW | https://www.se.com/us/en/product/SRT5KRMXLW-HW | 208 AC 1 PH,230 AC 1 PH | 208 1 PH,230 1 PH | 12.99x24.02x37.80(in) 33.00x61.00x96.00(cent) | 68.04(kilos) 150.03(lbs) |  |  | 731304301516 | NAM CERTIFIED PARTNER USD | 16-SEP-2025 | 6125.00 | 01-NOV-2025 | 6735.00
| SRT5KTF | APC Smart-UPS SRT 5kVA Tower Isolation/Step-Down Transformer | https://www.se.com/us/en/product/SRT5KTF | 208 20 | 120 12 | 13.66x23.74x38.58(in) 34.70x60.30x98.00(cent) | 63.50(kilos) 140.02(lbs) |  |  | 731304318873 | NAM CERTIFIED PARTNER USD | 16-SEP-2025 | 919.00 | 01-NOV-2025 | 1015.00
| SRT5KXLI | APC Smart-UPS SRT 5000VA 230V | https://www.se.com/us/en/product/SRT5KXLI | 230 AC 1 PH | 230 1 PH | 12.99x24.02x37.80(in) 33.00x61.00x96.00(cent) | 63.60(kilos) 140.24(lbs) |  |  | 731304301615 | NAM CERTIFIED PARTNER USD | 16-SEP-2025 | 5805.00 | 01-NOV-2025 | 6385.00
| SRT5KXLT | APC Smart-UPS SRT 5000VA 208V | https://www.se.com/us/en/product/SRT5KXLT | 208 AC 1 PH | 208 1 PH | 12.99x24.02x37.80(in) 33.00x61.00x96.00(cent) | 64.41(kilos) 142.02(lbs) |  |  | 731304301622 | NAM CERTIFIED PARTNER USD | 16-SEP-2025 | 5610.00 | 01-NOV-2025 | 6170.00
| SRT5KXLT-5KTF | APC Smart-UPS SRT 5000VA with 208/240V to 120V Step-Down Transformer | https://www.se.com/us/en/product/SRT5KXLT-5KTF | 208 AC 1 PH | 120 1 PH,208 1 PH | 26.69x24.02x38.58(in) 67.80x61.00x98.00(cent) | 127.91(kilos) 282.04(lbs) |  |  | 731304739814 | NAM CERTIFIED PARTNER USD | 16-SEP-2025 | 6520.00 | 01-NOV-2025 | 7170.00
| SRT5KXLT-IEC | APC Smart-UPS SRT 5000VA 208V IEC | https://www.se.com/us/en/product/SRT5KXLT-IEC | 208 AC 1 PH | 208 1 PH | 12.99x24.02x37.80(in) 33.00x61.00x96.00(cent) | 64.41(kilos) 142.02(lbs) |  |  | 731304306627 | NAM CERTIFIED PARTNER USD | 16-SEP-2025 | 5805.00 | 01-NOV-2025 | 6385.00
| SRT5KXLTUS | APC Smart-UPS SRT 5000VA RM 208V TAA | https://www.se.com/us/en/product/SRT5KXLTUS | 208 AC 1 PH | 208 1 PH | 12.99x24.02x37.80(in) 33.00x61.00x96.00(cent) | 64.41(kilos) 142.02(lbs) |  |  | 731304340492 | NAM CERTIFIED PARTNER USD | 16-SEP-2025 | 5970.00 | 01-NOV-2025 | 6565.00
| SRT6KRMXLI | APC Smart-UPS SRT 6000VA RM 230V | https://www.se.com/us/en/product/SRT6KRMXLI | 220 AC 1 PH,230 AC 1 PH,240 AC 1 PH | 220 1 PH,230 1 PH,240 1 PH | 14.57x37.80x24.02(in) 37.00x96.00x61.00(cent) | 67.00(kilos) 147.74(lbs) |  |  | 731304308515 | NAM CERTIFIED PARTNER USD | 16-SEP-2025 | 6745.00 | 01-NOV-2025 | 7420.00
| SRT6KRMXLT | APC Smart-UPS SRT 6000VA RM 208V | https://www.se.com/us/en/product/SRT6KRMXLT | 208 AC 1 PH,240 AC 1 PH | 208 1 PH,240 1 PH | 14.57x24.02x37.80(in) 37.00x61.00x96.00(cent) | 68.04(kilos) 150.03(lbs) |  |  | 731304308522 | NAM CERTIFIED PARTNER USD | 16-SEP-2025 | 6825.00 | 01-NOV-2025 | 7510.00
| SRT6KRMXLT-5KTF | APC Smart-UPS SRT 6000VA RM with 208V to 120V 2U Step-Down Transformer | https://www.se.com/us/en/product/SRT6KRMXLT-5KTF | 208 AC 1 PH,240 AC 1 PH | 120 1 PH,208 1 PH,240 1 PH | 24.57x24.49x37.80(in) 62.40x62.20x96.00(cent) | 117.93(kilos) 260.04(lbs) |  |  | 731304732945 | NAM CERTIFIED PARTNER USD | 16-SEP-2025 | 7355.00 | 01-NOV-2025 | 8095.00
| SRT6KRMXLT-IEC | APC Smart-UPS SRT 6000VA RM 208V IEC | https://www.se.com/us/en/product/SRT6KRMXLT-IEC | 208 AC 1 PH,240 AC 1 PH | 208 1 PH,240 1 PH | 14.57x24.02x37.80(in) 37.00x61.00x96.00(cent) | 68.04(kilos) 150.03(lbs) |  |  | 731304308539 | NAM CERTIFIED PARTNER USD | 16-SEP-2025 | 7060.00 | 01-NOV-2025 | 7765.00
| SRT6KXLI | APC Smart-UPS SRT 6000VA 230V | https://www.se.com/us/en/product/SRT6KXLI | 220 AC 1 PH,230 AC 1 PH,240 AC 1 PH | 220 1 PH,230 1 PH,240 1 PH | 14.57x24.02x37.80(in) 37.00x61.00x96.00(cent) | 67.00(kilos) 147.74(lbs) |  |  | 731304301660 | NAM CERTIFIED PARTNER USD | 16-SEP-2025 | 6500.00 | 01-NOV-2025 | 7150.00
| SRT6KXLT | APC Smart-UPS SRT 6000VA 208V | https://www.se.com/us/en/product/SRT6KXLT | 208 AC 1 PH,240 AC 1 PH | 208 1 PH,240 1 PH | 14.57x24.02x37.80(in) 37.00x61.00x96.00(cent) | 64.41(kilos) 142.02(lbs) |  |  | 731304301677 | NAM CERTIFIED PARTNER USD | 16-SEP-2025 | 6445.00 | 01-NOV-2025 | 7090.00
| SRT6KXLT-5KTF | APC Smart-UPS SRT 6000VA with 208/240V to 120V Step-Down Transformer | https://www.se.com/us/en/product/SRT6KXLT-5KTF | 208 AC 1 PH,240 AC 1 PH | 120 1 PH,208 1 PH,240 1 PH | 28.27x24.02x38.58(in) 71.80x61.00x98.00(cent) | 127.91(kilos) 282.04(lbs) |  |  | 731304732952 | NAM CERTIFIED PARTNER USD | 16-SEP-2025 | 7525.00 | 01-NOV-2025 | 8280.00
| SRT6KXLT-IEC | APC Smart-UPS SRT 6000VA 208V IEC | https://www.se.com/us/en/product/SRT6KXLT-IEC | 208 AC 1 PH,240 AC 1 PH | 208 1 PH,240 1 PH | 14.57x24.02x37.80(in) 37.00x61.00x96.00(cent) | 66.86(kilos) 147.43(lbs) |  |  | 731304301714 | NAM CERTIFIED PARTNER USD | 16-SEP-2025 | 6830.00 | 01-NOV-2025 | 7515.00
| SRT6KXLTUS | APC Smart-UPS SRT 6000VA 208V TAA | https://www.se.com/us/en/product/SRT6KXLTUS | 208 AC 1 PH,240 AC 1 PH | 208 AC 1 PH,240 AC 1 PH | 14.57x24.02x37.80(in) 37.00x61.00x96.00(cent) | 64.41(kilos) 142.02(lbs) |  |  | 731304340508 | NAM CERTIFIED PARTNER USD | 16-SEP-2025 | 6790.00 | 01-NOV-2025 | 7465.00
| SRT8KRMXLI | APC Smart-UPS SRT 8000VA RM 230V | https://www.se.com/us/en/product/SRT8KRMXLI | 220 AC 1 PH,230 AC 1 PH,240 AC 1 PH,380 AC 3 PH,400 AC 3 PH,415 AC 3 PH | 220 1 PH,230 1 PH,240 1 PH | 18.15x39.37x23.62(in) 46.10x100.00x60.00(cent) | 130.00(kilos) 286.65(lbs) |  |  | 731304304296 | NAM CERTIFIED PARTNER USD | 16-SEP-2025 | 8735.00 | 01-NOV-2025 | 9610.00
| SRT8KRMXLT | APC Smart-UPS SRT 8000VA RM 208V | https://www.se.com/us/en/product/SRT8KRMXLT | 208 AC 1 PH,240 AC 1 PH | 208 1 PH,240 1 PH | 18.15x23.62x39.37(in) 46.10x60.00x100.00(cent) | 129.73(kilos) 286.05(lbs) |  |  | 731304292760 | NAM CERTIFIED PARTNER USD | 16-SEP-2025 | 8045.00 | 01-NOV-2025 | 8850.00
| SRT8KRMXLT30 | APC Smart-UPS SRT 8000VA RM 208V L630 | https://www.se.com/us/en/product/SRT8KRMXLT30 | 208 AC 1 PH,240 AC 1 PH | 208 1 PH,240 1 PH | 26.81x23.62x39.37(in) 68.10x60.00x100.00(cent) | 132.36(kilos) 291.85(lbs) |  |  | 731304732976 | NAM CERTIFIED PARTNER USD | 16-SEP-2025 | 8500.00 | 01-NOV-2025 | 9350.00
| SRT8KRMXLT-5KTF | APC Smart-UPS SRT 8kVA RM with 208V to 120V 2U Step-Down Transformer | https://www.se.com/us/en/product/SRT8KRMXLT-5KTF | 208 AC 1 PH,240 AC 1 PH | 120 1 PH,208 1 PH,240 1 PH | 28.15x24.49x39.37(in) 71.50x62.20x100.00(cent) | 179.62(kilos) 396.06(lbs) |  |  | 731304732969 | NAM CERTIFIED PARTNER USD | 16-SEP-2025 | 8770.00 | 01-NOV-2025 | 9645.00
| SRT8KRMXLT-IEC | APC Smart-UPS SRT 8000VA RM 208V IEC | https://www.se.com/us/en/product/SRT8KRMXLT-IEC | 208 AC 1 PH,240 AC 1 PH | 208 1 PH,240 1 PH | 18.15x23.62x39.37(in) 46.10x60.00x100.00(cent) | 129.73(kilos) 286.05(lbs) |  |  | 731304304302 | NAM CERTIFIED PARTNER USD | 16-SEP-2025 | 8220.00 | 01-NOV-2025 | 9040.00
| SRT8KXLI | APC Smart-UPS SRT 8000VA 230V | https://www.se.com/us/en/product/SRT8KXLI | 220 AC 1 PH,230 AC 1 PH,240 AC 1 PH,380 AC 3 PH,400 AC 3 PH,415 AC 3 PH | 220 1 PH,230 1 PH,240 1 PH | 18.15x39.37x23.62(in) 46.10x100.00x60.00(cent) | 126.82(kilos) 279.64(lbs) |  |  | 731304304319 | NAM CERTIFIED PARTNER USD | 16-SEP-2025 | 8060.00 | 01-NOV-2025 | 8865.00
| SRT8KXLT | APC Smart-UPS SRT 8000VA 208V | https://www.se.com/us/en/product/SRT8KXLT | 208 AC 1 PH,240 AC 1 PH | 208 1 PH,240 1 PH | 18.15x23.62x39.37(in) 46.10x60.00x100.00(cent) | 126.55(kilos) 279.04(lbs) |  |  | 731304292791 | NAM CERTIFIED PARTNER USD | 16-SEP-2025 | 7675.00 | 01-NOV-2025 | 8440.00
| SRT8KXLT30 | APC Smart-UPS SRT 8000VA 208V L630 | https://www.se.com/us/en/product/SRT8KXLT30 | 208 AC 1 PH,240 AC 1 PH | 208 1 PH,240 1 PH | 27.17x23.62x39.37(in) 69.00x60.00x100.00(cent) | 129.18(kilos) 284.84(lbs) |  |  | 731304732990 | NAM CERTIFIED PARTNER USD | 16-SEP-2025 | 8295.00 | 01-NOV-2025 | 9125.00
| SRT8KXLT-5KTF | APC Smart-UPS SRT 8000VA with 208/240V to 120V Step-Down Transformer | https://www.se.com/us/en/product/SRT8KXLT-5KTF | 208 AC 1 PH,240 AC 1 PH | 120 1 PH,208 1 PH,240 1 PH | 31.81x23.74x39.37(in) 80.80x60.30x100.00(cent) | 190.06(kilos) 419.08(lbs) |  |  | 731304732983 | NAM CERTIFIED PARTNER USD | 16-SEP-2025 | 8815.00 | 01-NOV-2025 | 9695.00
| SRT8KXLT-IEC | APC Smart-UPS SRT 8000VA 208V IEC | https://www.se.com/us/en/product/SRT8KXLT-IEC | 208 AC 1 PH,240 AC 1 PH | 208 1 PH,240 1 PH | 18.15x23.62x39.37(in) 46.10x60.00x100.00(cent) | 126.55(kilos) 279.04(lbs) |  |  | 731304313106 | NAM CERTIFIED PARTNER USD | 16-SEP-2025 | 7920.00 | 01-NOV-2025 | 8715.00
| SRT8KXLTUS | APC Smart-UPS SRT 8000VA 208V TAA | https://www.se.com/us/en/product/SRT8KXLTUS | 208 AC 1 PH,240 AC 1 PH | 208 AC 1 PH,240 AC 1 PH | 18.15x23.62x39.37(in) 46.10x60.00x100.00(cent) | 126.55(kilos) 279.04(lbs) |  |  | 731304340515 | NAM CERTIFIED PARTNER USD | 16-SEP-2025 | 8095.00 | 01-NOV-2025 | 8905.00
| SRT10KRMTF | APC Smart-UPS SRT 10kVA 4U RM Step-Down Transformer | https://www.se.com/us/en/product/SRT10KRMTF | 208 | 120 ,240 | 15.98x23.62x39.37(in) 40.60x60.00x100.00(cent) | 124.74(kilos) 275.05(lbs) |  |  | 731304318859 | NAM CERTIFIED PARTNER USD | 16-SEP-2025 | 2160.00 | 01-NOV-2025 | 2375.00
| SRT10KRMXLI | APC Smart-UPS SRT 10000VA RM 230V | https://www.se.com/us/en/product/SRT10KRMXLI | 230 AC 1 PH,380 AC 3 PH,400 AC 3 PH, AC 3 PH | 230 1 PH | 18.15x39.37x23.62(in) 46.10x100.00x60.00(cent) | 129.73(kilos) 286.05(lbs) |  | 1 | 731304304265 | NAM CERTIFIED PARTNER USD | 16-SEP-2025 | 9380.00 | 01-NOV-2025 | 10315.00
| SRT10KRMXLT | APC Smart-UPS SRT 10000VA RM 208V | https://www.se.com/us/en/product/SRT10KRMXLT | 208 AC 1 PH,240 AC 1 PH | 208 1 PH,240 1 PH | 18.15x23.62x39.37(in) 46.10x60.00x100.00(cent) | 129.73(kilos) 286.05(lbs) |  |  | 731304292692 | NAM CERTIFIED PARTNER USD | 16-SEP-2025 | 9325.00 | 01-NOV-2025 | 10255.00
| SRT10KRMXLT30 | APC Smart-UPS SRT 10000VA RM 208V L630 | https://www.se.com/us/en/product/SRT10KRMXLT30 | 208 AC 1 PH,240 AC 1 PH | 208 1 PH,240 1 PH | 26.81x23.62x39.37(in) 68.10x60.00x100.00(cent) | 132.08(kilos) 291.24(lbs) |  |  | 731304732914 | NAM CERTIFIED PARTNER USD | 16-SEP-2025 | 9735.00 | 01-NOV-2025 | 10710.00
| SRT10KRMXLT-5KTF2 | APC Smart-UPS SRT 10kVA RM with two 208V to 120V 2U 5kVA Step-Down Transformers | https://www.se.com/us/en/product/SRT10KRMXLT-5KTF2 | 208 AC 1 PH,240 AC 1 PH | 120 1 PH | 41.73x24.49x39.37(in) 106.00x62.20x100.00(cent) | 232.15(kilos) 511.89(lbs) |  |  | 731304732907 | NAM CERTIFIED PARTNER USD | 16-SEP-2025 | 10975.00 | 01-NOV-2025 | 12075.00
| SRT10KRMXLT-10KTF | APC Smart-UPS SRT 10kVA RM with 208/240V to 120V 10kVA Step-Down Transformer | https://www.se.com/us/en/product/SRT10KRMXLT-10KTF | 208 AC 1 PH,240 AC 1 PH | 120 1 PH,208 1 PH,240 1 PH | 34.13x23.62x39.37(in) 86.70x60.00x100.00(cent) | 254.47(kilos) 561.11(lbs) |  |  | 731304732891 | NAM CERTIFIED PARTNER USD | 16-SEP-2025 | 11130.00 | 01-NOV-2025 | 12240.00
| SRT10KRMXLT-IEC | APC Smart-UPS SRT 10000VA RM 208V IEC | https://www.se.com/us/en/product/SRT10KRMXLT-IEC | 208 AC 1 PH,240 AC 1 PH | 208 1 PH,240 1 PH | 18.15x23.62x39.37(in) 46.10x60.00x100.00(cent) | 129.73(kilos) 286.05(lbs) |  |  | 731304304845 | NAM CERTIFIED PARTNER USD | 16-SEP-2025 | 9585.00 | 01-NOV-2025 | 10545.00
| SRT10KRMXLTUS | APC Smart-UPS SRT 10000VA RM 208V TAA-Compliant | https://www.se.com/us/en/product/SRT10KRMXLTUS | 208 AC 1 PH,240 AC 1 PH | 208 AC 1 PH,240 AC 1 PH | 18.15x23.62x39.37(in) 46.10x60.00x100.00(cent) | 129.73(kilos) 286.05(lbs) |  |  | 731304740834 | NAM CERTIFIED PARTNER USD | 16-SEP-2025 | 9790.00 | 01-NOV-2025 | 10770.00
| SRT10KXLI | APC Smart-UPS SRT 10000VA 230V | https://www.se.com/us/en/product/SRT10KXLI | 230 AC 1 PH,380 AC 3 PH,400 AC 3 PH,415 AC 3 PH | 230 1 PH | 18.15x23.62x39.37(in) 46.10x60.00x100.00(cent) | 126.82(kilos) 279.64(lbs) |  | 1 | 731304304272 | NAM CERTIFIED PARTNER USD | 16-SEP-2025 | 8985.00 | 01-NOV-2025 | 9885.00
| SRT10KXLT | APC Smart-UPS SRT 10000VA 208V | https://www.se.com/us/en/product/SRT10KXLT | 208 AC 1 PH,240 AC 1 PH | 208 1 PH,240 1 PH | 18.15x23.62x39.37(in) 46.10x60.00x100.00(cent) | 126.55(kilos) 279.04(lbs) |  |  | 731304292722 | NAM CERTIFIED PARTNER USD | 16-SEP-2025 | 9050.00 | 01-NOV-2025 | 9955.00
| SRT10KXLT30 | APC Smart-UPS SRT 10000VA 208V L630 | https://www.se.com/us/en/product/SRT10KXLT30 | 208 AC 1 PH,240 AC 1 PH | 208 1 PH,240 1 PH | 26.81x23.62x39.37(in) 68.10x60.00x100.00(cent) | 129.18(kilos) 284.84(lbs) |  |  | 731304732938 | NAM CERTIFIED PARTNER USD | 16-SEP-2025 | 9600.00 | 01-NOV-2025 | 10560.00
| SRT10KXLT-5KTF2 | APC Smart-UPS SRT 10kVA with two 208/240V to 120V 5kVA Step-Down Transformers | https://www.se.com/us/en/product/SRT10KXLT-5KTF2 | 208 AC 1 PH,240 AC 1 PH | 120 1 PH,208 1 PH,240 1 PH | 49.09x23.74x39.37(in) 124.70x60.30x100.00(cent) | 256.19(kilos) 564.90(lbs) |  |  | 731304732921 | NAM CERTIFIED PARTNER USD | 16-SEP-2025 | 10970.00 | 01-NOV-2025 | 12070.00
| SRT10KXLT-IEC | APC Smart-UPS SRT 10000VA 208V IEC | https://www.se.com/us/en/product/SRT10KXLT-IEC | 208 AC 1 PH,240 AC 1 PH | 208 1 PH,240 1 PH | 18.15x23.62x39.37(in) 46.10x60.00x100.00(cent) | 126.55(kilos) 279.04(lbs) |  |  | 731304304289 | NAM CERTIFIED PARTNER USD | 16-SEP-2025 | 8980.00 | 01-NOV-2025 | 9880.00
| SRT10KXLTUS | APC Smart-UPS SRT 10000VA 208V TAA | https://www.se.com/us/en/product/SRT10KXLTUS | 208 AC 1 PH,240 AC 1 PH | 208 1 PH,240 1 PH | 18.15x23.62x39.37(in) 46.10x60.00x100.00(cent) | 126.55(kilos) 279.04(lbs) |  |  | 731304340454 | NAM CERTIFIED PARTNER USD | 16-SEP-2025 | 9780.00 | 01-NOV-2025 | 10755.00
| SRT48BP | APC Smart-UPS SRT 48V 1kVA 1.5kVA Battery Pack | https://www.se.com/us/en/product/SRT48BP |  |  | 9.65x23.43x29.13(in) 24.50x59.50x74.00(cent) | 37.80(kilos) 83.35(lbs) | 2 |  | 731304330141 | NAM CERTIFIED PARTNER USD | 16-SEP-2025 | 745.00 | 01-NOV-2025 | 819.00
| SRT48RMBP | APC Smart-UPS SRT 48V 1kVA 1.5kVA RM Battery Pack | https://www.se.com/us/en/product/SRT48RMBP |  |  | 9.65x23.43x27.17(in) 24.50x59.50x69.00(cent) | 32.58(kilos) 71.84(lbs) |  |  | 731304330103 | NAM CERTIFIED PARTNER USD | 16-SEP-2025 | 955.00 | 01-NOV-2025 | 1050.00
| SRT72BP | APC Smart-UPS SRT 72V 2.2kVA Battery Pack | https://www.se.com/us/en/product/SRT72BP |  |  | 9.65x33.07x24.21(in) 24.50x84.00x61.50(cent) | 39.00(kilos) 86.00(lbs) |  |  | 731304317708 | NAM CERTIFIED PARTNER USD | 16-SEP-2025 | 745.00 | 01-NOV-2025 | 819.00
| SRT72RMBP | APC Smart-UPS SRT 72V 2.2kVA RM Battery Pack | https://www.se.com/us/en/product/SRT72RMBP |  |  | 9.41x32.72x23.58(in) 23.90x83.10x59.90(cent) | 40.82(kilos) 90.01(lbs) | 2 |  | 731304317715 | NAM CERTIFIED PARTNER USD | 16-SEP-2025 | 960.00 | 01-NOV-2025 | 1060.00
| SRT72RMBPUS | APC Smart-UPS SRT 72V 2.2kVA RM Battery Pack TAA | https://www.se.com/us/en/product/SRT72RMBPUS |  |  | 9.41x23.58x32.72(in) 23.90x59.90x83.10(cent) | 40.82(kilos) 90.01(lbs) |  |  | 731304380009 | NAM CERTIFIED PARTNER USD | 16-SEP-2025 | 1015.00 | 01-NOV-2025 | 1120.00
| SRT96BP | APC Smart-UPS SRT 96V 3kVA Battery Pack | https://www.se.com/us/en/product/SRT96BP |  |  | 9.41x32.72x23.58(in) 23.90x83.10x59.90(cent) | 44.50(kilos) 98.12(lbs) |  |  | 731304317722 | NAM CERTIFIED PARTNER USD | 16-SEP-2025 | 1220.00 | 01-NOV-2025 | 1340.00
| SRT96RMBP | APC Smart-UPS SRT 96V 3kVA RM Battery Pack | https://www.se.com/us/en/product/SRT96RMBP |  |  | 9.41x32.72x23.58(in) 23.90x83.10x59.90(cent) | 44.50(kilos) 98.12(lbs) |  |  | 731304317739 | NAM CERTIFIED PARTNER USD | 16-SEP-2025 | 1415.00 | 01-NOV-2025 | 1555.00
| SRT96RMBPUS | APC Smart-UPS SRT 96V 3kVA RM Battery Pack TAA | https://www.se.com/us/en/product/SRT96RMBPUS |  |  | 9.41x23.58x32.72(in) 23.90x59.90x83.10(cent) | 44.50(kilos) 98.12(lbs) |  |  | 731304380030 | NAM CERTIFIED PARTNER USD | 16-SEP-2025 | 1495.00 | 01-NOV-2025 | 1645.00
| SRT001 | APC Smart-UPS SRT 5kVA Output HW Kit | https://www.se.com/us/en/product/SRT001 |  |  | 5.39x7.40x10.20(in) 13.70x18.80x25.90(cent) | 0.82(kilos) 1.81(lbs) |  |  | 731304310778 | NAM CERTIFIED PARTNER USD | 16-SEP-2025 | 240.00 | 01-NOV-2025 | 264.00
| SRT002 | APC Smart-UPS SRT 15ft Extension Cable for 192VDC External Battery Packs 5/6kVA UPS | https://www.se.com/us/en/product/SRT002 |  |  | 4.61x23.27x23.27(in) 11.70x59.10x59.10(cent) | 4.08(kilos) 9.00(lbs) |  |  | 731304310785 | NAM CERTIFIED PARTNER USD | 16-SEP-2025 | 416.00 | 01-NOV-2025 | 457.00
| SRT003 | APC Smart-UPS SRT 15ft Extension Cable for 192VDC External Battery Packs 8/10kVA UPS | https://www.se.com/us/en/product/SRT003 |  |  | 4.02x17.99x22.01(in) 10.20x45.70x55.90(cent) | 4.49(kilos) 9.90(lbs) |  |  | 731304292661 | NAM CERTIFIED PARTNER USD | 16-SEP-2025 | 399.00 | 01-NOV-2025 | 439.00
| SRT004 | APC Smart-UPS SRT 5kVA PDU 208V (4) L6-20 | https://www.se.com/us/en/product/SRT004 | 208 |  | 7.99x9.02x10.98(in) 20.30x22.90x27.90(cent) | 1.36(kilos) 3.00(lbs) |  |  | 731304310792 | NAM CERTIFIED PARTNER USD | 16-SEP-2025 | 247.00 | 01-NOV-2025 | 272.00
| SRT005 | APC Smart-UPS SRT 6kVA PDU 208V (4) L6-20 & (1) L6-30 | https://www.se.com/us/en/product/SRT005 | 208 |  | 7.99x9.02x10.98(in) 20.30x22.90x27.90(cent) | 1.36(kilos) 3.00(lbs) |  |  | 731304301752 | NAM CERTIFIED PARTNER USD | 16-SEP-2025 | 470.00 | 01-NOV-2025 | 517.00
| SRT008 | APC Smart-UPS SRT 8kVA/10kVA PDU, 208V (6) L6-30 | https://www.se.com/us/en/product/SRT008 |  |  | 8.66x8.86x15.98(in) 22.00x22.50x40.60(cent) | 2.63(kilos) 5.80(lbs) |  |  | 731304309628 | NAM CERTIFIED PARTNER USD | 16-SEP-2025 | 392.00 | 01-NOV-2025 | 431.00
| SRT009 | APC Smart-UPS SRT 15ft Extension Cable for 72VDC External Battery Packs 2200VA UPS | https://www.se.com/us/en/product/SRT009 |  |  | 4.61x23.27x23.27(in) 11.70x59.10x59.10(cent) | 4.09(kilos) 9.02(lbs) |  |  | 731304323952 | NAM CERTIFIED PARTNER USD | 16-SEP-2025 | 382.00 | 01-NOV-2025 | 420.00
| SRT010 | APC Smart-UPS SRT 15ft Extension Cable for 96VDC External Battery Packs 3000VA UPS | https://www.se.com/us/en/product/SRT010 |  |  | 4.61x23.27x23.27(in) 11.70x59.10x59.10(cent) | 4.09(kilos) 9.02(lbs) |  |  | 731304323969 | NAM CERTIFIED PARTNER USD | 16-SEP-2025 | 255.00 | 01-NOV-2025 | 281.00
| SRT011 | APC Smart-UPS SRT 3000VA PDU 208V (3) L6-30 | https://www.se.com/us/en/product/SRT011 |  |  | 5.55x7.01x10.00(in) 14.10x17.80x25.40(cent) | 0.80(kilos) 1.76(lbs) |  |  | 731304323976 | NAM CERTIFIED PARTNER USD | 16-SEP-2025 | 358.00 | 01-NOV-2025 | 394.00
| SRT012 | APC Smart-UPS SRT 2200VA/3000VA Input/Output Hardwire Kit | https://www.se.com/us/en/product/SRT012 | 120 ,208 ,230 ,240 | 120 ,208 ,230 ,240 | 5.55x7.01x10.00(in) 14.10x17.80x25.40(cent) | 1.00(kilos) 2.21(lbs) |  |  | 731304323983 | NAM CERTIFIED PARTNER USD | 16-SEP-2025 | 241.00 | 01-NOV-2025 | 265.00
| SRT013 | APC Smart-UPS SRT 15ft Extension Cable for 48VDC External Battery Packs | https://www.se.com/us/en/product/SRT013 |  |  | 4.61x23.27x23.27(in) 11.70x59.10x59.10(cent) | 4.09(kilos) 9.02(lbs) |  |  | 731304330110 | NAM CERTIFIED PARTNER USD | 16-SEP-2025 | 160.00 | 01-NOV-2025 | 176.00
| SRT192BP | APC Smart-UPS SRT 192V 5kVA and 6kVA Battery Pack | https://www.se.com/us/en/product/SRT192BP |  |  | 16.54x39.37x23.62(in) 42.00x100.00x60.00(cent) | 101.50(kilos) 223.81(lbs) |  |  | 731304301769 | NAM CERTIFIED PARTNER USD | 16-SEP-2025 | 1360.00 | 01-NOV-2025 | 1495.00
| SRT192BP2 | APC Smart-UPS SRT 192V 8kVA and 10kVA Battery Pack | https://www.se.com/us/en/product/SRT192BP2 |  |  | 16.54x23.62x39.37(in) 42.00x60.00x100.00(cent) | 101.50(kilos) 223.81(lbs) |  |  | 731304292746 | NAM CERTIFIED PARTNER USD | 16-SEP-2025 | 1405.00 | 01-NOV-2025 | 1545.00
| SRT192BP2US | APC Smart-UPS SRT 192V 8kVA and 10kVA Battery Pack TAA | https://www.se.com/us/en/product/SRT192BP2US |  |  | 16.54x23.62x39.37(in) 42.00x60.00x100.00(cent) | 101.29(kilos) 223.34(lbs) |  |  | 731304379867 | NAM CERTIFIED PARTNER USD | 16-SEP-2025 | 1540.00 | 01-NOV-2025 | 1695.00
| SRT192BPJ | APC Smart-UPS SRT 192V 5kVA Japan | https://www.se.com/us/en/product/SRT192BPJ |  |  | 16.54x23.62x39.37(in) 42.00x60.00x100.00(cent) | 102.00(kilos) 224.91(lbs) |  |  | 731304328568 | NAM CERTIFIED PARTNER USD | 16-SEP-2025 | 1580.00 | 01-NOV-2025 | 1735.00
| SRT192BPUS | APC Smart-UPS SRT 192V 5kVA and 6kVA Battery Pack TAA | https://www.se.com/us/en/product/SRT192BPUS |  |  | 16.54x23.62x39.37(in) 42.00x60.00x100.00(cent) | 101.29(kilos) 223.34(lbs) |  |  | 731304379874 | NAM CERTIFIED PARTNER USD | 16-SEP-2025 | 1490.00 | 01-NOV-2025 | 1635.00
| SRT192RMBP | APC Smart-UPS SRT 192V 5kVA and 6kVA RM Battery Pack | https://www.se.com/us/en/product/SRT192RMBP |  |  | 16.93x38.58x23.62(in) 43.00x98.00x60.00(cent) | 223.50(kilos) 492.82(lbs) | 2 |  | 731304301776 | NAM CERTIFIED PARTNER USD | 16-SEP-2025 | 1550.00 | 01-NOV-2025 | 1700.00
| SRT192RMBP2 | APC Smart-UPS SRT 192V 8 and 10kVA RM Battery Pack | https://www.se.com/us/en/product/SRT192RMBP2 |  |  | 16.54x39.37x23.62(in) 42.00x100.00x60.00(cent) | 105.50(kilos) 232.63(lbs) |  |  | 731304292753 | NAM CERTIFIED PARTNER USD | 16-SEP-2025 | 1650.00 | 01-NOV-2025 | 1815.00
| SRT192RMBP2US | APC Smart-UPS SRT 192V 8kVA and 10kVA RM Battery Pack TAA | https://www.se.com/us/en/product/SRT192RMBP2US |  |  | 16.54x23.62x39.37(in) 42.00x60.00x100.00(cent) | 105.28(kilos) 232.14(lbs) |  |  | 731304379881 | NAM CERTIFIED PARTNER USD | 16-SEP-2025 | 1700.00 | 01-NOV-2025 | 1870.00
| SRT192RMBPUS | APC Smart-UPS SRT 192V 5kVA and 6kVA RM Battery Pack TAA | https://www.se.com/us/en/product/SRT192RMBPUS |  |  | 16.54x23.62x39.37(in) 42.00x60.00x100.00(cent) | 105.28(kilos) 232.14(lbs) |  |  | 731304379898 | NAM CERTIFIED PARTNER USD | 16-SEP-2025 | 1590.00 | 01-NOV-2025 | 1750.00
| SRT1000RMXLA | APC Smart-UPS SRT 1000VA RM 120V | https://www.se.com/us/en/product/SRT1000RMXLA | 120 AC 1 PH | 120 1 PH | 9.65x23.43x27.17(in) 24.50x59.50x69.00(cent) | 32.58(kilos) 71.84(lbs) |  |  | 731304329961 | NAM CERTIFIED PARTNER USD | 16-SEP-2025 | 1035.00 | 01-NOV-2025 | 1140.00
| SRT1000RMXLA-NC | APC Smart-UPS SRT 1000VA RM 120V Network Card | https://www.se.com/us/en/product/SRT1000RMXLA-NC | 120 AC 1 PH | 120 1 PH | 9.65x23.43x27.17(in) 24.50x59.50x69.00(cent) | 32.58(kilos) 71.84(lbs) |  |  | 731304329978 | NAM CERTIFIED PARTNER USD | 16-SEP-2025 | 1530.00 | 01-NOV-2025 | 1685.00
| SRT1000RMXLA-NCUS | APC Smart-UPS SRT 1000VA LCD RM 120V with Network Card TAA-Compliant | https://www.se.com/us/en/product/SRT1000RMXLA-NCUS | 120 AC 1 PH | 120 AC 1 PH | 9.69x23.39x29.49(in) 24.60x59.40x74.90(cent) | 29.60(kilos) 65.27(lbs) |  |  | 731304740568 | NAM CERTIFIED PARTNER USD | 16-SEP-2025 | 1610.00 | 01-NOV-2025 | 1770.00
| SRT1000XLA | APC Smart-UPS SRT 1000VA 120V | https://www.se.com/us/en/product/SRT1000XLA | 120 AC 1 PH | 120 1 PH | 9.65x23.43x27.17(in) 24.50x59.50x69.00(cent) | 32.58(kilos) 71.84(lbs) |  |  | 731304329985 | NAM CERTIFIED PARTNER USD | 16-SEP-2025 | 924.00 | 01-NOV-2025 | 1020.00
| SRT1500RMXLA | APC Smart-UPS SRT 1500VA RM 120V | https://www.se.com/us/en/product/SRT1500RMXLA | 120 AC 1 PH | 120 1 PH | 9.65x23.43x27.17(in) 24.50x59.50x69.00(cent) | 32.58(kilos) 71.84(lbs) |  |  | 731304330073 | NAM CERTIFIED PARTNER USD | 16-SEP-2025 | 1460.00 | 01-NOV-2025 | 1610.00
| SRT1500RMXLA-NC | APC Smart-UPS SRT 1500VA RM 120V Network Card | https://www.se.com/us/en/product/SRT1500RMXLA-NC | 120 AC 1 PH | 120 1 PH | 9.65x23.43x27.17(in) 24.50x59.50x69.00(cent) | 32.58(kilos) 71.84(lbs) |  |  | 731304330080 | NAM CERTIFIED PARTNER USD | 16-SEP-2025 | 1990.00 | 01-NOV-2025 | 2190.00
| SRT1500RMXLA-NCUS | APC Smart-UPS SRT 1500VA LCD RM 120V with Network Card TAA-Compliant | https://www.se.com/us/en/product/SRT1500RMXLA-NCUS | 120 AC 1 PH | 120 AC 1 PH | 9.69x23.39x29.49(in) 24.60x59.40x74.90(cent) | 29.60(kilos) 65.27(lbs) |  |  | 731304740575 | NAM CERTIFIED PARTNER USD | 16-SEP-2025 | 2090.00 | 01-NOV-2025 | 2300.00
| SRT1500RMXLAUS | APC Smart-UPS SRT 1500VA LCD RM 120V TAA-Compliant | https://www.se.com/us/en/product/SRT1500RMXLAUS | 120 AC 1 PH | 120 AC 1 PH | 9.69x23.39x29.49(in) 24.60x59.40x74.90(cent) | 29.60(kilos) 65.27(lbs) |  |  | 731304740582 | NAM CERTIFIED PARTNER USD | 16-SEP-2025 | 1535.00 | 01-NOV-2025 | 1690.00
| SRT1500XLA | APC Smart-UPS SRT 1500VA 120V | https://www.se.com/us/en/product/SRT1500XLA | 120 AC 1 PH | 120 1 PH | 9.65x23.43x27.17(in) 24.50x59.50x69.00(cent) | 32.58(kilos) 71.84(lbs) |  |  | 731304330097 | NAM CERTIFIED PARTNER USD | 16-SEP-2025 | 1260.00 | 01-NOV-2025 | 1385.00
| SRT2200RMXLA | APC Smart-UPS SRT 2200VA RM 120V | https://www.se.com/us/en/product/SRT2200RMXLA | 120 AC 1 PH | 120 1 PH | 9.69x23.58x31.89(in) 24.60x59.90x81.00(cent) | 34.02(kilos) 75.01(lbs) |  |  | 731304323051 | NAM CERTIFIED PARTNER USD | 16-SEP-2025 | 1870.00 | 01-NOV-2025 | 2060.00
| SRT2200RMXLA-NC | APC Smart-UPS SRT 2200VA RM 120V Network Card | https://www.se.com/us/en/product/SRT2200RMXLA-NC | 120 AC 1 PH | 120 1 PH | 9.69x23.58x31.89(in) 24.60x59.90x81.00(cent) | 34.02(kilos) 75.01(lbs) |  |  | 731304325154 | NAM CERTIFIED PARTNER USD | 16-SEP-2025 | 2280.00 | 01-NOV-2025 | 2505.00
| SRT2200RMXLA-NCUS | APC Smart-UPS SRT 2200VA LCD RM 120V with Network Card TAA-Compliant | https://www.se.com/us/en/product/SRT2200RMXLA-NCUS | 120 AC 1 PH | 120 AC 1 PH | 9.69x23.58x31.89(in) 24.60x59.90x81.00(cent) | 34.02(kilos) 75.01(lbs) |  |  | 731304740599 | NAM CERTIFIED PARTNER USD | 16-SEP-2025 | 2395.00 | 01-NOV-2025 | 2635.00
| SRT2200RMXLAUS | APC Smart-UPS SRT 2200VA 120V TAA | https://www.se.com/us/en/product/SRT2200RMXLAUS | 120 AC 1 PH | 120 1 PH | 9.69x23.58x31.89(in) 24.60x59.90x81.00(cent) | 34.02(kilos) 75.01(lbs) |  |  | 731304340461 | NAM CERTIFIED PARTNER USD | 16-SEP-2025 | 2235.00 | 01-NOV-2025 | 2460.00
| SRT2200RMXLI | APC Smart-UPS SRT 2200VA RM 230V | https://www.se.com/us/en/product/SRT2200RMXLI | 230 AC 1 PH | 230 1 PH | 9.69x31.89x23.58(in) 24.60x81.00x59.90(cent) | 34.02(kilos) 75.01(lbs) |  |  | 731304317623 | NAM CERTIFIED PARTNER USD | 16-SEP-2025 | 2170.00 | 01-NOV-2025 | 2385.00
| SRT2200RMXLI-NC | APC Smart-UPS SRT 2200VA RM 230V Network Card | https://www.se.com/us/en/product/SRT2200RMXLI-NC | 230 AC 1 PH | 230 1 PH | 9.65x32.09x23.62(in) 24.50x81.50x60.00(cent) | 33.11(kilos) 73.00(lbs) | 3 |  | 731304327561 | NAM CERTIFIED PARTNER USD | 16-SEP-2025 | 2595.00 | 01-NOV-2025 | 2855.00
| SRT2200XLA | APC Smart-UPS SRT 2200VA 120V | https://www.se.com/us/en/product/SRT2200XLA | 120 AC 1 PH | 120 1 PH | 9.69x23.58x31.89(in) 24.60x59.90x81.00(cent) | 30.84(kilos) 68.00(lbs) |  |  | 731304325161 | NAM CERTIFIED PARTNER USD | 16-SEP-2025 | 1630.00 | 01-NOV-2025 | 1795.00
| SRT2200XLI | APC Smart-UPS SRT 2200VA 230V | https://www.se.com/us/en/product/SRT2200XLI | 230 AC 1 PH | 230 1 PH | 9.69x31.89x23.58(in) 24.60x81.00x59.90(cent) | 30.84(kilos) 68.00(lbs) | 2 |  | 731304317630 | NAM CERTIFIED PARTNER USD | 16-SEP-2025 | 2005.00 | 01-NOV-2025 | 2210.00
| SRT3000RMXLA | APC Smart-UPS SRT 3000VA RM 120V | https://www.se.com/us/en/product/SRT3000RMXLA | 120 AC 1 PH | 120 1 PH | 9.29x3.82x13.50(in) 23.60x9.70x34.30(cent) | 39.92(kilos) 88.02(lbs) |  |  | 731304323068 | NAM CERTIFIED PARTNER USD | 16-SEP-2025 | 3545.00 | 01-NOV-2025 | 3900.00
| SRT3000RMXLA-NC | APC Smart-UPS SRT 3000VA RM 120V Network Card | https://www.se.com/us/en/product/SRT3000RMXLA-NC | 120 AC 1 PH | 120 1 PH | 9.69x23.58x34.29(in) 24.60x59.90x87.10(cent) | 39.92(kilos) 88.02(lbs) |  |  | 731304325178 | NAM CERTIFIED PARTNER USD | 16-SEP-2025 | 4180.00 | 01-NOV-2025 | 4595.00
| SRT3000RMXLA-NCUS | APC Smart-UPS SRT 3000VA LCD RM 120V with Network Card TAA-Compliant | https://www.se.com/us/en/product/SRT3000RMXLA-NCUS | 120 AC 1 PH | 120 AC 1 PH | 9.69x23.58x34.29(in) 24.60x59.90x87.10(cent) | 39.92(kilos) 88.02(lbs) |  |  | 731304740605 | NAM CERTIFIED PARTNER USD | 16-SEP-2025 | 4385.00 | 01-NOV-2025 | 4825.00
| SRT3000RMXLAUS | APC Smart-UPS SRT 3000VA LCD RM 120V TAA-Compliant | https://www.se.com/us/en/product/SRT3000RMXLAUS | 120 AC 1 PH | 120 AC 1 PH | 9.29x3.82x13.50(in) 23.60x9.70x34.30(cent) | 39.92(kilos) 88.02(lbs) |  |  | 731304740612 | NAM CERTIFIED PARTNER USD | 16-SEP-2025 | 3725.00 | 01-NOV-2025 | 4095.00
| SRT3000RMXLI | APC Smart-UPS SRT 3000VA RM 230V | https://www.se.com/us/en/product/SRT3000RMXLI | 230 AC 1 PH | 230 1 PH | 9.69x34.29x23.58(in) 24.60x87.10x59.90(cent) | 39.91(kilos) 88.00(lbs) |  |  | 731304317647 | NAM CERTIFIED PARTNER USD | 16-SEP-2025 | 3710.00 | 01-NOV-2025 | 4080.00
| SRT3000RMXLI-NC | APC Smart-UPS SRT 3000VA RM 230V Network Card | https://www.se.com/us/en/product/SRT3000RMXLI-NC | 230 AC 1 PH | 230 1 PH | 9.45x34.25x23.62(in) 24.00x87.00x60.00(cent) | 39.84(kilos) 87.84(lbs) |  |  | 731304327592 | NAM CERTIFIED PARTNER USD | 16-SEP-2025 | 4075.00 | 01-NOV-2025 | 4480.00
| SRT3000RMXLT | APC Smart-UPS SRT 3000VA RM 208V | https://www.se.com/us/en/product/SRT3000RMXLT | 208 AC 1 PH | 208 1 PH | 9.69x23.58x34.29(in) 24.60x59.90x87.10(cent) | 39.92(kilos) 88.02(lbs) |  |  | 731304317654 | NAM CERTIFIED PARTNER USD | 16-SEP-2025 | 3435.00 | 01-NOV-2025 | 3780.00
| SRT3000RMXLT-5KTF | APC Smart-UPS SRT 3000VA RM 208V to 120V 2U Step-Down Transformer | https://www.se.com/us/en/product/SRT3000RMXLT-5KTF | 208 AC 1 PH | 120 1 PH,208 1 PH | 19.69x24.49x37.48(in) 50.00x62.20x95.20(cent) | 89.81(kilos) 198.03(lbs) |  |  | 731304634720 | NAM CERTIFIED PARTNER USD | 16-SEP-2025 | 4390.00 | 01-NOV-2025 | 4825.00
| SRT3000RMXLT-NC | APC Smart-UPS SRT 3000VA RM 208V Network Card | https://www.se.com/us/en/product/SRT3000RMXLT-NC | 208 AC 1 PH | 208 1 PH | 9.69x23.58x34.29(in) 24.60x59.90x87.10(cent) | 39.92(kilos) 88.02(lbs) |  |  | 731304327608 | NAM CERTIFIED PARTNER USD | 16-SEP-2025 | 4185.00 | 01-NOV-2025 | 4600.00
| SRT3000RMXLT-NCUS | APC Smart-UPS SRT 3000VA LCD RM 208V with Network Card TAA-Compliant | https://www.se.com/us/en/product/SRT3000RMXLT-NCUS | 208 AC 1 PH | 208 AC 1 PH | 9.69x23.58x34.29(in) 24.60x59.90x87.10(cent) | 39.92(kilos) 88.02(lbs) |  |  | 731304740629 | NAM CERTIFIED PARTNER USD | 16-SEP-2025 | 4395.00 | 01-NOV-2025 | 4830.00
| SRT3000RMXLTUS | APC Smart-UPS SRT 3000VA LCD RM 208V TAA-Compliant | https://www.se.com/us/en/product/SRT3000RMXLTUS | 208 AC 1 PH | 208 AC 1 PH | 9.69x23.58x34.29(in) 24.60x59.90x87.10(cent) | 39.92(kilos) 88.02(lbs) |  |  | 731304740636 | NAM CERTIFIED PARTNER USD | 16-SEP-2025 | 3610.00 | 01-NOV-2025 | 3970.00
| SRT3000RMXLW-IEC | APC Smart-UPS SRT 3000VA RM 208/230V IEC | https://www.se.com/us/en/product/SRT3000RMXLW-IEC | 208 AC 1 PH,230 AC 1 PH | 208 1 PH,230 1 PH | 9.69x23.58x34.29(in) 24.60x59.90x87.10(cent) | 39.92(kilos) 88.02(lbs) |  |  | 731304320074 | NAM CERTIFIED PARTNER USD | 16-SEP-2025 | 3680.00 | 01-NOV-2025 | 4045.00
| SRT3000XLA | APC Smart-UPS SRT 3000VA 120V | https://www.se.com/us/en/product/SRT3000XLA | 120 AC 1 PH | 120 1 PH | 9.69x23.58x34.29(in) 24.60x59.90x87.10(cent) | 36.74(kilos) 81.01(lbs) |  |  | 731304325185 | NAM CERTIFIED PARTNER USD | 16-SEP-2025 | 3365.00 | 01-NOV-2025 | 3700.00
| SRT3000XLAUS | APC Smart-UPS SRT 3000VA 120V TAA | https://www.se.com/us/en/product/SRT3000XLAUS | 120 AC 1 PH | 120 AC 1 PH | 9.69x23.58x34.29(in) 24.60x59.90x87.10(cent) | 36.74(kilos) 81.01(lbs) |  |  | 731304340478 | NAM CERTIFIED PARTNER USD | 16-SEP-2025 | 3695.00 | 01-NOV-2025 | 4065.00
| SRT3000XLI | APC Smart-UPS SRT 3000VA 230V | https://www.se.com/us/en/product/SRT3000XLI | 230 AC 1 PH | 230 1 PH | 15.75x47.24x31.50(in) 40.00x120.00x80.00(cent) | 48.64(kilos) 107.25(lbs) |  |  | 731304317678 | NAM CERTIFIED PARTNER USD | 16-SEP-2025 | 3445.00 | 01-NOV-2025 | 3790.00
| SRT3000XLT | APC Smart-UPS SRT 3000VA 208V | https://www.se.com/us/en/product/SRT3000XLT | 208 AC 1 PH | 208 1 PH | 9.69x23.58x34.29(in) 24.60x59.90x87.10(cent) | 36.74(kilos) 81.01(lbs) |  |  | 731304317685 | NAM CERTIFIED PARTNER USD | 16-SEP-2025 | 3395.00 | 01-NOV-2025 | 3735.00
| SRT3000XLT-5KTF | APC Smart-UPS SRT 3000VA 208/240V to 120V Step-Down Transformer | https://www.se.com/us/en/product/SRT3000XLT-5KTF | 208 AC 1 PH | 120 1 PH,208 1 PH | 23.39x23.74x38.58(in) 59.40x60.30x98.00(cent) | 100.24(kilos) 221.03(lbs) |  |  | 731304634645 | NAM CERTIFIED PARTNER USD | 16-SEP-2025 | 4335.00 | 01-NOV-2025 | 4770.00
| SRT3000XLW-IEC | APC Smart-UPS SRT 3000VA 208/230V IEC | https://www.se.com/us/en/product/SRT3000XLW-IEC | 208 AC 1 PH,230 AC 1 PH | 208 1 PH,230 1 PH | 9.69x23.58x34.29(in) 24.60x59.90x87.10(cent) | 36.74(kilos) 81.01(lbs) |  |  | 731304320081 | NAM CERTIFIED PARTNER USD | 16-SEP-2025 | 3395.00 | 01-NOV-2025 | 3735.00
| SRTL2K2RM1UC | APC Smart-UPS SRT, Lithium-Ion, 2200VA 120V with SmartConnect | https://www.se.com/us/en/product/SRTL2K2RM1UC | 120 AC 1 PH,125 AC 1 PH | 120 AC 1 PH,125 AC 1 PH | 10.94x30.08x22.20(in) 27.80x76.40x56.40(cent) | 24.18(kilos) 53.32(lbs) |  |  | 731304435556 | NAM CERTIFIED PARTNER USD | 16-SEP-2025 | 3735.00 | 01-NOV-2025 | 4105.00
| SRTL2K2RM1UNC | APC Smart-UPS SRT, Lithium-Ion, 2200VA 120V, with SmartConnect, with Network Management Card | https://www.se.com/us/en/product/SRTL2K2RM1UNC | 120 AC 1 PH,125 AC 1 PH | 120 AC 1 PH,125 AC 1 PH | 10.94x30.08x22.20(in) 27.80x76.40x56.40(cent) | 24.18(kilos) 53.32(lbs) |  |  | 731304435563 | NAM CERTIFIED PARTNER USD | 16-SEP-2025 | 4405.00 | 01-NOV-2025 | 4850.00
| SRTL2K2RM1UWC | APC Smart-UPS Ultra, 2200VA 208+230V 1U, with Lithium-Ion Battery, with SmartConnect | https://www.se.com/us/en/product/SRTL2K2RM1UWC | 208 AC 1 PH,240 AC 1 PH | 208 AC 1 PH,240 AC 1 PH | 10.95x30.08x22.20(in) 27.82x76.40x56.40(cent) | 24.18(kilos) 53.32(lbs) |  |  | 731304573586 | NAM CERTIFIED PARTNER USD | 16-SEP-2025 | 3735.00 | 01-NOV-2025 | 4105.00
| SRTL2K2RM1UWNC | APC Smart-UPS Ultra, 2200VA 208+230V 1U, with Lithium-Ion Battery, with Network Management Card Embedded | https://www.se.com/us/en/product/SRTL2K2RM1UWNC | 208 AC 1 PH,240 AC 1 PH | 208 AC 1 PH,240 AC 1 PH | 10.95x30.08x22.20(in) 27.82x76.40x56.40(cent) | 24.18(kilos) 53.32(lbs) |  |  | 731304573593 | NAM CERTIFIED PARTNER USD | 16-SEP-2025 | 4405.00 | 01-NOV-2025 | 4850.00
| SRTL3KRM1UC | APC Smart-UPS SRT, Lithium-Ion, 3000VA 120V with SmartConnect | https://www.se.com/us/en/product/SRTL3KRM1UC | 120 AC 1 PH,125 AC 1 PH | 120 AC 1 PH,125 AC 1 PH | 10.95x30.08x22.20(in) 27.82x76.40x56.40(cent) | 24.17(kilos) 53.29(lbs) |  |  | 731304435532 | NAM CERTIFIED PARTNER USD | 16-SEP-2025 | 4950.00 | 01-NOV-2025 | 5445.00
| SRTL3KRM1UNC | APC Smart-UPS SRT, Lithium-Ion, 3000VA 120V, with SmartConnect, with Network Management Card | https://www.se.com/us/en/product/SRTL3KRM1UNC | 120 AC 1 PH,125 AC 1 PH | 120 AC 1 PH,125 AC 1 PH | 10.95x30.08x22.20(in) 27.82x76.40x56.40(cent) | 24.17(kilos) 53.29(lbs) |  |  | 731304435549 | NAM CERTIFIED PARTNER USD | 16-SEP-2025 | 5890.00 | 01-NOV-2025 | 6475.00
| SRTL3KRM1UWC | APC Smart-UPS Ultra, 3000VA 208+230V 1U, with Lithium-Ion Battery, with SmartConnect | https://www.se.com/us/en/product/SRTL3KRM1UWC | 208 AC 1 PH,240 AC 1 PH | 208 AC 1 PH,240 AC 1 PH | 10.94x30.08x22.20(in) 27.80x76.40x56.40(cent) | 24.20(kilos) 53.36(lbs) |  |  | 731304573524 | NAM CERTIFIED PARTNER USD | 16-SEP-2025 | 4950.00 | 01-NOV-2025 | 5445.00
| SRTL3KRM1UWNC | APC Smart-UPS Ultra, 3000VA 208+230V 1U, with Lithium-Ion Battery, with Network Management Card Embedded | https://www.se.com/us/en/product/SRTL3KRM1UWNC | 208 AC 1 PH,240 AC 1 PH | 208 AC 1 PH,240 AC 1 PH | 10.94x30.08x22.20(in) 27.80x76.40x56.40(cent) | 24.20(kilos) 53.36(lbs) |  |  | 731304573531 | NAM CERTIFIED PARTNER USD | 16-SEP-2025 | 5890.00 | 01-NOV-2025 | 6475.00
| SRTL5KRM2UT | APC Smart-UPS Ultra On-Line Lithium ion, 5KVA/5KW, 2U Rack/Tower, 208V | https://www.se.com/us/en/product/SRTL5KRM2UT | 208 AC 1 PH | 208 AC 1 PH | 15.43x38.74x23.03(in) 39.20x98.40x58.50(cent) | 38.50(kilos) 84.89(lbs) |  |  | 731304435730 | NAM CERTIFIED PARTNER USD | 16-SEP-2025 | 8975.00 | 01-NOV-2025 | 9870.00
| SRTL5KRM2UT-5KRMTF | APC Smart-UPS SRTL 5KVA RM 208V to 120V 2U Step-Down Transformer | https://www.se.com/us/en/product/SRTL5KRM2UT-5KRMTF | 208 AC 1 PH | 120 AC 1 PH | 20.00x24.49x37.80(in) 50.80x62.20x96.00(cent) | 79.10(kilos) 174.42(lbs) |  |  | 731304437086 | NAM CERTIFIED PARTNER USD | 16-SEP-2025 | 9800.00 | 01-NOV-2025 | 10780.00
| SRTL5KRM2UT-5KTF | APC Smart-UPS SRTL 5KVA Tower 208V to 120V 2U Step-Down Transformer | https://www.se.com/us/en/product/SRTL5KRM2UT-5KTF | 230 AC 1 PH,240 AC 1 PH | 230 AC 1 PH,240 AC 1 PH | 10.94x24.02x38.58(in) 27.80x61.00x98.00(cent) | 92.70(kilos) 204.40(lbs) |  |  | 731304437079 | NAM CERTIFIED PARTNER USD | 16-SEP-2025 | 9925.00 | 01-NOV-2025 | 10920.00
| SRTL5KRM2UT-HW | APC Smart-UPS Ultra On-Line Lithium ion, 5KVA/5KW, 2U Rack/Tower, 208V, HW | https://www.se.com/us/en/product/SRTL5KRM2UT-HW | 208 AC 1 PH | 208 AC 1 PH | 15.43x38.74x23.03(in) 39.20x98.40x58.50(cent) | 38.50(kilos) 84.89(lbs) |  |  | 731304738039 | NAM CERTIFIED PARTNER USD | 16-SEP-2025 | 8975.00 | 01-NOV-2025 | 9870.00
| SRTL5KRMTF | APC Smart-UPS Ultra On Line SRTL 5kVA RM Isolation/Step-Down Transformer | https://www.se.com/us/en/product/SRTL5KRMTF | 208 | 120 | 10.00x24.49x37.48(in) 25.40x62.20x95.20(cent) | 49.90(kilos) 110.03(lbs) |  |  | 731304437055 | NAM CERTIFIED PARTNER USD | 16-SEP-2025 | 1100.00 | 01-NOV-2025 | 1210.00
| SRTL5KTF | APC Smart-UPS Ultra On Line SRTL 5kVA Tower Isolation/Step-Down Transformer | https://www.se.com/us/en/product/SRTL5KTF | 208 | 120 | 13.66x23.74x38.58(in) 34.70x60.30x98.00(cent) | 63.50(kilos) 140.02(lbs) |  |  | 731304437048 | NAM CERTIFIED PARTNER USD | 16-SEP-2025 | 1270.00 | 01-NOV-2025 | 1400.00
| SRTL8KRM4UT | APC Smart-UPS Ultra On-Line Lithium ion, 8KVA/8KW, 4U Rack/Tower, 208/240V | https://www.se.com/us/en/product/SRTL8KRM4UT | 208 AC 1 PH,240 AC 1 PH | 208 AC 1 PH,240 AC 1 PH | 24.80x39.37x25.59(in) 63.00x100.00x65.00(cent) | 88.50(kilos) 195.14(lbs) |  |  | 731304578475 | NAM CERTIFIED PARTNER USD | 16-SEP-2025 | 12465.00 | 01-NOV-2025 | 13715.00
| SRTL8KRM4UT-5KTF | APC Smart-UPS Ultra Li-ion 8KVA 208V RM UPS with 1 of 5KVA Step Down Transformer | https://www.se.com/us/en/product/SRTL8KRM4UT-5KTF | 208 AC 1 PH,240 AC 1 PH | 208 AC 1 PH,240 AC 1 PH | 33.15x39.37x25.59(in) 84.20x100.00x65.00(cent) | 134.50(kilos) 296.57(lbs) |  |  | 731304735953 | NAM CERTIFIED PARTNER USD | 16-SEP-2025 | 13565.00 | 01-NOV-2025 | 14920.00
| SRTL10KRM4UT | APC Smart-UPS Ultra On-Line Lithium ion, 10KVA/10KW, 4U Rack/Tower, 208/240V | https://www.se.com/us/en/product/SRTL10KRM4UT | 208 AC 1 PH,240 AC 1 PH | 208 AC 1 PH,240 AC 1 PH | 24.80x39.37x25.59(in) 63.00x100.00x65.00(cent) | 88.50(kilos) 195.14(lbs) |  |  | 731304578482 | NAM CERTIFIED PARTNER USD | 16-SEP-2025 | 13985.00 | 01-NOV-2025 | 15385.00
| SRTL10KRM4UT-5KTF2 | APC Smart-UPS Ultra Li-ion 10KVA 208V RM UPS with 2 of 5KVA Step Down Transformer | https://www.se.com/us/en/product/SRTL10KRM4UT-5KTF2 | 208 AC 1 PH,240 AC 1 PH | 208 AC 1 PH,240 AC 1 PH | 41.50x39.37x25.59(in) 105.40x100.00x65.00(cent) | 180.50(kilos) 398.00(lbs) |  |  | 731304735960 | NAM CERTIFIED PARTNER USD | 16-SEP-2025 | 16450.00 | 01-NOV-2025 | 18095.00
| SRTL50RMBP1U-LI | APC Smart-UPS Ultra 1U RM Lithium-Ion Battery Pack | https://www.se.com/us/en/product/SRTL50RMBP1U-LI |  |  | 7.80x30.08x22.20(in) 19.80x76.40x56.40(cent) | 24.49(kilos) 54.00(lbs) |  |  | 731304414377 | NAM CERTIFIED PARTNER USD | 16-SEP-2025 | 2880.00 | 01-NOV-2025 | 3170.00
| SRTL003 | APC Smart-UPS Ultra On-Line 5KVA OUTPUT IEC KIT | https://www.se.com/us/en/product/SRTL003 |  |  | 10.16x10.51x11.61(in) 25.80x26.70x29.50(cent) | 2.50(kilos) 5.51(lbs) |  |  | 731304433965 | NAM CERTIFIED PARTNER USD | 16-SEP-2025 | 194.00 | 01-NOV-2025 | 214.00
| SRTL011 | APC Smart-UPS Ultra On-Line 10KVA PDU 208V (2)L6-20 (2)L6-30 | https://www.se.com/us/en/product/SRTL011 |  |  | 8.19x5.91x6.89(in) 20.80x15.00x17.50(cent) | 1.34(kilos) 2.95(lbs) |  |  | 731304619383 | NAM CERTIFIED PARTNER USD | 16-SEP-2025 | 254.00 | 01-NOV-2025 | 279.00
| SRTL012 | APC Smart-UPS Ultra On-Line 10KVA PDU 208V (2)L6-30 (2)L6-30 | https://www.se.com/us/en/product/SRTL012 |  |  | 8.19x5.91x6.89(in) 20.80x15.00x17.50(cent) | 1.34(kilos) 2.95(lbs) |  |  | 731304619390 | NAM CERTIFIED PARTNER USD | 16-SEP-2025 | 267.00 | 01-NOV-2025 | 294.00
| SRTL016 | APC Smart-UPS Ultra On-Line 15ft Extension Cable for SRTL 10K 180V XBP | https://www.se.com/us/en/product/SRTL016 |  |  | 15.35x4.92x15.35(in) 39.00x12.50x39.00(cent) | 4.32(kilos) 9.53(lbs) |  |  | 731304619437 | NAM CERTIFIED PARTNER USD | 16-SEP-2025 | 254.00 | 01-NOV-2025 | 279.00
| SRTL180RM2UBP | APC Smart-UPS Ultra On-Line Lithium ion XBP 180V 2U Rack/Tower | https://www.se.com/us/en/product/SRTL180RM2UBP |  |  | 15.43x38.74x23.03(in) 39.20x98.40x58.50(cent) | 42.00(kilos) 92.61(lbs) |  |  | 731304437024 | NAM CERTIFIED PARTNER USD | 16-SEP-2025 | 4960.00 | 01-NOV-2025 | 5455.00
| SRTRK1 | APC 1U Rail Kit | https://www.se.com/us/en/product/SRTRK1 |  |  | 2.80x27.40x5.59(in) 7.10x69.60x14.20(cent) | 3.64(kilos) 8.03(lbs) |  |  | 731304328988 | NAM CERTIFIED PARTNER USD | 16-SEP-2025 | 179.00 | 01-NOV-2025 | 197.00
| SRTRK2 | "APC Smart-UPS SRT 19" Rail Kit for Smart-UPS SRT 5/6/8/10kVA" | https://www.se.com/us/en/product/SRTRK2 |  |  | 2.80x27.40x5.59(in) 7.10x69.60x14.20(cent) | 3.64(kilos) 8.03(lbs) | 10 |  | 731304313113 | NAM CERTIFIED PARTNER USD | 16-SEP-2025 | 226.00 | 01-NOV-2025 | 249.00
| SRTRK3 | APC 2-Post Mounting Rail Kit for Smart-UPS SRT | https://www.se.com/us/en/product/SRTRK3 |  |  | 4.65x11.22x8.50(in) 11.80x28.50x21.60(cent) | 4.20(kilos) 9.26(lbs) |  |  | 731304322382 | NAM CERTIFIED PARTNER USD | 16-SEP-2025 | 235.00 | 01-NOV-2025 | 258.00
| SRTRK4 | "APC Smart-UPS SRT 19" Rail Kit for SRT 1/1.5/2.2/3kVA" | https://www.se.com/us/en/product/SRTRK4 |  |  | 2.76x27.36x7.28(in) 7.00x69.50x18.50(cent) | 3.35(kilos) 7.39(lbs) |  |  | 731304322436 | NAM CERTIFIED PARTNER USD | 16-SEP-2025 | 225.00 | 01-NOV-2025 | 248.00
| SRYL5K15RMXLT | APC Smart-UPS Modular Ultra 5kW Scalable to 15kW N+1 Redundant, Rackmount, 208/240V | https://www.se.com/us/en/product/SRYL5K15RMXLT | 208 AC 1 PH,120 AC 1 PH,240 AC 1 PH | 120 AC 1 PH,208 AC 1 PH,240 AC 1 PH | 38.66x22.83x23.62(in) 98.20x58.00x60.00(cent) | 91.30(kilos) 201.32(lbs) |  |  | 731304420118 | NAM CERTIFIED PARTNER USD | 16-SEP-2025 | 18445.00 | 01-NOV-2025 | 20290.00
| SRYL5K15XLT18 | APC Smart-UPS Modular Ultra 5kW Scalable to 15kW N+1 Redundant, Tower, 208/240V, 18U Rack | https://www.se.com/us/en/product/SRYL5K15XLT18 | 208 AC 1 PH,120 AC 1 PH,240 AC 1 PH | 120 AC 1 PH,208 AC 1 PH,240 AC 1 PH | 41.73x39.17x29.53(in) 106.00x99.50x75.00(cent) | 186.06(kilos) 410.26(lbs) |  |  | 731304622031 | NAM CERTIFIED PARTNER USD | 16-SEP-2025 | 19320.00 | 01-NOV-2025 | 21250.00
| SRYL5K15XLT24 | APC Smart-UPS Modular Ultra 5kW Scalable to 15kW N+1 Redundant, Tower, 208/240V, 24U Rack | https://www.se.com/us/en/product/SRYL5K15XLT24 | 208 AC 1 PH,120 AC 1 PH,240 AC 1 PH | 120 AC 1 PH,208 AC 1 PH,240 AC 1 PH | 52.05x39.17x29.37(in) 132.20x99.50x74.60(cent) | 196.96(kilos) 434.30(lbs) |  |  | 731304622109 | NAM CERTIFIED PARTNER USD | 16-SEP-2025 | 19625.00 | 01-NOV-2025 | 21590.00
| SRYL5K20RMXLT | APC Smart-UPS Modular Ultra 5kW Scalable to 20kW N+1 Redundant, Rackmount, 208/240V | https://www.se.com/us/en/product/SRYL5K20RMXLT | 208 AC 1 PH,120 AC 1 PH,240 AC 1 PH | 120 AC 1 PH,208 AC 1 PH,240 AC 1 PH | 38.66x22.83x23.62(in) 98.20x58.00x60.00(cent) | 91.30(kilos) 201.32(lbs) |  |  | 731304420071 | NAM CERTIFIED PARTNER USD | 16-SEP-2025 | 18605.00 | 01-NOV-2025 | 20465.00
| SRYL5K20XLT18 | APC Smart-UPS Modular Ultra 5kW Scalable to 20kW N+1 Redundant, Tower, 208/240V, 18U Rack | https://www.se.com/us/en/product/SRYL5K20XLT18 | 208 AC 1 PH,120 AC 1 PH,240 AC 1 PH | 120 AC 1 PH,208 AC 1 PH,240 AC 1 PH | 41.73x39.17x29.53(in) 106.00x99.50x75.00(cent) | 206.56(kilos) 455.46(lbs) |  |  | 731304621997 | NAM CERTIFIED PARTNER USD | 16-SEP-2025 | 19475.00 | 01-NOV-2025 | 21425.00
| SRYL5K20XLT24 | APC Smart-UPS Modular Ultra 5kW Scalable to 20kW N+1 Redundant, Tower, 208/240V, 24U Rack | https://www.se.com/us/en/product/SRYL5K20XLT24 | 208 AC 1 PH,120 AC 1 PH,240 AC 1 PH | 120 AC 1 PH,208 AC 1 PH,240 AC 1 PH | 52.05x39.17x29.37(in) 132.20x99.50x74.60(cent) | 217.56(kilos) 479.72(lbs) |  |  | 731304622062 | NAM CERTIFIED PARTNER USD | 16-SEP-2025 | 19785.00 | 01-NOV-2025 | 21765.00
| SRYL5KPMT | APC Smart-UPS Modular Ultra, 5 kW Power Module, 208V | https://www.se.com/us/en/product/SRYL5KPMT |  |  | 6.89x29.69x11.65(in) 17.50x75.40x29.60(cent) | 11.00(kilos) 24.26(lbs) |  |  | 731304420460 | NAM CERTIFIED PARTNER USD | 16-SEP-2025 | 4880.00 | 01-NOV-2025 | 5365.00
| SRYL10K15RMXLT | APC Smart-UPS Modular Ultra 10kW Scalable to 15kW N+1 Redundant, Rackmount, 208/240V | https://www.se.com/us/en/product/SRYL10K15RMXLT | 208 AC 1 PH,120 AC 1 PH,240 AC 1 PH | 120 AC 1 PH,208 AC 1 PH,240 AC 1 PH | 38.66x22.83x23.62(in) 98.20x58.00x60.00(cent) | 112.50(kilos) 248.06(lbs) |  |  | 731304420125 | NAM CERTIFIED PARTNER USD | 16-SEP-2025 | 24240.00 | 01-NOV-2025 | 26665.00
| SRYL10K15XLT18 | APC Smart-UPS Modular Ultra 10kW Scalable to 15kW N+1 Redundant, Tower, 208/240V, 18U Rack | https://www.se.com/us/en/product/SRYL10K15XLT18 | 208 AC 1 PH,120 AC 1 PH,240 AC 1 PH | 120 AC 1 PH,208 AC 1 PH,240 AC 1 PH | 41.73x39.17x29.53(in) 106.00x99.50x75.00(cent) | 205.46(kilos) 453.04(lbs) |  |  | 731304622048 | NAM CERTIFIED PARTNER USD | 16-SEP-2025 | 25110.00 | 01-NOV-2025 | 27620.00
| SRYL10K15XLT24 | APC Smart-UPS Modular Ultra 10kW Scalable to 15kW N+1 Redundant, Tower, 208/240V, 24U Rack | https://www.se.com/us/en/product/SRYL10K15XLT24 | 208 AC 1 PH,120 AC 1 PH,240 AC 1 PH | 120 AC 1 PH,208 AC 1 PH,240 AC 1 PH | 52.05x39.17x29.37(in) 132.20x99.50x74.60(cent) | 216.36(kilos) 477.07(lbs) |  |  | 731304622116 | NAM CERTIFIED PARTNER USD | 16-SEP-2025 | 25420.00 | 01-NOV-2025 | 27960.00
| SRYL10K20RMXLT | APC Smart-UPS Modular Ultra 10kW Scalable to 20kW N+1 Redundant, Rackmount, 208/240V | https://www.se.com/us/en/product/SRYL10K20RMXLT | 208 AC 1 PH,120 AC 1 PH,240 AC 1 PH | 120 AC 1 PH,208 AC 1 PH,240 AC 1 PH | 38.66x22.83x23.62(in) 98.20x58.00x60.00(cent) | 112.50(kilos) 248.06(lbs) |  |  | 731304420088 | NAM CERTIFIED PARTNER USD | 16-SEP-2025 | 24375.00 | 01-NOV-2025 | 26810.00
| SRYL10K20XLT18 | APC Smart-UPS Modular Ultra 10kW Scalable to 20kW N+1 Redundant, Tower, 208/240V, 18U Rack | https://www.se.com/us/en/product/SRYL10K20XLT18 | 208 AC 1 PH,120 AC 1 PH,240 AC 1 PH | 120 AC 1 PH,208 AC 1 PH,240 AC 1 PH | 41.73x39.17x29.53(in) 106.00x99.50x75.00(cent) | 225.66(kilos) 497.58(lbs) |  |  | 731304622000 | NAM CERTIFIED PARTNER USD | 16-SEP-2025 | 25245.00 | 01-NOV-2025 | 27770.00
| SRYL10K20XLT24 | APC Smart-UPS Modular Ultra 10kW Scalable to 20kW N+1 Redundant, Tower, 208/240V, 24U Rack | https://www.se.com/us/en/product/SRYL10K20XLT24 | 208 AC 1 PH,120 AC 1 PH,240 AC 1 PH | 120 AC 1 PH,208 AC 1 PH,240 AC 1 PH | 52.05x39.17x29.37(in) 132.20x99.50x74.60(cent) | 236.96(kilos) 522.50(lbs) |  |  | 731304622079 | NAM CERTIFIED PARTNER USD | 16-SEP-2025 | 25555.00 | 01-NOV-2025 | 28110.00
| SRYL15K15RMXLT | APC Smart-UPS Modular Ultra 15kW Scalable to 15kW N+1 Redundant, Rackmount, 208/240V | https://www.se.com/us/en/product/SRYL15K15RMXLT | 208 AC 1 PH,120 AC 1 PH,240 AC 1 PH | 120 AC 1 PH,208 AC 1 PH,240 AC 1 PH | 38.66x22.83x23.62(in) 98.20x58.00x60.00(cent) | 133.50(kilos) 294.37(lbs) |  |  | 731304420132 | NAM CERTIFIED PARTNER USD | 16-SEP-2025 | 30225.00 | 01-NOV-2025 | 33245.00
| SRYL15K15XLT18 | APC Smart-UPS Modular Ultra 15kW Scalable to 15kW N+1 Redundant, Tower, 208/240V, 18U Rack | https://www.se.com/us/en/product/SRYL15K15XLT18 | 208 AC 1 PH,120 AC 1 PH,240 AC 1 PH | 120 AC 1 PH,208 AC 1 PH,240 AC 1 PH | 41.73x39.17x29.53(in) 106.00x99.50x75.00(cent) | 224.86(kilos) 495.82(lbs) |  |  | 731304622055 | NAM CERTIFIED PARTNER USD | 16-SEP-2025 | 31095.00 | 01-NOV-2025 | 34205.00
| SRYL15K15XLT24 | APC Smart-UPS Modular Ultra 15kW Scalable to 15kW N+1 Redundant, Tower, 208/240V, 24U Rack | https://www.se.com/us/en/product/SRYL15K15XLT24 | 208 AC 1 PH,120 AC 1 PH,240 AC 1 PH | 120 AC 1 PH,208 AC 1 PH,240 AC 1 PH | 52.05x39.17x29.37(in) 132.20x99.50x74.60(cent) | 235.76(kilos) 519.85(lbs) |  |  | 731304622123 | NAM CERTIFIED PARTNER USD | 16-SEP-2025 | 31405.00 | 01-NOV-2025 | 34545.00
| SRYL15K20RMXLT | APC Smart-UPS Modular Ultra 15kW Scalable to 20kW N+1 Redundant, Rackmount, 208/240V | https://www.se.com/us/en/product/SRYL15K20RMXLT | 208 AC 1 PH,120 AC 1 PH,240 AC 1 PH | 120 AC 1 PH,208 AC 1 PH,240 AC 1 PH | 38.66x22.83x23.62(in) 98.20x58.00x60.00(cent) | 133.50(kilos) 294.37(lbs) |  |  | 731304420095 | NAM CERTIFIED PARTNER USD | 16-SEP-2025 | 30145.00 | 01-NOV-2025 | 33160.00
| SRYL15K20XLT18 | APC Smart-UPS Modular Ultra 15kW Scalable to 20kW N+1 Redundant, Tower, 208/240V, 18U Rack | https://www.se.com/us/en/product/SRYL15K20XLT18 | 208 AC 1 PH,120 AC 1 PH,240 AC 1 PH | 120 AC 1 PH,208 AC 1 PH,240 AC 1 PH | 41.73x39.17x29.53(in) 106.00x99.50x75.00(cent) | 245.36(kilos) 541.02(lbs) |  |  | 731304622017 | NAM CERTIFIED PARTNER USD | 16-SEP-2025 | 31015.00 | 01-NOV-2025 | 34120.00
| SRYL15K20XLT24 | APC Smart-UPS Modular Ultra 15kW Scalable to 20kW N+1 Redundant, Tower, 208/240V, 24U Rack | https://www.se.com/us/en/product/SRYL15K20XLT24 | 208 AC 1 PH,120 AC 1 PH,240 AC 1 PH | 120 AC 1 PH,208 AC 1 PH,240 AC 1 PH | 52.05x39.17x29.37(in) 132.20x99.50x74.60(cent) | 256.36(kilos) 565.27(lbs) |  |  | 731304622086 | NAM CERTIFIED PARTNER USD | 16-SEP-2025 | 31325.00 | 01-NOV-2025 | 34455.00
| SRYL20K20RMXLT | APC Smart-UPS Modular Ultra 20kW Scalable to 20kW N+1 Redundant, Rackmount, 208/240V | https://www.se.com/us/en/product/SRYL20K20RMXLT | 208 AC 1 PH,120 AC 1 PH,240 AC 1 PH | 120 AC 1 PH,208 AC 1 PH,240 AC 1 PH | 38.66x22.83x23.62(in) 98.20x58.00x60.00(cent) | 167.00(kilos) 368.24(lbs) |  |  | 731304420101 | NAM CERTIFIED PARTNER USD | 16-SEP-2025 | 38895.00 | 01-NOV-2025 | 42785.00
| SRYL20K20XLT18 | APC Smart-UPS Modular Ultra 20kW Scalable to 20kW N+1 Redundant, Tower, 208/240V, 18U Rack | https://www.se.com/us/en/product/SRYL20K20XLT18 | 208 AC 1 PH,120 AC 1 PH,240 AC 1 PH | 120 AC 1 PH,208 AC 1 PH,240 AC 1 PH | 41.73x39.17x29.53(in) 106.00x99.50x75.00(cent) | 264.76(kilos) 583.80(lbs) |  |  | 731304622024 | NAM CERTIFIED PARTNER USD | 16-SEP-2025 | 39765.00 | 01-NOV-2025 | 43740.00
| SRYL20K20XLT24 | APC Smart-UPS Modular Ultra 20kW Scalable to 20kW N+1 Redundant, Tower, 208/240V, 24U Rack | https://www.se.com/us/en/product/SRYL20K20XLT24 | 208 AC 1 PH,120 AC 1 PH,240 AC 1 PH | 120 AC 1 PH,208 AC 1 PH,240 AC 1 PH | 52.05x39.17x29.37(in) 132.20x99.50x74.60(cent) | 275.76(kilos) 608.05(lbs) |  |  | 731304622093 | NAM CERTIFIED PARTNER USD | 16-SEP-2025 | 40075.00 | 01-NOV-2025 | 44080.00
| SRYLBM | APC Smart-UPS Modular Ultra Lithium-ion Battery Module | https://www.se.com/us/en/product/SRYLBM |  |  | 6.10x28.78x10.98(in) 15.50x73.10x27.90(cent) | 11.50(kilos) 25.36(lbs) |  |  | 731304420484 | NAM CERTIFIED PARTNER USD | 16-SEP-2025 | 3550.00 | 01-NOV-2025 | 3905.00
| SRYLF15KRMT | APC Smart-UPS Modular Ultra 15kW N+1 UPS Frame, Rackmount, 208/120V | https://www.se.com/us/en/product/SRYLF15KRMT | 208 AC | 120 AC | 22.83x38.66x23.62(in) 58.00x98.20x60.00(cent) | 70.00(kilos) 154.35(lbs) |  |  | 731304420149 | NAM CERTIFIED PARTNER USD | 16-SEP-2025 | 20545.00 | 01-NOV-2025 | 22600.00
| SRYLF15T18 | APC Smart-UPS Modular Ultra 15kW Frame, N+1 Redundant, Tower, 208/240V, 18U Rack | https://www.se.com/us/en/product/SRYLF15T18 | 208 AC | 208 AC | 41.73x39.17x29.53(in) 106.00x99.50x75.00(cent) | 139.50(kilos) 307.60(lbs) |  |  | 731304622314 | NAM CERTIFIED PARTNER USD | 16-SEP-2025 | 21415.00 | 01-NOV-2025 | 23560.00
| SRYLF15T24 | APC Smart-UPS Modular Ultra 15kW Frame, N+1 Redundant, Tower, 208/240V, 24U Rack | https://www.se.com/us/en/product/SRYLF15T24 | 208 AC | 240 AC | 52.05x39.17x29.37(in) 132.20x99.50x74.60(cent) | 160.32(kilos) 353.51(lbs) |  |  | 731304622321 | NAM CERTIFIED PARTNER USD | 16-SEP-2025 | 21725.00 | 01-NOV-2025 | 23900.00
| SRYLF20KRMT | APC Smart-UPS Modular Ultra 20kW N+1 UPS Frame, Rackmount, 208/120V | https://www.se.com/us/en/product/SRYLF20KRMT | 208 AC | 120 AC | 11.81x39.37x23.62(in) 30.00x100.00x60.00(cent) | 27.25(kilos) 60.09(lbs) |  |  | 731304420156 | NAM CERTIFIED PARTNER USD | 16-SEP-2025 | 20745.00 | 01-NOV-2025 | 22820.00
| SRYLF20T18 | APC Smart-UPS Modular Ultra 20kW Frame, N+1 Redundant, Tower, 208/240V, 18U Rack | https://www.se.com/us/en/product/SRYLF20T18 | 208 AC | 240 AC | 41.73x39.17x29.53(in) 106.00x99.50x75.00(cent) | 158.50(kilos) 349.49(lbs) |  |  | 731304622338 | NAM CERTIFIED PARTNER USD | 16-SEP-2025 | 21620.00 | 01-NOV-2025 | 23780.00
| SRYLF20T24 | APC Smart-UPS Modular Ultra 20kW Frame, N+1 Redundant, Tower, 208/240V, 24U Rack | https://www.se.com/us/en/product/SRYLF20T24 | 208 AC | 240 AC | 52.05x39.17x29.37(in) 132.20x99.50x74.60(cent) | 179.32(kilos) 395.40(lbs) |  |  | 731304622345 | NAM CERTIFIED PARTNER USD | 16-SEP-2025 | 21925.00 | 01-NOV-2025 | 24120.00
| SRYLFSU1 | Smart-UPS Modular Ultra UPS Communication Card | https://www.se.com/us/en/product/SRYLFSU1 |  |  | 2.36x5.91x7.28(in) 6.00x15.00x18.50(cent) | 0.32(kilos) 0.71(lbs) |  |  | 731304423409 | NAM CERTIFIED PARTNER USD | 16-SEP-2025 | 167.00 | 01-NOV-2025 | 183.00
| SRYLFSU2 | Smart-UPS Modular Ultra XBP Communication Card | https://www.se.com/us/en/product/SRYLFSU2 |  |  | 3.98x20.71x9.84(in) 10.10x52.60x25.00(cent) | 1.50(kilos) 3.31(lbs) |  |  | 731304423416 | NAM CERTIFIED PARTNER USD | 16-SEP-2025 | 268.00 | 01-NOV-2025 | 295.00
| SRYLFSU3 | APC Smart-UPS High Density Modular Display | https://www.se.com/us/en/product/SRYLFSU3 |  |  | 8.27x2.36x7.20(in) 21.00x6.00x18.30(cent) | 0.54(kilos) 1.19(lbs) |  |  | 731304426097 | NAM CERTIFIED PARTNER USD | 16-SEP-2025 | 711.00 | 01-NOV-2025 | 782.00
| SRYLFSU6A | Smart-UPS High Density Modular UPS Frame Electronics Module, 125A | https://www.se.com/us/en/product/SRYLFSU6A |  |  | 10.04x28.74x23.23(in) 25.50x73.00x59.00(cent) | 24.70(kilos) 54.46(lbs) |  |  | 731304426073 | NAM CERTIFIED PARTNER USD | 16-SEP-2025 | 7925.00 | 01-NOV-2025 | 8715.00
| SRYLFSU6B | Smart-UPS High Density Modular UPS Frame Electronics Module, 100A | https://www.se.com/us/en/product/SRYLFSU6B |  |  | 10.04x28.74x23.23(in) 25.50x73.00x59.00(cent) | 24.70(kilos) 54.46(lbs) |  |  | 731304426080 | NAM CERTIFIED PARTNER USD | 16-SEP-2025 | 7975.00 | 01-NOV-2025 | 8775.00
| SRYLFSU7 | APC Smart-UPS High Density Modular I/O Wiring Tray, 200/208V | https://www.se.com/us/en/product/SRYLFSU7 |  |  | 7.09x9.45x10.24(in) 18.00x24.00x26.00(cent) | 1.90(kilos) 4.19(lbs) |  |  | 731304638117 | NAM CERTIFIED PARTNER USD | 16-SEP-2025 | 578.00 | 01-NOV-2025 | 636.00
| SRYLFXBPRM4 | APC Smart-UPS Modular Ultra External Battery Frame, Rackmount | https://www.se.com/us/en/product/SRYLFXBPRM4 |  |  | 11.42x38.98x23.03(in) 29.00x99.00x58.50(cent) | 27.00(kilos) 59.53(lbs) |  |  | 731304420866 | NAM CERTIFIED PARTNER USD | 16-SEP-2025 | 4885.00 | 01-NOV-2025 | 5375.00
| SRYLIM | APC Smart-UPS Modular Ultra Intelligence Module | https://www.se.com/us/en/product/SRYLIM |  |  | 5.12x23.62x8.07(in) 13.00x60.00x20.50(cent) | 3.50(kilos) 7.72(lbs) |  |  | 731304420453 | NAM CERTIFIED PARTNER USD | 16-SEP-2025 | 2315.00 | 01-NOV-2025 | 2550.00
| SRYLOPT1 | APC Smart-UPS Modular Ultra 4 Post UPS Rail Kit | https://www.se.com/us/en/product/SRYLOPT1 |  |  | 11.40x33.00x12.70(in) 28.96x83.82x32.26(cent) | 4.30(kilos) 9.48(lbs) |  |  | 731304637172 | NAM CERTIFIED PARTNER USD | 16-SEP-2025 | 187.00 | 01-NOV-2025 | 205.00
| SRYLOPT2 | APC Smart-UPS Modular Ultra 2 Post UPS Rail Kit | https://www.se.com/us/en/product/SRYLOPT2 |  |  | 5.63x8.74x15.24(in) 14.30x22.20x38.71(cent) | 2.60(kilos) 5.73(lbs) |  |  | 731304637189 | NAM CERTIFIED PARTNER USD | 16-SEP-2025 | 110.00 | 01-NOV-2025 | 121.00
| SRYLOPT3 | APC Smart-UPS Modular Ultra 4 Post XBP Rail Kit | https://www.se.com/us/en/product/SRYLOPT3 |  |  | 2.52x23.27x4.25(in) 6.40x59.10x10.80(cent) | 2.20(kilos) 4.85(lbs) |  |  | 731304637196 | NAM CERTIFIED PARTNER USD | 16-SEP-2025 | 124.00 | 01-NOV-2025 | 137.00
| SRYLOPT5 | APC Smart-UPS Modular Ultra 2 Post XBP Rail Kit | https://www.se.com/us/en/product/SRYLOPT5 |  |  | 2.52x23.27x4.25(in) 6.40x59.10x10.80(cent) | 1.20(kilos) 2.65(lbs) |  |  | 731304637202 | NAM CERTIFIED PARTNER USD | 16-SEP-2025 | 98.00 | 01-NOV-2025 | 108.00
| SRYLOPT8 | APC Smart-UPS Modular Ultra 8 Ft. Battery Cable Ext. for External Battery Pack | https://www.se.com/us/en/product/SRYLOPT8 |  |  | 4.02x22.99x18.50(in) 10.20x58.40x47.00(cent) | 5.50(kilos) 12.13(lbs) |  |  | 731304637219 | NAM CERTIFIED PARTNER USD | 16-SEP-2025 | 833.00 | 01-NOV-2025 | 917.00
| SRYLPD1 | APC Backplate Kit w/ Qty. 3 L5-20R for Smart-UPS Modular Ultra SRYL | https://www.se.com/us/en/product/SRYLPD1 |  |  | 5.51x10.55x9.21(in) 14.00x26.80x23.40(cent) | 1.30(kilos) 2.87(lbs) |  |  | 731304420743 | NAM CERTIFIED PARTNER USD | 16-SEP-2025 | 351.00 | 01-NOV-2025 | 386.00
| SRYLPD2 | APC Backplate Kit w/ Qty. 6 5-20R for Smart-UPS Modular Ultra SRYL | https://www.se.com/us/en/product/SRYLPD2 |  |  | 5.51x10.55x9.21(in) 14.00x26.80x23.40(cent) | 1.10(kilos) 2.43(lbs) |  |  | 731304420750 | NAM CERTIFIED PARTNER USD | 16-SEP-2025 | 389.00 | 01-NOV-2025 | 427.00
| SRYLPD3 | APC Backplate Kit w/ Qty. 3 L5-30R for Smart-UPS Modular Ultra SRYL | https://www.se.com/us/en/product/SRYLPD3 |  |  | 5.51x10.55x9.21(in) 14.00x26.80x23.40(cent) | 1.30(kilos) 2.87(lbs) |  |  | 731304420767 | NAM CERTIFIED PARTNER USD | 16-SEP-2025 | 404.00 | 01-NOV-2025 | 444.00
| SRYLPD4 | APC Backplate Kit w/ Qty. 2 L14-30R for Smart-UPS Modular Ultra SRYL | https://www.se.com/us/en/product/SRYLPD4 |  |  | 5.51x10.55x9.21(in) 14.00x26.80x23.40(cent) | 1.30(kilos) 2.87(lbs) |  |  | 731304420774 | NAM CERTIFIED PARTNER USD | 16-SEP-2025 | 366.00 | 01-NOV-2025 | 403.00
| SRYLPD5 | APC Backplate Kit w/ Qty. 3 L6-30R for Smart-UPS Modular Ultra SRYL | https://www.se.com/us/en/product/SRYLPD5 |  |  | 5.51x10.55x9.21(in) 14.00x26.80x23.40(cent) | 1.40(kilos) 3.09(lbs) |  |  | 731304420781 | NAM CERTIFIED PARTNER USD | 16-SEP-2025 | 418.00 | 01-NOV-2025 | 460.00
| SRYLPD7 | APC Backplate Kit w/ Qty. 3 L6-20R for Smart-UPS Modular Ultra SRYL | https://www.se.com/us/en/product/SRYLPD7 |  |  | 5.51x10.55x9.21(in) 14.00x26.80x23.40(cent) | 1.40(kilos) 3.09(lbs) |  |  | 731304420804 | NAM CERTIFIED PARTNER USD | 16-SEP-2025 | 441.00 | 01-NOV-2025 | 485.00
| SRYLRMXBP | APC Smart-UPS Modular Ultra External Battery Pack, 4 Battery Modules, Rackmount | https://www.se.com/us/en/product/SRYLRMXBP |  |  | 11.81x39.37x23.62(in) 30.00x100.00x60.00(cent) | 27.30(kilos) 60.20(lbs) |  |  | 731304420859 | NAM CERTIFIED PARTNER USD | 16-SEP-2025 | 8145.00 | 01-NOV-2025 | 8960.00
| SRYLSBP20KP | APC Service Bypass Unit for SRYL, 200/208/230/240V, 125A, MBB, Hardwire Input/Output | https://www.se.com/us/en/product/SRYLSBP20KP |  |  | 11.81x38.19x22.83(in) 30.00x97.00x58.00(cent) | 32.50(kilos) 71.66(lbs) |  |  | 731304434702 | NAM CERTIFIED PARTNER USD | 16-SEP-2025 | 4205.00 | 01-NOV-2025 | 4630.00
| SU032A | APC 4-Post Perforated Rackmount Rails | https://www.se.com/us/en/product/SU032A |  |  | 2.76x4.49x27.36(in) 7.00x11.40x69.50(cent) | 3.18(kilos) 7.01(lbs) | 135 |  | 731304194668 | NAM CERTIFIED PARTNER USD | 16-SEP-2025 | 74.00 | 01-NOV-2025 | 82.00
| SUA24XLBP | APC Smart-UPS XL 24V Battery Pack | https://www.se.com/us/en/product/SUA24XLBP |  |  | 15.24x23.27x12.60(in) 38.70x59.10x32.00(cent) | 33.18(kilos) 73.16(lbs) |  |  | 731304187615 | NAM CERTIFIED PARTNER USD | 16-SEP-2025 | 492.00 | 01-NOV-2025 | 521.00
| SUA48RMXLBP3U | APC Smart-UPS XL 48V RM 3U Battery Pack | https://www.se.com/us/en/product/SUA48RMXLBP3U |  |  | 11.02x38.58x24.02(in) 28.00x98.00x61.00(cent) | 72.00(kilos) 158.76(lbs) | 8 |  | 731304238591 | NAM CERTIFIED PARTNER USD | 16-SEP-2025 | 1130.00 | 01-NOV-2025 | 1200.00
| SUA48XLBP | APC Smart-UPS XL 48V Battery Pack Tower/Rack Convertible | https://www.se.com/us/en/product/SUA48XLBP | 48 DC |  | 20.47x30.31x23.62(in) 52.00x77.00x60.00(cent) | 81.00(kilos) 178.61(lbs) |  |  | 731304244301 | NAM CERTIFIED PARTNER USD | 16-SEP-2025 | 911.00 | 01-NOV-2025 | 966.00
| SUA031 | APC Smart-UPS Hardwire Kit for SUA 2200/3000/5000 Models | https://www.se.com/us/en/product/SUA031 | 120 ,230 | 120 ,230 | 5.00x10.00x7.01(in) 12.70x25.40x17.80(cent) | 1.36(kilos) 2.99(lbs) |  |  | 731304260226 | NAM CERTIFIED PARTNER USD | 16-SEP-2025 | 269.00 | 01-NOV-2025 | 285.00
| SUA5000R5TXFMR | APC Smart-UPS 5000VA RM w/Transformer, 208V input and 120/208V Output | https://www.se.com/us/en/product/SUA5000R5TXFMR | 208 AC 1 PH | 208 AC 1 PH,208 | 25.00x24.02x30.00(in) 63.50x61.00x76.20(cent) | 161.36(kilos) 355.80(lbs) |  |  | 731304733003 | NAM CERTIFIED PARTNER USD | 16-SEP-2025 | 5780.00 | 01-NOV-2025 | 6125.00
| SUA5000RMI5U | APC Smart-UPS 5000VA 230V Rackmount/Tower | https://www.se.com/us/en/product/SUA5000RMI5U | 230 AC 1 PH | 230 AC 1 PH | 25.00x30.00x24.02(in) 63.50x76.20x61.00(cent) | 106.82(kilos) 235.54(lbs) | 4 |  | 731304255321 | NAM CERTIFIED PARTNER USD | 16-SEP-2025 | 7755.00 | 01-NOV-2025 | 8220.00
| SUA5000RMT5U | APC Smart-UPS 5000VA 208V Rackmount/Tower | https://www.se.com/us/en/product/SUA5000RMT5U | 208 AC 1 PH | 208 AC 1 PH | 25.00x24.02x30.00(in) 63.50x61.00x76.20(cent) | 106.82(kilos) 235.54(lbs) |  |  | 731304255338 | NAM CERTIFIED PARTNER USD | 16-SEP-2025 | 4765.00 | 01-NOV-2025 | 5050.00
| SURT15KRMXLI | APC Smart-UPS RT 15kVA RM 230V | https://www.se.com/us/en/product/SURT15KRMXLI | 220 AC 1 PH,230 AC 1 PH,240 AC 1 PH,380 AC 3 PH,400 AC 3 PH,415 AC 3 PH | 220 AC 1 PH,230 1 PH,240 1 PH,380 3 PH,400 3 PH,415 3 PH | 38.98x39.49x24.02(in) 99.00x100.30x61.00(cent) | 314.09(kilos) 692.57(lbs) | 2 | 1 | 731304255727 | NAM CERTIFIED PARTNER USD | 16-SEP-2025 | 14300.00 | 01-NOV-2025 | 15730.00
| SURT15KRMXLT | APC Smart-UPS RT 15kVA RM 208V | https://www.se.com/us/en/product/SURT15KRMXLT | 208 AC 1 PH,240 AC 1 PH | 208 AC 1 PH,240 1 PH | 38.98x24.02x39.49(in) 99.00x61.00x100.30(cent) | 314.09(kilos) 692.57(lbs) |  | 1 | 731304266341 | NAM CERTIFIED PARTNER USD | 16-SEP-2025 | 16215.00 | 01-NOV-2025 | 17835.00
| SURT15KRMXLT-1TF10K | APC Smart-UPS RT 15KVA RM 208V, 208V/120V 10KVA Step down Transformer | https://www.se.com/us/en/product/SURT15KRMXLT-1TF10K | 240 AC 1 PH | 240 1 PH |  |  |  |  | 731304733027 | NAM CERTIFIED PARTNER USD | 16-SEP-2025 | 17785.00 | 01-NOV-2025 | 19560.00
| SURT15KRMXLT-TF5 | APC Smart-UPS RT 15KVA RM 208V, 208V/120V 5KVA Step down Transformer | https://www.se.com/us/en/product/SURT15KRMXLT-TF5 | 208 AC 1 PH,240 AC 1 PH | 120 1 PH,208 1 PH,240 1 PH | 48.98x24.02x39.49(in) 124.40x61.00x100.30(cent) | 364.09(kilos) 802.82(lbs) |  | 1 | 731304634638 | NAM CERTIFIED PARTNER USD | 16-SEP-2025 | 16955.00 | 01-NOV-2025 | 18650.00
| SURT18KRMXLJ | Smart-UPS RT 18K | https://www.se.com/us/en/product/SURT18KRMXLJ | 200 AC 1 PH | 200 AC 1 PH | 38.98x24.02x39.49(in) 99.00x61.00x100.30(cent) | 314.27(kilos) 692.97(lbs) |  | 1 | 731304267683 | NAM CERTIFIED PARTNER USD | 16-SEP-2025 | 22065.00 | 01-NOV-2025 | 24270.00
| SURT20KRMXLI | APC Smart-UPS RT 20kVA RM 230V | https://www.se.com/us/en/product/SURT20KRMXLI | 220 AC 1 PH,230 AC 1 PH,240 AC 1 PH,380 AC 3 PH,400 AC 3 PH,415 AC 3 PH | 220 AC 1 PH,230 1 PH,240 1 PH,380 3 PH,400 3 PH,415 AC 3 PH | 38.98x39.49x24.02(in) 99.00x100.30x61.00(cent) | 314.09(kilos) 692.57(lbs) | 2 | 1 | 731304255710 | NAM CERTIFIED PARTNER USD | 16-SEP-2025 | 15570.00 | 01-NOV-2025 | 17125.00
| SURT20KRMXLT | APC Smart-UPS RT 20kVA RM 208V | https://www.se.com/us/en/product/SURT20KRMXLT | 208 AC 1 PH,240 AC 1 PH | 208 AC 1 PH,240 AC 1 PH | 38.98x24.02x39.49(in) 99.00x61.00x100.30(cent) | 314.27(kilos) 692.97(lbs) |  | 1 | 731304266358 | NAM CERTIFIED PARTNER USD | 16-SEP-2025 | 19450.00 | 01-NOV-2025 | 21395.00
| SURT20KRMXLT-1TF10K | APC Smart-UPS RT 20KVA RM 208V, 208V/120V 10KVA Step down Transformer | https://www.se.com/us/en/product/SURT20KRMXLT-1TF10K | 240 AC 1 PH | 120 AC 1 PH,208 AC 1 PH,240 AC 1 PH |  |  |  |  | 731304739838 | NAM CERTIFIED PARTNER USD | 16-SEP-2025 | 20295.00 | 01-NOV-2025 | 22325.00
| SURT20KRMXLT-TF5 | APC Smart-UPS RT 20KVA RM 208V, 208V/120V 5KVA Step down Transformer | https://www.se.com/us/en/product/SURT20KRMXLT-TF5 | 208 AC 1 PH,240 AC 1 PH | 120 AC 1 PH,208 AC 1 PH,240 AC 1 PH | 48.98x24.02x39.49(in) 124.40x61.00x100.30(cent) | 364.27(kilos) 803.22(lbs) |  | 1 | 731304573487 | NAM CERTIFIED PARTNER USD | 16-SEP-2025 | 19455.00 | 01-NOV-2025 | 21405.00
| SURT48RMXLBP | APC Smart-UPS RT 48V RM Battery Pack | https://www.se.com/us/en/product/SURT48RMXLBP |  |  | 11.26x24.80x23.39(in) 28.60x63.00x59.40(cent) | 32.28(kilos) 71.18(lbs) |  |  |  | NAM CERTIFIED PARTNER USD | 16-SEP-2025 | 973.00 | 01-NOV-2025 | 1070.00
| SURT48XLBP | APC Smart-UPS RT 48V Battery Pack | https://www.se.com/us/en/product/SURT48XLBP |  |  | 11.26x23.39x24.80(in) 28.60x59.40x63.00(cent) | 32.28(kilos) 71.18(lbs) | 12 |  | 731304205258 | NAM CERTIFIED PARTNER USD | 16-SEP-2025 | 745.00 | 01-NOV-2025 | 819.00
| SURT001 | APC Smart-UPS RT 3000VA 230V Isolation Transformer | https://www.se.com/us/en/product/SURT001 | 230 | 230 | 13.66x23.74x38.58(in) 34.70x60.30x98.00(cent) | 63.64(kilos) 140.33(lbs) |  |  | 731304217787 | NAM CERTIFIED PARTNER USD | 16-SEP-2025 | 981.00 | 01-NOV-2025 | 1080.00
| SURT002 | APC Smart-UPS RT 5000VA 230V Isolation Transformer | https://www.se.com/us/en/product/SURT002 | 230 | 230 | 13.66x23.74x38.58(in) 34.70x60.30x98.00(cent) | 63.64(kilos) 140.33(lbs) |  |  | 731304217794 | NAM CERTIFIED PARTNER USD | 16-SEP-2025 | 1040.00 | 01-NOV-2025 | 1140.00
| SURT007 | APC Smart-UPS RT 3/5/6KVA Input/Output Hardwire Kit | https://www.se.com/us/en/product/SURT007 |  |  | 4.61x8.27x6.89(in) 11.70x21.00x17.50(cent) | 0.84(kilos) 1.84(lbs) |  |  | 731304217282 | NAM CERTIFIED PARTNER USD | 16-SEP-2025 | 257.00 | 01-NOV-2025 | 283.00
| SURT008 | APC Smart-UPS RT 15ft Extension Cable for 192VDC External Battery Packs | https://www.se.com/us/en/product/SURT008 |  |  | 4.25x23.27x18.50(in) 10.80x59.10x47.00(cent) | 4.10(kilos) 9.04(lbs) |  |  | 731304232476 | NAM CERTIFIED PARTNER USD | 16-SEP-2025 | 435.00 | 01-NOV-2025 | 479.00
| SURT013 | SURT Equipment Cart | https://www.se.com/us/en/product/SURT013 |  |  | 4.02x19.02x27.01(in) 10.20x48.30x68.60(cent) | 15.91(kilos) 35.08(lbs) |  |  | 731304262350 | NAM CERTIFIED PARTNER USD | 16-SEP-2025 | 246.00 | 01-NOV-2025 | 270.00
| SURT019 | APC Smart-UPS RT 3.5M Extension Cable for XLBP2 External Battery Packs | https://www.se.com/us/en/product/SURT019 |  |  | 7.95x14.02x15.98(in) 20.20x35.60x40.60(cent) | 4.94(kilos) 10.89(lbs) | 36 |  | 731304267430 | NAM CERTIFIED PARTNER USD | 16-SEP-2025 | 386.00 | 01-NOV-2025 | 424.00
| SURT192RMXLBP | APC Smart-UPS RT 192V RM Battery Pack | https://www.se.com/us/en/product/SURT192RMXLBP |  |  | 16.26x23.62x39.37(in) 41.30x60.00x100.00(cent) | 101.36(kilos) 223.50(lbs) |  |  |  | NAM CERTIFIED PARTNER USD | 16-SEP-2025 | 1635.00 | 01-NOV-2025 | 1795.00
| SURT192RMXLBP2 | APC Smart-UPS RT192V RM Battery Pack 2 Rows | https://www.se.com/us/en/product/SURT192RMXLBP2 |  |  | 17.01x39.49x24.02(in) 43.20x100.30x61.00(cent) | 220.45(kilos) 486.09(lbs) | 4 |  | 731304255734 | NAM CERTIFIED PARTNER USD | 16-SEP-2025 | 3970.00 | 01-NOV-2025 | 4370.00
| SURT192RMXLBP3U | APC Smart-UPS RT 192V RM Battery Pack | https://www.se.com/us/en/product/SURT192RMXLBP3U | 208 | 208 | 16.26x23.62x39.37(in) 41.30x60.00x100.00(cent) | 101.36(kilos) 223.50(lbs) |  |  | 731304259336 | NAM CERTIFIED PARTNER USD | 16-SEP-2025 | 1520.00 | 01-NOV-2025 | 1670.00
| SURT192XLBP | APC Smart-UPS RT 192V Battery Pack | https://www.se.com/us/en/product/SURT192XLBP |  |  | 16.26x39.37x23.62(in) 41.30x100.00x60.00(cent) | 101.36(kilos) 223.50(lbs) |  |  | 731304205241 | NAM CERTIFIED PARTNER USD | 16-SEP-2025 | 1395.00 | 01-NOV-2025 | 1535.00
| SURT192XLBPJ | APC Smart-UPS RT 192V Battery Pack for Japan | https://www.se.com/us/en/product/SURT192XLBPJ |  |  | 16.30x23.62x39.37(in) 41.40x60.00x100.00(cent) | 102.00(kilos) 224.91(lbs) |  |  | 731304217480 | NAM CERTIFIED PARTNER USD | 16-SEP-2025 | 1300.00 | 01-NOV-2025 | 1430.00
| SURT1000RMXLI | APC Smart-UPS RT 1000VA RM 230V | https://www.se.com/us/en/product/SURT1000RMXLI | 230 AC 1 PH | 230 1 PH | 11.26x23.39x24.80(in) 28.60x59.40x63.00(cent) | 27.80(kilos) 61.30(lbs) |  |  |  | NAM CERTIFIED PARTNER USD | 16-SEP-2025 | 1380.00 | 01-NOV-2025 | 1515.00
| SURT1000XLI | APC Smart-UPS RT 1000VA 230V | https://www.se.com/us/en/product/SURT1000XLI | 230 AC 1 PH | 230 1 PH | 11.26x24.80x23.39(in) 28.60x63.00x59.40(cent) | 27.80(kilos) 61.30(lbs) | 4 |  | 731304205418 | NAM CERTIFIED PARTNER USD | 16-SEP-2025 | 1700.00 | 01-NOV-2025 | 1865.00
| SURT1000XLI-NC | APC SMART-UPS RT 1000VA 230V Network Card | https://www.se.com/us/en/product/SURT1000XLI-NC | 230 AC 1 PH | 230 1 PH | 11.26x24.80x23.39(in) 28.60x63.00x59.40(cent) | 27.74(kilos) 61.17(lbs) |  |  | 731304324201 | NAM CERTIFIED PARTNER USD | 16-SEP-2025 | 1585.00 | 01-NOV-2025 | 1745.00
| SURT3000XLIX554 | APC Smart-UPS RT 3000VA 230V | https://www.se.com/us/en/product/SURT3000XLIX554 | 230 AC 1 PH | 230 AC 1 PH | 13.66x23.74x38.58(in) 34.70x60.30x98.00(cent) | 63.64(kilos) 140.33(lbs) |  |  | 731304268895 | NAM CERTIFIED PARTNER USD | 16-SEP-2025 | 2505.00 | 01-NOV-2025 | 2755.00
| SURTA48RMXLBP2U | APC Smart-UPS RT 48V RM Battery Pack | https://www.se.com/us/en/product/SURTA48RMXLBP2U |  |  | 10.00x24.02x28.74(in) 25.40x61.00x73.00(cent) | 37.09(kilos) 81.78(lbs) |  |  | 731304259329 | NAM CERTIFIED PARTNER USD | 16-SEP-2025 | 962.00 | 01-NOV-2025 | 1060.00
| SURTA48XLBP | APC Smart-UPS RT 48V Battery Pack | https://www.se.com/us/en/product/SURTA48XLBP |  |  | 10.00x24.02x28.74(in) 25.40x61.00x73.00(cent) | 37.09(kilos) 81.78(lbs) |  |  | 731304226352 | NAM CERTIFIED PARTNER USD | 16-SEP-2025 | 762.00 | 01-NOV-2025 | 838.00
| SURTA48XLBPJ | APC Smart-UPS RT 48V Battery Pack Japan | https://www.se.com/us/en/product/SURTA48XLBPJ |  |  | 10.83x23.43x29.65(in) 27.50x59.50x75.30(cent) | 39.00(kilos) 86.00(lbs) |  |  | 731304228721 | NAM CERTIFIED PARTNER USD | 16-SEP-2025 | 705.00 | 01-NOV-2025 | 776.00
| SURTA2200XL-BR | APC Smart-UPS RT 2200VA Brazil 120V | https://www.se.com/us/en/product/SURTA2200XL-BR | 120 AC 1 PH | 120 AC 1 PH | 10.24x24.02x29.02(in) 26.00x61.00x73.70(cent) | 31.36(kilos) 69.15(lbs) |  |  | 731304281986 | NAM CERTIFIED PARTNER USD | 16-SEP-2025 | 1690.00 | 01-NOV-2025 | 1860.00
| SURTA3000XL | APC SMART-UPS RT 3000VA 120V | https://www.se.com/us/en/product/SURTA3000XL | 120 AC 1 PH | 120 AC 1 PH | 13.66x23.74x38.58(in) 34.70x60.30x98.00(cent) | 63.64(kilos) 140.33(lbs) |  |  | 731304231479 | NAM CERTIFIED PARTNER USD | 16-SEP-2025 | 3220.00 | 01-NOV-2025 | 3545.00
| SURTD5000RMXLP3U | APC Smart-UPS RT 5000VA RM 208/240 (Split-Phase) to 120, 208/240 | https://www.se.com/us/en/product/SURTD5000RMXLP3U | 120 AC 1 PH,208 AC 1 PH | 120 AC 1 PH,208 AC 1 PH | 13.66x23.74x38.58(in) 34.70x60.30x98.00(cent) | 72.12(kilos) 159.02(lbs) |  |  | 731304258810 | NAM CERTIFIED PARTNER USD | 16-SEP-2025 | 6440.00 | 01-NOV-2025 | 7080.00
| SURTD6000RMXLJP3U | Smart-UPS RT 6000 | https://www.se.com/us/en/product/SURTD6000RMXLJP3U | 100 AC 1 PH,200 AC 1 PH | 100 AC 1 PH,200 AC 1 PH | 13.66x23.74x38.58(in) 34.70x60.30x98.00(cent) | 72.27(kilos) 159.36(lbs) |  |  | 731304258834 | NAM CERTIFIED PARTNER USD | 16-SEP-2025 | 7320.00 | 01-NOV-2025 | 8055.00
| SURTD6000RMXLP3U | APC Smart-UPS RT 6000VA RM 208/240 (Split-Phase) to 120, 208/240 | https://www.se.com/us/en/product/SURTD6000RMXLP3U | 120 AC 1 PH,208 AC 1 PH | 120 AC 1 PH,208 AC 1 PH | 13.66x23.74x38.58(in) 34.70x60.30x98.00(cent) | 72.12(kilos) 159.02(lbs) |  |  | 731304258827 | NAM CERTIFIED PARTNER USD | 16-SEP-2025 | 7020.00 | 01-NOV-2025 | 7720.00
| SURTRK | "APC Smart-UPS RT 19" Rail Kit 1 - 2.2KVA" | https://www.se.com/us/en/product/SURTRK |  |  | 2.76x27.36x4.49(in) 7.00x69.50x11.40(cent) | 3.17(kilos) 7.00(lbs) | 16 |  | 731304205494 | NAM CERTIFIED PARTNER USD | 16-SEP-2025 | 232.00 | 01-NOV-2025 | 255.00
| SURTRK2 | "APC Smart-UPS RT 19" Rail Kit for Smart-UPS RT 3/5/6/8/10kVA" | https://www.se.com/us/en/product/SURTRK2 |  |  | 2.76x27.17x5.67(in) 7.00x69.00x14.40(cent) | 4.32(kilos) 9.52(lbs) | 3 |  | 731304206743 | NAM CERTIFIED PARTNER USD | 16-SEP-2025 | 232.00 | 01-NOV-2025 | 255.00
| SURTRK4 | "APC Smart-UPS RT 19" Rail Kit for Smart-UPS RT 15/20kVA" | https://www.se.com/us/en/product/SURTRK4 |  |  | 2.44x7.48x30.71(in) 6.20x19.00x78.00(cent) | 5.45(kilos) 12.02(lbs) |  |  | 731304267447 | NAM CERTIFIED PARTNER USD | 16-SEP-2025 | 276.00 | 01-NOV-2025 | 304.00
| SYAFSU13 | APC Symmetra LX frame electronics module- 200/208V | https://www.se.com/us/en/product/SYAFSU13 |  |  | 7.24x22.24x28.74(in) 18.40x56.50x73.00(cent) | 14.55(kilos) 32.08(lbs) |  |  | 731304247869 | NAM CERTIFIED PARTNER USD | 16-SEP-2025 | 3190.00 | 01-NOV-2025 | 3510.00
| SYAFSU14 | APC Symmetra LX Input/Output wiring tray-200/208V | https://www.se.com/us/en/product/SYAFSU14 |  |  | 10.00x9.02x6.50(in) 25.40x22.90x16.50(cent) | 2.74(kilos) 6.04(lbs) |  |  | 731304234838 | NAM CERTIFIED PARTNER USD | 16-SEP-2025 | 828.00 | 01-NOV-2025 | 911.00
| SYAOPT1 | APC Symmetra LX 4-post rack-mounting rails | https://www.se.com/us/en/product/SYAOPT1 |  |  | 4.49x12.99x5.00(in) 11.40x33.00x12.70(cent) | 3.27(kilos) 7.21(lbs) |  |  | 731304233886 | NAM CERTIFIED PARTNER USD | 16-SEP-2025 | 320.00 | 01-NOV-2025 | 352.00
| SYAOPT2XR3 | APC Symmetra LX module CTO kit- XR3 Frame | https://www.se.com/us/en/product/SYAOPT2XR3 |  |  | 15.00x12.01x0.24(in) 38.10x30.50x0.60(cent) | 0.20(kilos) 0.44(lbs) |  |  | 731304233879 | NAM CERTIFIED PARTNER USD | 16-SEP-2025 | 76.00 | 01-NOV-2025 | 83.00
| SYAOPT2XR9 | APC Symmetra LX module CTO kit- XR Frame | https://www.se.com/us/en/product/SYAOPT2XR9 |  |  | 30.00x4.02x0.98(in) 76.20x10.20x2.50(cent) | 4.50(kilos) 9.92(lbs) |  |  | 731304233855 | NAM CERTIFIED PARTNER USD | 16-SEP-2025 | 236.00 | 01-NOV-2025 | 259.00
| SYAOPT5 | APC Symmetra LX 15-foot battery cabinet cable- 200/208V | https://www.se.com/us/en/product/SYAOPT5 |  |  | 4.02x22.99x18.50(in) 10.20x58.40x47.00(cent) | 8.18(kilos) 18.04(lbs) |  |  | 731304248156 | NAM CERTIFIED PARTNER USD | 16-SEP-2025 | 989.00 | 01-NOV-2025 | 1090.00
| SYAOPT5I | APC SYMMETRA LX 4.5 METER BATTERY CABINET CABLE- 230V | https://www.se.com/us/en/product/SYAOPT5I |  |  | 4.02x22.99x18.50(in) 10.20x58.40x47.00(cent) | 8.18(kilos) 18.04(lbs) |  |  | 731304258780 | NAM CERTIFIED PARTNER USD | 16-SEP-2025 | 1195.00 | 01-NOV-2025 | 1310.00
| SYAPD1 | APC Symmetra LX power distribution panel (1) L14-30, (2) L5-20 | https://www.se.com/us/en/product/SYAPD1 | 200 20 |  | 8.58x7.60x5.39(in) 21.80x19.30x13.70(cent) | 2.27(kilos) 5.01(lbs) |  |  | 731304227816 | NAM CERTIFIED PARTNER USD | 16-SEP-2025 | 402.00 | 01-NOV-2025 | 442.00
| SYARMXR3B3 | APC Symmetra LX Extended Run Rack-mount w/ 3 SYBT5, 208V | https://www.se.com/us/en/product/SYARMXR3B3 |  |  | 13.50x23.58x38.58(in) 34.30x59.90x98.00(cent) | 127.73(kilos) 281.64(lbs) |  |  | 731304740032 | NAM CERTIFIED PARTNER USD | 16-SEP-2025 | 3515.00 | 01-NOV-2025 | 3865.00
| SYARMXR3B3I | APC Symmetra LX Extended Run Rack-mount w/ 3 SYBT5, 230V | https://www.se.com/us/en/product/SYARMXR3B3I |  |  | 13.50x23.58x38.58(in) 34.30x59.90x98.00(cent) | 127.74(kilos) 281.67(lbs) |  |  | 731304578321 | NAM CERTIFIED PARTNER USD | 16-SEP-2025 | 3445.00 | 01-NOV-2025 | 3790.00
| SYARMXR9B9 | APC Symmetra LX Extended Run Rack-mount w/ 9 SYBT5, 208V | https://www.se.com/us/en/product/SYARMXR9B9 |  |  | 30.98x23.58x39.25(in) 78.70x59.90x99.70(cent) | 363.18(kilos) 800.81(lbs) |  |  | 731304740056 | NAM CERTIFIED PARTNER USD | 16-SEP-2025 | 9425.00 | 01-NOV-2025 | 10365.00
| SYARMXR9B9I | APC Symmetra LX Extended Run Rack-mount w/ 9 SYBT5, 230V | https://www.se.com/us/en/product/SYARMXR9B9I |  |  | 30.98x23.58x39.25(in) 78.70x59.90x99.70(cent) | 363.18(kilos) 800.81(lbs) |  |  | 731304578338 | NAM CERTIFIED PARTNER USD | 16-SEP-2025 | 9080.00 | 01-NOV-2025 | 9990.00
| SYAXR9B9 | APC SYMMETRA LX EXTENDED RUN TOWER W/9 SYBT5 , 208V | https://www.se.com/us/en/product/SYAXR9B9 |  |  | 35.98x23.58x39.25(in) 91.40x59.90x99.70(cent) | 370.46(kilos) 816.86(lbs) |  |  | 731304233770 | NAM CERTIFIED PARTNER USD | 16-SEP-2025 | 9035.00 | 01-NOV-2025 | 9940.00
| SYAXR9B9I | APC SYMMETRA LX EXTENDED RUN TOWER W/9 SYBT5, 230V | https://www.se.com/us/en/product/SYAXR9B9I |  |  | 35.98x39.25x23.58(in) 91.40x99.70x59.90(cent) | 369.67(kilos) 815.13(lbs) |  |  | 731304233794 | NAM CERTIFIED PARTNER USD | 16-SEP-2025 | 8775.00 | 01-NOV-2025 | 9655.00
| SYBATT | APC Symmetra 4-16kVA Battery Module | https://www.se.com/us/en/product/SYBATT |  |  | 17.28x12.99x31.10(in) 43.90x33.00x79.00(cent) | 31.36(kilos) 69.15(lbs) |  |  | 731304073642 | NAM CERTIFIED PARTNER USD | 16-SEP-2025 | 866.00 | 01-NOV-2025 | 953.00
| SYBBE250K500D | APC Symmetra PX 250kW Battery Breaker Enclosure with Fuse Kit for Third Party Batteries | https://www.se.com/us/en/product/SYBBE250K500D |  |  | 84.06x29.53x47.64(in) 213.50x75.00x121.00(cent) | 372.73(kilos) 821.87(lbs) |  |  |  | NAM CERTIFIED PARTNER USD | 16-SEP-2025 | 12650.00 | 01-NOV-2025 | 13915.00
| SYBBE250K500DU | APC Symmetra PX 250kW UL Battery Breaker Enclosure with Fuse Kit for Third Party Batteries | https://www.se.com/us/en/product/SYBBE250K500DU |  |  | 84.06x29.53x47.64(in) 213.50x75.00x121.00(cent) | 372.73(kilos) 821.87(lbs) |  |  |  | NAM CERTIFIED PARTNER USD | 16-SEP-2025 | 12650.00 | 01-NOV-2025 | 13915.00
| SYBBE500K500D | APC Symmetra PX 500kW Battery Breaker Enclosure with Fuse Kit for Third Party Batteries | https://www.se.com/us/en/product/SYBBE500K500D |  |  | 84.06x29.53x47.64(in) 213.50x75.00x121.00(cent) | 374.55(kilos) 825.88(lbs) |  |  |  | NAM CERTIFIED PARTNER USD | 16-SEP-2025 | 12720.00 | 01-NOV-2025 | 13995.00
| SYBBE500K500DU | APC Symmetra PX 500kW UL Battery Breaker Enclosure with Fuse Kit for Third Party Batteries | https://www.se.com/us/en/product/SYBBE500K500DU |  |  | 84.06x29.53x47.64(in) 213.50x75.00x121.00(cent) | 374.55(kilos) 825.88(lbs) |  |  |  | NAM CERTIFIED PARTNER USD | 16-SEP-2025 | 12720.00 | 01-NOV-2025 | 13995.00
| SYBBE-UL | APC Symmetra PX 250/500kW UL Battery Breaker Enclosure for Third Party Batteries | https://www.se.com/us/en/product/SYBBE-UL |  |  | 84.06x29.53x47.64(in) 213.50x75.00x121.00(cent) | 365.00(kilos) 804.83(lbs) |  |  | 731304338161 | NAM CERTIFIED PARTNER USD | 16-SEP-2025 | 11840.00 | 01-NOV-2025 | 13020.00
| SYBFXR3RM | APC SYMMETRA 3 Battery RACKMOUNT XR FRAME (208/120V REGIONS) | https://www.se.com/us/en/product/SYBFXR3RM |  |  | 13.50x23.58x38.58(in) 34.30x59.90x98.00(cent) | 30.92(kilos) 68.18(lbs) |  |  | 731304233787 | NAM CERTIFIED PARTNER USD | 16-SEP-2025 | 1215.00 | 01-NOV-2025 | 1340.00
| SYBFXR3RMI | APC SYMMETRA LX 3 BATTERY RACK-MOUNT XR FRAME, 230V | https://www.se.com/us/en/product/SYBFXR3RMI |  |  | 13.50x23.58x38.58(in) 34.30x59.90x98.00(cent) | 30.92(kilos) 68.18(lbs) |  |  | 731304221708 | NAM CERTIFIED PARTNER USD | 16-SEP-2025 | 1135.00 | 01-NOV-2025 | 1250.00
| SYBFXR8-8 | APC Symmetra PX 250/500kW Battery Enclosure with 8 Battery Modules & Start Up | https://www.se.com/us/en/product/SYBFXR8-8 |  |  | 84.65x44.09x50.00(in) 215.00x112.00x127.00(cent) | 1740.91(kilos) 3838.71(lbs) |  |  |  | NAM CERTIFIED PARTNER USD | 16-SEP-2025 | 39065.00 | 01-NOV-2025 | 42975.00
| SYBFXR9 | APC SYMMETRA LX 9 BATTERY TOWER XR FRAME, 208V | https://www.se.com/us/en/product/SYBFXR9 |  |  | 35.98x23.58x39.25(in) 91.40x59.90x99.70(cent) | 119.09(kilos) 262.59(lbs) |  |  | 731304221692 | NAM CERTIFIED PARTNER USD | 16-SEP-2025 | 2325.00 | 01-NOV-2025 | 2560.00
| SYBFXR9I | APC SYMMETRA LX 9 BATTERY TOWER XR FRAME, 230V | https://www.se.com/us/en/product/SYBFXR9I |  |  | 35.98x23.58x39.25(in) 91.40x59.90x99.70(cent) | 119.09(kilos) 262.59(lbs) |  |  | 731304221715 | NAM CERTIFIED PARTNER USD | 16-SEP-2025 | 2325.00 | 01-NOV-2025 | 2555.00
| SYBFXR9J | APC SYMMETRA LX 9 BATTERY TOWER XR FRAME, 200V | https://www.se.com/us/en/product/SYBFXR9J |  |  | 35.98x23.58x39.25(in) 91.40x59.90x99.70(cent) | 119.09(kilos) 262.59(lbs) |  |  | 731304221814 | NAM CERTIFIED PARTNER USD | 16-SEP-2025 | 2095.00 | 01-NOV-2025 | 2300.00
| SYBFXR9RM | APC SYMMETRA LX 9 BATTERY Rack-MOunt XR FRAME, 208V | https://www.se.com/us/en/product/SYBFXR9RM |  |  | 30.98x23.58x39.25(in) 78.70x59.90x99.70(cent) | 72.73(kilos) 160.37(lbs) |  |  | 731304221739 | NAM CERTIFIED PARTNER USD | 16-SEP-2025 | 2055.00 | 01-NOV-2025 | 2260.00
| SYBFXR9RMI | APC SYMMETRA LX 9 BATTERY Rack-MOunt XR FRAME, 230V | https://www.se.com/us/en/product/SYBFXR9RMI |  |  | 35.98x23.58x39.25(in) 91.40x59.90x99.70(cent) | 72.73(kilos) 160.37(lbs) |  |  | 731304221746 | NAM CERTIFIED PARTNER USD | 16-SEP-2025 | 1985.00 | 01-NOV-2025 | 2180.00
| SYBSC | APC Symmetra PX 250/500 Battery Sidecar for remote battery solution without fuse | https://www.se.com/us/en/product/SYBSC | 480 3 PH,400 3 PH |  | 84.65x29.33x47.64(in) 215.00x74.50x121.00(cent) | 185.45(kilos) 408.92(lbs) |  |  | 731304266280 | NAM CERTIFIED PARTNER USD | 16-SEP-2025 | 5085.00 | 01-NOV-2025 | 5595.00
| SYBSC500K500 | APC Symmetra PX250/500kW Batt. enclosure sidecar for remote battery solution with 1000A fuse kit | https://www.se.com/us/en/product/SYBSC500K500 | 480 3 PH,400 3 PH |  | 84.65x29.33x47.64(in) 215.00x74.50x121.00(cent) | 186.82(kilos) 411.94(lbs) |  |  | 731304253587 | NAM CERTIFIED PARTNER USD | 16-SEP-2025 | 5775.00 | 01-NOV-2025 | 6355.00
| SYBT2 | APC Symmetra RM 2-6kVA Battery Module | https://www.se.com/us/en/product/SYBT2 |  |  | 9.76x25.98x14.02(in) 24.80x66.00x35.60(cent) | 23.86(kilos) 52.61(lbs) |  |  | 731304016908 | NAM CERTIFIED PARTNER USD | 16-SEP-2025 | 855.00 | 01-NOV-2025 | 940.00
| SYBT2FR | APC Symmetra RM 2-6kVA Battery Module Flame Retardant | https://www.se.com/us/en/product/SYBT2FR |  |  | 9.76x14.02x25.98(in) 24.80x35.60x66.00(cent) | 23.86(kilos) 52.61(lbs) |  |  | 731304104322 | NAM CERTIFIED PARTNER USD | 16-SEP-2025 | 850.00 | 01-NOV-2025 | 935.00
| SYBT3 | APC Symmetra RM 8-12kVA Battery Module | https://www.se.com/us/en/product/SYBT3 |  |  | 17.28x12.99x31.10(in) 43.90x33.00x79.00(cent) | 31.36(kilos) 69.15(lbs) |  |  | 731304108320 | NAM CERTIFIED PARTNER USD | 16-SEP-2025 | 807.00 | 01-NOV-2025 | 888.00
| SYBT4 | Battery Module for Symmetra PX, Smart-UPS VT or Galaxy 3500 | https://www.se.com/us/en/product/SYBT4 |  |  | 17.99x32.99x24.02(in) 45.70x83.80x61.00(cent) | 101.82(kilos) 224.51(lbs) | 7 |  | 731304238256 | NAM CERTIFIED PARTNER USD | 16-SEP-2025 | 2040.00 | 01-NOV-2025 | 2240.00
| SYBT5 | APC Symmetra LX Battery Module | https://www.se.com/us/en/product/SYBT5 |  |  | 10.63x29.92x11.42(in) 27.00x76.00x29.00(cent) | 30.50(kilos) 67.25(lbs) | 8 |  | 731304218869 | NAM CERTIFIED PARTNER USD | 16-SEP-2025 | 903.00 | 01-NOV-2025 | 993.00
| SYBT5FR | APC SYMMETRA LX FLAME RETARDANT BATTERY MODULE | https://www.se.com/us/en/product/SYBT5FR |  |  | 15.16x11.26x29.53(in) 38.50x28.60x75.00(cent) | 32.28(kilos) 71.18(lbs) |  |  | 731304221623 | NAM CERTIFIED PARTNER USD | 16-SEP-2025 | 974.00 | 01-NOV-2025 | 1075.00
| SYBT9-B4 | APC High-Performance Battery Module for 400V Symmetra PX 48/96/160KW & 208V Symmetra PX 100KW | https://www.se.com/us/en/product/SYBT9-B4 |  |  | 7.09x23.62x31.89(in) 18.00x60.00x81.00(cent) | 107.40(kilos) 236.82(lbs) |  |  |  | NAM CERTIFIED PARTNER USD | 16-SEP-2025 | 2515.00 | 01-NOV-2025 | 2765.00
| SYBT9-B4LL | APC High Performance Long Life 10 Yrs Battery Module for Symmetra PX 48/96/160KW and PX 100KW | https://www.se.com/us/en/product/SYBT9-B4LL |  |  | 7.09x23.62x31.89(in) 18.00x60.00x81.00(cent) | 107.40(kilos) 236.82(lbs) |  |  |  | NAM CERTIFIED PARTNER USD | 16-SEP-2025 | 2720.00 | 01-NOV-2025 | 2990.00
| SYBT9-B6 | APC High Performance Battery Module for the Symmetra PX 250/500kW | https://www.se.com/us/en/product/SYBT9-B6 |  |  | 7.09x25.51x31.89(in) 18.00x64.80x81.00(cent) | 160.91(kilos) 354.81(lbs) |  |  | 731304569282 | NAM CERTIFIED PARTNER USD | 16-SEP-2025 | 3800.00 | 01-NOV-2025 | 4180.00
| SYBT9-B6LL | APC High Performance Long Life 10 Yrs Battery Module for Symmetra PX 250/500kW | https://www.se.com/us/en/product/SYBT9-B6LL |  |  | 7.09x25.51x31.89(in) 18.00x64.80x81.00(cent) | 160.91(kilos) 354.81(lbs) |  |  |  | NAM CERTIFIED PARTNER USD | 16-SEP-2025 | 4150.00 | 01-NOV-2025 | 4565.00
| SYBTU1-PLP | Symmetra PX Battery Unit | https://www.se.com/us/en/product/SYBTU1-PLP |  |  | 5.91x32.48x7.09(in) 15.00x82.50x18.00(cent) | 23.72(kilos) 52.30(lbs) | 16 |  | 731304123538 | NAM CERTIFIED PARTNER USD | 16-SEP-2025 | 506.00 | 01-NOV-2025 | 557.00
| SYBTU2-PLP | APC Symmetra PX 9Ah Battery Unit, High Performance | https://www.se.com/us/en/product/SYBTU2-PLP |  |  | 5.31x32.68x7.09(in) 13.50x83.00x18.00(cent) | 26.54(kilos) 58.52(lbs) | 16 |  | 731304242529 | NAM CERTIFIED PARTNER USD | 16-SEP-2025 | 645.00 | 01-NOV-2025 | 709.00
| SYBTU2-PLPLL | APC Symmetra PX 9Ah Battery Unit, High Performance Long Life 10 Yrs | https://www.se.com/us/en/product/SYBTU2-PLPLL |  |  | 7.09x5.91x31.89(in) 18.00x15.00x81.00(cent) | 27.00(kilos) 59.53(lbs) |  |  | 731304323075 | NAM CERTIFIED PARTNER USD | 16-SEP-2025 | 673.00 | 01-NOV-2025 | 741.00
| SYCC | APC Symmetra Communications Card | https://www.se.com/us/en/product/SYCC | 12 DC | 12 DC | 4.49x8.50x12.76(in) 11.40x21.60x32.40(cent) | 0.57(kilos) 1.26(lbs) |  |  | 731304007562 | NAM CERTIFIED PARTNER USD | 16-SEP-2025 | 472.00 | 01-NOV-2025 | 519.00
| SYCFXR8 | SYMMETRA PX 40kW EXTENDED RUN BATTERY FRAME | https://www.se.com/us/en/product/SYCFXR8 |  |  | 82.01x30.00x40.00(in) 208.30x76.20x101.60(cent) | 272.73(kilos) 601.37(lbs) |  |  | 731304207351 | NAM CERTIFIED PARTNER USD | 16-SEP-2025 | 7600.00 | 01-NOV-2025 | 8360.00
| SYCFXR8-8 | Symmetra PX 40KW Extended Run Battery Frame with 8 Battery Modules & Startup | https://www.se.com/us/en/product/SYCFXR8-8 | 208 3 PH |  | 90.98x30.00x40.00(in) 231.10x76.20x101.60(cent) | 1000.00(kilos) 2205.00(lbs) |  |  |  | NAM CERTIFIED PARTNER USD | 16-SEP-2025 | 20350.00 | 01-NOV-2025 | 22385.00
| SYCFXR8S | Symmetra PX40KW Extended Run Battery Frame with Startup | https://www.se.com/us/en/product/SYCFXR8S |  |  | 82.01x30.00x40.00(in) 208.30x76.20x101.60(cent) | 272.73(kilos) 601.37(lbs) |  |  |  | NAM CERTIFIED PARTNER USD | 16-SEP-2025 | 7950.00 | 01-NOV-2025 | 8745.00
| SYCFXR48 | APC Symmetra PX48 Empty Battery Frame for 9 Battery Modules | https://www.se.com/us/en/product/SYCFXR48 |  |  | 84.65x33.39x47.64(in) 215.00x84.80x121.00(cent) | 379.00(kilos) 835.70(lbs) |  |  | 731304269014 | NAM CERTIFIED PARTNER USD | 16-SEP-2025 | 7480.00 | 01-NOV-2025 | 8230.00
| SYCFXR48-9 | APC Symmetra PX48 Battery Frame with 9 Battery modules and Startup | https://www.se.com/us/en/product/SYCFXR48-9 |  |  | 84.02x33.39x47.64(in) 213.40x84.80x121.00(cent) | 1351.00(kilos) 2978.96(lbs) |  |  | 731304269038 | NAM CERTIFIED PARTNER USD | 16-SEP-2025 | 24100.00 | 01-NOV-2025 | 26510.00
| SYCFXR48-S | APC Symmetra PX48 Empty Battery Frame for 9 Battery modules with Startup | https://www.se.com/us/en/product/SYCFXR48-S |  |  | 84.65x33.39x47.64(in) 215.00x84.80x121.00(cent) | 379.00(kilos) 835.70(lbs) |  |  | 731304269021 | NAM CERTIFIED PARTNER USD | 16-SEP-2025 | 9435.00 | 01-NOV-2025 | 10375.00
| SYCFXRJ9-S | APC Symmetra PX160 Japan Empty Battery Frame for 9 Battery modules with Startup | https://www.se.com/us/en/product/SYCFXRJ9-S |  |  | 84.65x33.39x47.64(in) 215.00x84.80x121.00(cent) | 379.00(kilos) 835.70(lbs) |  |  |  | NAM CERTIFIED PARTNER USD | 16-SEP-2025 | 12900.00 | 01-NOV-2025 | 14190.00
| SYH2K6RMI | APC Symmetra RM 2kVA Scalable to 6kVA N+1 220-240V | https://www.se.com/us/en/product/SYH2K6RMI | 220 AC 1 PH,230 AC 1 PH,240 AC 1 PH | 220 AC 1 PH,230 AC 1 PH,240 AC 1 PH | 20.00x30.98x22.99(in) 50.80x78.70x58.40(cent) | 83.91(kilos) 185.03(lbs) |  |  |  | NAM CERTIFIED PARTNER USD | 16-SEP-2025 | 4465.00 | 01-NOV-2025 | 4915.00
| SYH4K6RMI | APC Symmetra RM 4kVA Scalable to 6kVA N+1 220-240V | https://www.se.com/us/en/product/SYH4K6RMI | 230 AC 1 PH,240 AC 1 PH | 230 AC 1 PH,240 AC 1 PH | 20.00x30.98x22.99(in) 50.80x78.70x58.40(cent) | 116.12(kilos) 256.04(lbs) |  |  |  | NAM CERTIFIED PARTNER USD | 16-SEP-2025 | 7340.00 | 01-NOV-2025 | 8075.00
| SYH6K6I | APC Symmetra RM 6kVA Scalable to 6kVA N+1 220-240V w/Floor Mount Kit | https://www.se.com/us/en/product/SYH6K6I | 230 | 230 | 20.00x22.99x30.98(in) 50.80x58.40x78.70(cent) | 148.64(kilos) 327.75(lbs) |  |  | 731304740216 | NAM CERTIFIED PARTNER USD | 16-SEP-2025 | 9005.00 | 01-NOV-2025 | 9905.00
| SYH6K6J | APC Symmetra RM 6kVA Scalable to 6kVA N+1 200V w/Floor Mount Kit | https://www.se.com/us/en/product/SYH6K6J | 200 | 200 | 20.00x22.99x30.98(in) 50.80x58.40x78.70(cent) | 148.64(kilos) 327.75(lbs) |  |  | 731304740223 | NAM CERTIFIED PARTNER USD | 16-SEP-2025 | 11230.00 | 01-NOV-2025 | 12355.00
| SYH6K6RMI | APC Symmetra RM 6kVA Scalable to 6kVA N+1 220-240V | https://www.se.com/us/en/product/SYH6K6RMI | 220 AC 1 PH,230 AC 1 PH,240 AC 1 PH | 220 AC 1 PH,230 AC 1 PH,240 AC 1 PH | 20.00x22.99x30.98(in) 50.80x58.40x78.70(cent) | 148.64(kilos) 327.75(lbs) |  |  |  | NAM CERTIFIED PARTNER USD | 16-SEP-2025 | 11175.00 | 01-NOV-2025 | 12290.00
| SYH6K6T | APC Symmetra RM 6kVA Scalable to 6kVA N+1 208/240V w/Floor Mount Kit | https://www.se.com/us/en/product/SYH6K6T | 208 | 208 | 20.00x22.99x30.98(in) 50.80x58.40x78.70(cent) | 148.64(kilos) 327.75(lbs) |  |  | 731304740308 | NAM CERTIFIED PARTNER USD | 16-SEP-2025 | 9330.00 | 01-NOV-2025 | 10265.00
| SYHF6KI | APC Symmetra RM 6kVA N+1 Frame 220-240V | https://www.se.com/us/en/product/SYHF6KI | 230 AC 1 PH | 230 AC 1 PH | 20.00x22.99x30.98(in) 50.80x58.40x78.70(cent) | 50.00(kilos) 110.25(lbs) |  |  | 731304016892 | NAM CERTIFIED PARTNER USD | 16-SEP-2025 | 1290.00 | 01-NOV-2025 | 1420.00
| SYHF6KT | APC Symmetra RM 6kVA N+1 Frame 208/240V | https://www.se.com/us/en/product/SYHF6KT | 208 AC 1 PH | 208 AC 1 PH | 20.00x22.99x30.98(in) 50.80x58.40x78.70(cent) | 50.00(kilos) 110.25(lbs) |  |  | 731304016915 | NAM CERTIFIED PARTNER USD | 16-SEP-2025 | 1175.00 | 01-NOV-2025 | 1290.00
| SYMIM2 | APC Symmetra Main Intelligence Module 2 | https://www.se.com/us/en/product/SYMIM2 |  |  | 7.25x12.50x22.76(in) 18.42x31.76x57.80(cent) | 4.10(kilos) 9.04(lbs) |  |  | 731304007692 | NAM CERTIFIED PARTNER USD | 16-SEP-2025 | 1465.00 | 01-NOV-2025 | 1610.00
| SYMIM3 | APC Symmetra RM main Intelligence Module | https://www.se.com/us/en/product/SYMIM3 |  |  | 7.24x12.52x22.76(in) 18.40x31.80x57.80(cent) | 3.18(kilos) 7.01(lbs) |  |  | 731304016878 | NAM CERTIFIED PARTNER USD | 16-SEP-2025 | 1325.00 | 01-NOV-2025 | 1455.00
| SYMIM4 | Symmetra PX Intelligence Module | https://www.se.com/us/en/product/SYMIM4 |  |  | 2.00x9.00x16.50(in) 5.08x22.86x41.91(cent) | 4.77(kilos) 10.52(lbs) |  |  | 731304188681 | NAM CERTIFIED PARTNER USD | 16-SEP-2025 | 1960.00 | 01-NOV-2025 | 2155.00
| SYMIM5 | APC Symmetra LX Intelligence Module | https://www.se.com/us/en/product/SYMIM5 |  |  | 7.24x12.52x22.76(in) 18.40x31.80x57.80(cent) | 3.18(kilos) 7.01(lbs) |  |  | 731304221647 | NAM CERTIFIED PARTNER USD | 16-SEP-2025 | 2410.00 | 01-NOV-2025 | 2650.00
| SYMIM5X424 | APC Symmetra LX Intelligence Module for Home Depot | https://www.se.com/us/en/product/SYMIM5X424 |  |  | 7.24x12.52x22.76(in) 18.40x31.80x57.80(cent) | 3.18(kilos) 7.01(lbs) |  |  | 731304335825 | NAM CERTIFIED PARTNER USD | 16-SEP-2025 | 976.00 | 01-NOV-2025 | 1075.00
| SYOPT1 | APC Symmetra RM 2-6kVA N+1 Floor Mount Kit w/Casters | https://www.se.com/us/en/product/SYOPT1 |  |  | 12.99x22.01x30.00(in) 33.00x55.90x76.20(cent) | 26.36(kilos) 58.12(lbs) |  |  | 731304108344 | NAM CERTIFIED PARTNER USD | 16-SEP-2025 | 777.00 | 01-NOV-2025 | 854.00
| SYOPT4 | APC Symmetra RM 4ft Extender cable for 208/240V RM Battery Cabinet | https://www.se.com/us/en/product/SYOPT4 |  |  | 4.02x22.99x18.50(in) 10.20x58.40x47.00(cent) | 3.64(kilos) 8.03(lbs) |  |  | 731304108399 | NAM CERTIFIED PARTNER USD | 16-SEP-2025 | 314.00 | 01-NOV-2025 | 345.00
| SYOPT4I | APC Symmetra RM 4ft Extender Cable for 220-240V RM Battery Cabinet | https://www.se.com/us/en/product/SYOPT4I |  |  | 4.02x22.99x18.50(in) 10.20x58.40x47.00(cent) | 3.64(kilos) 8.03(lbs) |  |  | 731304108382 | NAM CERTIFIED PARTNER USD | 16-SEP-2025 | 413.00 | 01-NOV-2025 | 454.00
| SYOPT12 | APC Symmetra LX/Symmetra RM Two Post Rail Kit | https://www.se.com/us/en/product/SYOPT12 |  |  | 8.74x5.63x15.24(in) 22.20x14.30x38.70(cent) | 4.18(kilos) 9.22(lbs) |  |  | 731304239611 | NAM CERTIFIED PARTNER USD | 16-SEP-2025 | 249.00 | 01-NOV-2025 | 274.00
| SYPD3 | APC Symmetra RM 208/240V Backplate Kit w/(2) L6-20R & (1) L6-30R | https://www.se.com/us/en/product/SYPD3 | 200 20 | 200 20 | 8.58x7.60x5.39(in) 21.80x19.30x13.70(cent) | 2.27(kilos) 5.01(lbs) |  |  | 731304016960 | NAM CERTIFIED PARTNER USD | 16-SEP-2025 | 401.00 | 01-NOV-2025 | 441.00
| SYPD4 | APC Symmetra RM 220-240V Backplate Kit w/(8) IEC320 C13 & (2) IEC320 C19 | https://www.se.com/us/en/product/SYPD4 |  |  | 8.58x7.60x5.39(in) 21.80x19.30x13.70(cent) | 2.28(kilos) 5.03(lbs) |  |  | 731304016977 | NAM CERTIFIED PARTNER USD | 16-SEP-2025 | 376.00 | 01-NOV-2025 | 414.00
| SYPD6 | APC SYMMETRA 208/240V Hardwire kit | https://www.se.com/us/en/product/SYPD6 |  |  | 8.58x7.60x5.39(in) 21.80x19.30x13.70(cent) | 2.27(kilos) 5.01(lbs) |  |  | 731304116363 | NAM CERTIFIED PARTNER USD | 16-SEP-2025 | 365.00 | 01-NOV-2025 | 402.00
| SYPD7 | APC Symmetra RM 208/240V Backplate Kit w/(3) L6-20R | https://www.se.com/us/en/product/SYPD7 |  |  | 8.58x7.60x5.39(in) 21.80x19.30x13.70(cent) | 2.27(kilos) 5.01(lbs) |  |  | 731304114550 | NAM CERTIFIED PARTNER USD | 16-SEP-2025 | 401.00 | 01-NOV-2025 | 441.00
| SYPD8 | SY RM PDU 4XC19 | https://www.se.com/us/en/product/SYPD8 |  |  | 8.58x7.60x5.39(in) 21.80x19.30x13.70(cent) | 2.28(kilos) 5.03(lbs) |  |  | 731304113928 | NAM CERTIFIED PARTNER USD | 16-SEP-2025 | 353.00 | 01-NOV-2025 | 388.00
| SYPD9 | APC Symmetra RM 2-6kVA 230V Hardwire Kit | https://www.se.com/us/en/product/SYPD9 |  | 230 | 8.58x7.60x5.39(in) 21.80x19.30x13.70(cent) | 2.27(kilos) 5.01(lbs) |  |  | 731304114680 | NAM CERTIFIED PARTNER USD | 16-SEP-2025 | 302.00 | 01-NOV-2025 | 332.00
| SYPD10 | Symmetra RM 230V backplate kit w/(2) IEC320 C19 and (1) IEC 60309 | https://www.se.com/us/en/product/SYPD10 |  | 230 |  | 2.27(kilos) 5.01(lbs) |  |  | 731304194880 | NAM CERTIFIED PARTNER USD | 16-SEP-2025 | 492.00 | 01-NOV-2025 | 541.00
| SYPD11 | APC Symmetra LX power distribution panel (2) L6-30R | https://www.se.com/us/en/product/SYPD11 |  |  | 8.58x7.60x5.39(in) 21.80x19.30x13.70(cent) | 2.27(kilos) 5.01(lbs) |  |  | 731304227830 | NAM CERTIFIED PARTNER USD | 16-SEP-2025 | 414.00 | 01-NOV-2025 | 456.00
| SYPM | APC Symmetra 4-16kVA Power Module (4kVA) | https://www.se.com/us/en/product/SYPM | 200 ,208 ,400 3 PH | 200 ,230 | 17.30x13.00x31.10(in) 43.94x33.02x78.99(cent) | 18.18(kilos) 40.09(lbs) |  |  | 731304007357 | NAM CERTIFIED PARTNER USD | 16-SEP-2025 | 4865.00 | 01-NOV-2025 | 5355.00
| SYPM2KU | APC Symmetra RM 2-6kVA Power Module (2kVA) | https://www.se.com/us/en/product/SYPM2KU | 200 20 | 200 ,230 | 9.75x26.00x14.00(in) 24.77x66.04x35.56(cent) | 9.07(kilos) 20.00(lbs) |  |  | 731304016885 | NAM CERTIFIED PARTNER USD | 16-SEP-2025 | 2545.00 | 01-NOV-2025 | 2800.00
| SYPM4KI | APC Symmetra LX 4kVA Power Module, 220/230/240V | https://www.se.com/us/en/product/SYPM4KI | 230 ,400 3 PH | 230 | 17.28x22.24x12.99(in) 43.90x56.50x33.00(cent) | 18.18(kilos) 40.09(lbs) |  |  | 731304218883 | NAM CERTIFIED PARTNER USD | 16-SEP-2025 | 4670.00 | 01-NOV-2025 | 5135.00
| SYPM4KP | APC Symmetra LX 4kVA Power Module, 200/208V | https://www.se.com/us/en/product/SYPM4KP | 200 20 | 100 ,120 ,200 ,208 | 17.28x12.99x31.10(in) 43.90x33.00x79.00(cent) | 18.18(kilos) 40.09(lbs) |  |  | 731304218876 | NAM CERTIFIED PARTNER USD | 16-SEP-2025 | 3375.00 | 01-NOV-2025 | 3710.00
| SYPM4KU | APC Symmetra RM 8-12kVA Power Module (4kVA) | https://www.se.com/us/en/product/SYPM4KU | 200 ,230 | 200 ,230 | 17.28x12.99x31.10(in) 43.90x33.00x79.00(cent) | 18.18(kilos) 40.09(lbs) |  |  | 731304108313 | NAM CERTIFIED PARTNER USD | 16-SEP-2025 | 3250.00 | 01-NOV-2025 | 3575.00
| SYPM10K16H | APC Symmetra PX Power Module, 10/16kW, 400V | https://www.se.com/us/en/product/SYPM10K16H | 400 3 PH | 230 ,400 3 PH | 8.86x23.43x27.56(in) 22.50x59.50x70.00(cent) | 31.55(kilos) 69.57(lbs) |  |  | 731304252153 | NAM CERTIFIED PARTNER USD | 16-SEP-2025 | 10485.00 | 01-NOV-2025 | 11530.00
| SYPM10KF2 | Symmetra PX 10kW Power Module, 208V, High Efficiency | https://www.se.com/us/en/product/SYPM10KF2 | 208 ,208 3 PH | 208 ,208 3 PH | 8.86x23.43x31.30(in) 22.50x59.50x79.50(cent) | 28.05(kilos) 61.85(lbs) |  |  | 731304301738 | NAM CERTIFIED PARTNER USD | 16-SEP-2025 | 5025.00 | 01-NOV-2025 | 5530.00
| SYPM25KD | APC Symmetra PX 25kW Power Module, 400/480V | https://www.se.com/us/en/product/SYPM25KD |  |  | 11.22x23.03x36.81(in) 28.50x58.50x93.50(cent) | 48.18(kilos) 106.24(lbs) |  |  | 731304248071 | NAM CERTIFIED PARTNER USD | 16-SEP-2025 | 9055.00 | 01-NOV-2025 | 9960.00
| SYRIM2 | APC Symmetra 4-16kVA Redundant Intelligence Module | https://www.se.com/us/en/product/SYRIM2 |  |  | 7.24x12.52x22.76(in) 18.40x31.80x57.80(cent) | 4.10(kilos) 9.04(lbs) |  |  | 731304007708 | NAM CERTIFIED PARTNER USD | 16-SEP-2025 | 1215.00 | 01-NOV-2025 | 1340.00
| SYRIM3 | APC Symmetra RM 2-6kVA and 8-12kVA Redundant Intelligence Module | https://www.se.com/us/en/product/SYRIM3 |  |  | 7.24x12.52x22.76(in) 18.40x31.80x57.80(cent) | 3.18(kilos) 7.01(lbs) |  |  | 731304016861 | NAM CERTIFIED PARTNER USD | 16-SEP-2025 | 803.00 | 01-NOV-2025 | 883.00
| SYRMXR2B4 | APC Symmetra RM XR Frame w/2 SYBT2 Scalable to 4 208/240V | https://www.se.com/us/en/product/SYRMXR2B4 |  |  | 13.50x22.99x32.01(in) 34.30x58.40x81.30(cent) | 75.00(kilos) 165.38(lbs) |  |  | 731304740315 | NAM CERTIFIED PARTNER USD | 16-SEP-2025 | 4145.00 | 01-NOV-2025 | 4560.00
| SYRMXR2B4I | APC Symmetra RM XR Frame w/2 SYBT2 Scalable to 4 220-240V | https://www.se.com/us/en/product/SYRMXR2B4I |  |  | 13.50x22.99x32.01(in) 34.30x58.40x81.30(cent) | 75.00(kilos) 165.38(lbs) |  |  | 731304740322 | NAM CERTIFIED PARTNER USD | 16-SEP-2025 | 3435.00 | 01-NOV-2025 | 3780.00
| SYRMXR4 | APC Symmetra RM XR Frame 208/240V | https://www.se.com/us/en/product/SYRMXR4 | 120 |  | 13.50x22.99x32.01(in) 34.30x58.40x81.30(cent) | 30.45(kilos) 67.14(lbs) |  |  | 731304098850 | NAM CERTIFIED PARTNER USD | 16-SEP-2025 | 2395.00 | 01-NOV-2025 | 2635.00
| SYRMXR4B4 | APC Symmetra RM XR Frame w/4 SYBT2 208/240V | https://www.se.com/us/en/product/SYRMXR4B4 |  |  | 13.50x22.99x32.01(in) 34.30x58.40x81.30(cent) | 122.74(kilos) 270.64(lbs) |  |  | 731304740346 | NAM CERTIFIED PARTNER USD | 16-SEP-2025 | 5645.00 | 01-NOV-2025 | 6210.00
| SYRMXR4B4I | APC Symmetra RM XR Frame w/4 SYBT2, 220-240V | https://www.se.com/us/en/product/SYRMXR4B4I |  |  | 13.50x22.99x32.01(in) 34.30x58.40x81.30(cent) | 122.73(kilos) 270.62(lbs) |  |  | 731304740353 | NAM CERTIFIED PARTNER USD | 16-SEP-2025 | 5210.00 | 01-NOV-2025 | 5730.00
| SYRMXR4I | APC Symmetra RM XR Frame 220-240V | https://www.se.com/us/en/product/SYRMXR4I | 48 DC | 48 DC | 13.50x22.99x32.01(in) 34.30x58.40x81.30(cent) | 30.45(kilos) 67.14(lbs) |  |  | 731304098843 | NAM CERTIFIED PARTNER USD | 16-SEP-2025 | 1805.00 | 01-NOV-2025 | 1985.00
| SYSW40KF | SYMMETRA PX STATIC SWITCH MODULE, 208V | https://www.se.com/us/en/product/SYSW40KF | 400 3 PH | 400 3 PH | 12.01x24.02x34.02(in) 30.50x61.00x86.40(cent) | 25.50(kilos) 56.23(lbs) |  |  | 731304189770 | NAM CERTIFIED PARTNER USD | 16-SEP-2025 | 2210.00 | 01-NOV-2025 | 2430.00
| SYXRCC | SYMMETRA XR BATT COMM Card | https://www.se.com/us/en/product/SYXRCC | 48 DC | 48 DC | 4.49x8.50x12.76(in) 11.40x21.60x32.40(cent) | 0.57(kilos) 1.26(lbs) |  |  | 731304007593 | NAM CERTIFIED PARTNER USD | 16-SEP-2025 | 838.00 | 01-NOV-2025 | 922.00
| UXABP48 | APC Smart-UPS Battery Pack 48V | https://www.se.com/us/en/product/UXABP48 | 48 DC | 48 DC | 17.01x20.00x32.99(in) 43.20x50.80x83.80(cent) | 142.73(kilos) 314.72(lbs) |  |  | 731304257356 | NAM CERTIFIED PARTNER USD | 16-SEP-2025 | 1610.00 | 01-NOV-2025 | 1710.00
| XB050XX1XS | SmartUPS Industrial GEL Battery 50Ah 12VDC Extended Temperature Shelf Mount | https://www.se.com/us/en/product/XB050XX1XS |  |  | 10.98x6.50x10.00(in) 27.90x16.50x25.40(cent) | 17.24(kilos) 38.01(lbs) |  |  | 731304327165 | NAM CERTIFIED PARTNER USD | 16-SEP-2025 | 306.00 | 01-NOV-2025 | 337.00
| XB102XX1XS | SmartUPS Industrial GEL Battery 100Ah 12VDC Extended Temperature Shelf Mount | https://www.se.com/us/en/product/XB102XX1XS |  |  | 10.98x7.99x14.02(in) 27.90x20.30x35.60(cent) | 31.75(kilos) 70.01(lbs) |  |  | 731304322221 | NAM CERTIFIED PARTNER USD | 16-SEP-2025 | 367.00 | 01-NOV-2025 | 404.00
| XM102DXXXA | SmartUPS Industrial Battery Heater Mat 365 Sq In 115/120VAC Single Phase In Cabinet Accessory | https://www.se.com/us/en/product/XM102DXXXA |  |  | 2.01x27.48x14.25(in) 5.10x69.80x36.20(cent) | 0.91(kilos) 2.01(lbs) |  |  | 731304322269 | NAM CERTIFIED PARTNER USD | 16-SEP-2025 | 276.00 | 01-NOV-2025 | 303.00
Networking Cables and Adapters >> Networking and Cable Solutions | SYOPT008 | APC Symmetra PX250/500 Paralleling Cable | https://www.se.com/us/en/product/SYOPT008 |  |  | 2.76x9.06x18.11(in) 7.00x23.00x46.00(cent) | 2.30(kilos) 5.07(lbs) |  |  | 731304286646 | NAM CERTIFIED PARTNER USD | 16-SEP-2025 | 421.00 | 01-NOV-2025 | 463.00
Rack and Enclosure Accessories >> Racks and Accessories | AR7000A | NetShelter SX 42U 600mm Wide Perforated Curved Door Black | https://www.se.com/us/en/product/AR7000A |  |  | 4.76x26.77x78.50(in) 12.10x68.00x199.40(cent) | 15.60(kilos) 34.40(lbs) |  |  | 731304274469 | NAM CERTIFIED PARTNER USD | 16-SEP-2025 | 381.00 | 01-NOV-2025 | 438.00
| AR7000B2 | NetShelter SX Gen2 42U 600mm Wide Perforated Curved Door Black | https://www.se.com/us/en/product/AR7000B2 |  |  | 3.94x78.15x27.17(in) 10.00x198.50x69.00(cent) | 15.50(kilos) 34.18(lbs) |  |  | 731304773030 | NAM CERTIFIED PARTNER USD | 16-SEP-2025 | 392.00 | 01-NOV-2025 | 451.00
| AR7003 | NetShelter SX Colocation 20U 600mm Wide Perforated Curved Door Black | https://www.se.com/us/en/product/AR7003 |  |  | 5.39x43.07x27.87(in) 13.70x109.40x70.80(cent) | 8.82(kilos) 19.45(lbs) |  |  | 731304284147 | NAM CERTIFIED PARTNER USD | 16-SEP-2025 | 392.00 | 01-NOV-2025 | 451.00
| AR7050A | NetShelter SX 42U 750mm Wide Perforated Curved Door Black | https://www.se.com/us/en/product/AR7050A |  |  | 4.49x32.99x78.50(in) 11.40x83.80x199.40(cent) | 18.00(kilos) 39.69(lbs) |  |  | 731304274506 | NAM CERTIFIED PARTNER USD | 16-SEP-2025 | 427.00 | 01-NOV-2025 | 491.00
| AR7050B2 | NetShelter SX Gen2 42U 750mm Wide Perforated Curved Door Black | https://www.se.com/us/en/product/AR7050B2 |  |  | 3.94x78.15x33.07(in) 10.00x198.50x84.00(cent) | 18.00(kilos) 39.69(lbs) |  |  | 731304773047 | NAM CERTIFIED PARTNER USD | 16-SEP-2025 | 440.00 | 01-NOV-2025 | 506.00
| AR7055 | NetShelter SX 45U 750mm Wide Perforated Curved Door Black | https://www.se.com/us/en/product/AR7055 |  |  | 84.25x33.27x4.72(in) 214.00x84.50x12.00(cent) | 18.00(kilos) 39.69(lbs) |  |  | 731304290247 | NAM CERTIFIED PARTNER USD | 16-SEP-2025 | 471.00 | 01-NOV-2025 | 541.00
| AR7057A | NetShelter SX 48U 750mm Wide Perforated Curved Door Black | https://www.se.com/us/en/product/AR7057A |  |  | 4.49x32.99x89.02(in) 11.40x83.80x226.10(cent) | 20.00(kilos) 44.10(lbs) |  |  | 731304274483 | NAM CERTIFIED PARTNER USD | 16-SEP-2025 | 482.00 | 01-NOV-2025 | 554.00
| AR7057B2 | NetShelter SX Gen2 48U 750mm Wide Perforated Curved Door Black | https://www.se.com/us/en/product/AR7057B2 |  |  | 3.94x88.58x33.07(in) 10.00x225.00x84.00(cent) | 20.05(kilos) 44.21(lbs) |  |  | 731304773054 | NAM CERTIFIED PARTNER USD | 16-SEP-2025 | 521.00 | 01-NOV-2025 | 599.00
| AR7060 | NetShelter SX 12U 600mm Wide Perforated Curved Door Black | https://www.se.com/us/en/product/AR7060 |  |  | 5.91x28.74x29.72(in) 15.00x73.00x75.50(cent) | 7.50(kilos) 16.54(lbs) |  |  | 731304347729 | NAM CERTIFIED PARTNER USD | 16-SEP-2025 | 277.00 | 01-NOV-2025 | 318.00
| AR7061 | NetShelter SX 18U 600mm Wide Perforated Curved Door Black | https://www.se.com/us/en/product/AR7061 |  |  | 5.91x28.74x43.31(in) 15.00x73.00x110.00(cent) | 9.00(kilos) 19.85(lbs) |  |  | 731304348016 | NAM CERTIFIED PARTNER USD | 16-SEP-2025 | 308.00 | 01-NOV-2025 | 355.00
| AR7100 | NetShelter SX 42U 600mm Wide Perforated Split Doors Black | https://www.se.com/us/en/product/AR7100 |  |  | 7.99x15.00x78.50(in) 20.30x38.10x199.40(cent) | 16.00(kilos) 35.28(lbs) |  |  | 731304226437 | NAM CERTIFIED PARTNER USD | 16-SEP-2025 | 377.00 | 01-NOV-2025 | 434.00
| AR7100B2 | NetShelter SX Gen2 42U 600mm Wide Perforated Split Doors Black | https://www.se.com/us/en/product/AR7100B2 |  |  | 7.28x79.13x16.14(in) 18.50x201.00x41.00(cent) | 20.00(kilos) 44.10(lbs) |  |  | 731304773061 | NAM CERTIFIED PARTNER USD | 16-SEP-2025 | 466.00 | 01-NOV-2025 | 536.00
| AR7105 | NetShelter SX 45U 600mm Wide Perforated Split Doors Black | https://www.se.com/us/en/product/AR7105 |  |  | 84.25x15.35x7.87(in) 214.00x39.00x20.00(cent) | 15.30(kilos) 33.74(lbs) |  |  | 731304290254 | NAM CERTIFIED PARTNER USD | 16-SEP-2025 | 408.00 | 01-NOV-2025 | 469.00
| AR7107 | NetShelter SX 48U 600mm Wide Perforated Split Doors Black | https://www.se.com/us/en/product/AR7107 |  |  | 7.99x15.00x89.02(in) 20.30x38.10x226.10(cent) | 18.00(kilos) 39.69(lbs) |  |  | 731304226475 | NAM CERTIFIED PARTNER USD | 16-SEP-2025 | 456.00 | 01-NOV-2025 | 525.00
| AR7150 | NetShelter SX 42U 750mm Wide Perforated Split Doors Black | https://www.se.com/us/en/product/AR7150 |  |  | 7.99x17.99x78.50(in) 20.30x45.70x199.40(cent) | 17.00(kilos) 37.49(lbs) |  |  | 731304235262 | NAM CERTIFIED PARTNER USD | 16-SEP-2025 | 488.00 | 01-NOV-2025 | 562.00
| AR7150B2 | NetShelter SX Gen2 42U 750mm Wide Perforated Split Doors Black | https://www.se.com/us/en/product/AR7150B2 |  |  | 7.28x79.13x19.09(in) 18.50x201.00x48.50(cent) | 21.00(kilos) 46.31(lbs) |  |  | 731304773078 | NAM CERTIFIED PARTNER USD | 16-SEP-2025 | 503.00 | 01-NOV-2025 | 578.00
| AR7155 | NetShelter SX 45U 750mm Wide Perforated Split Doors Black | https://www.se.com/us/en/product/AR7155 |  |  | 84.25x18.11x7.87(in) 214.00x46.00x20.00(cent) | 19.00(kilos) 41.90(lbs) |  |  | 731304290261 | NAM CERTIFIED PARTNER USD | 16-SEP-2025 | 563.00 | 01-NOV-2025 | 647.00
| AR7157 | NetShelter SX 48U 750mm Wide Perforated Split Doors Black | https://www.se.com/us/en/product/AR7157 |  |  | 7.99x17.99x89.02(in) 20.30x45.70x226.10(cent) | 18.00(kilos) 39.69(lbs) |  |  | 731304235286 | NAM CERTIFIED PARTNER USD | 16-SEP-2025 | 594.00 | 01-NOV-2025 | 683.00
| AR7157B2 | NetShelter SX Gen2 48U 750mm Wide Perforated Split Doors Black | https://www.se.com/us/en/product/AR7157B2 |  |  | 7.28x89.57x19.09(in) 18.50x227.50x48.50(cent) | 22.64(kilos) 49.92(lbs) |  |  | 731304773085 | NAM CERTIFIED PARTNER USD | 16-SEP-2025 | 555.00 | 01-NOV-2025 | 639.00
| AR7160 | NetShelter SX 12U 600mm Wide Perforated Split Doors Black | https://www.se.com/us/en/product/AR7160 |  |  | 8.27x26.38x16.14(in) 21.00x67.00x41.00(cent) | 7.50(kilos) 16.54(lbs) |  |  | 731304348023 | NAM CERTIFIED PARTNER USD | 16-SEP-2025 | 308.00 | 01-NOV-2025 | 355.00
| AR7161 | NetShelter SX 18U 600mm Wide Perforated Split Doors Black | https://www.se.com/us/en/product/AR7161 |  |  | 8.27x40.94x15.35(in) 21.00x104.00x39.00(cent) | 8.00(kilos) 17.64(lbs) |  |  | 731304348030 | NAM CERTIFIED PARTNER USD | 16-SEP-2025 | 324.00 | 01-NOV-2025 | 373.00
| AR7201 | NetShelter SX 600mm Wide x 1070mm Deep Standard Roof Black | https://www.se.com/us/en/product/AR7201 |  |  | 4.02x25.98x40.00(in) 10.20x66.00x101.60(cent) | 6.36(kilos) 14.02(lbs) |  |  | 731304226499 | NAM CERTIFIED PARTNER USD | 16-SEP-2025 | 168.00 | 01-NOV-2025 | 193.00
| AR7201A | NetShelter SX 600mm Wide x 1070mm Deep Performance Roof Black | https://www.se.com/us/en/product/AR7201A |  |  | 4.02x25.98x40.00(in) 10.20x66.00x101.60(cent) | 6.36(kilos) 14.02(lbs) |  |  | 731304328049 | NAM CERTIFIED PARTNER USD | 16-SEP-2025 | 168.00 | 01-NOV-2025 | 193.00
| AR7203 | Roof Match Kit for SX to VX, 600mm | https://www.se.com/us/en/product/AR7203 |  |  | 7.99x27.99x47.76(in) 20.30x71.10x121.30(cent) | 11.40(kilos) 25.14(lbs) |  |  | 731304234609 | NAM CERTIFIED PARTNER USD | 16-SEP-2025 | 327.00 | 01-NOV-2025 | 376.00
| AR7209 | NetShelter SX Trough and Partition Roof Bridge | https://www.se.com/us/en/product/AR7209 |  |  | 4.02x6.50x40.00(in) 10.20x16.50x101.60(cent) | 2.05(kilos) 4.52(lbs) |  |  | 731304234654 | NAM CERTIFIED PARTNER USD | 16-SEP-2025 | 94.00 | 01-NOV-2025 | 108.00
| AR7211 | NetShelter SX 600mm Wide x 1200mm Deep Roof | https://www.se.com/us/en/product/AR7211 |  |  | 4.02x25.98x40.00(in) 10.20x66.00x101.60(cent) | 6.36(kilos) 14.02(lbs) |  |  | 731304249269 | NAM CERTIFIED PARTNER USD | 16-SEP-2025 | 308.00 | 01-NOV-2025 | 354.00
| AR7211A | NetShelter SX 600mm Wide x 1200mm Deep Performance Roof Black | https://www.se.com/us/en/product/AR7211A |  |  | 4.02x25.98x40.00(in) 10.20x66.00x101.60(cent) | 6.36(kilos) 14.02(lbs) |  |  | 731304328070 | NAM CERTIFIED PARTNER USD | 16-SEP-2025 | 403.00 | 01-NOV-2025 | 463.00
| AR7212 | NetShelter SX 750mm Wide x 1200mm Deep Roof | https://www.se.com/us/en/product/AR7212 |  |  | 4.02x32.68x44.37(in) 10.20x83.00x112.70(cent) | 9.00(kilos) 19.85(lbs) |  |  | 731304255482 | NAM CERTIFIED PARTNER USD | 16-SEP-2025 | 326.00 | 01-NOV-2025 | 375.00
| AR7212A | NetShelter SX 750mm Wide x 1200mm Deep Performance Roof Black | https://www.se.com/us/en/product/AR7212A |  |  | 4.02x32.68x44.37(in) 10.20x83.00x112.70(cent) | 9.00(kilos) 19.85(lbs) |  |  | 731304328100 | NAM CERTIFIED PARTNER USD | 16-SEP-2025 | 326.00 | 01-NOV-2025 | 375.00
| AR7251 | NetShelter SX 750mm Wide x 1070mm Deep Standard Roof Black | https://www.se.com/us/en/product/AR7251 |  |  | 39.49x4.02x32.01(in) 100.30x10.20x81.30(cent) | 9.00(kilos) 19.85(lbs) |  |  | 731304235255 | NAM CERTIFIED PARTNER USD | 16-SEP-2025 | 319.00 | 01-NOV-2025 | 367.00
| AR7251A | NetShelter SX 750mm Wide x 1070mm Deep Performance Roof Black | https://www.se.com/us/en/product/AR7251A |  |  | 39.49x4.02x32.01(in) 100.30x10.20x81.30(cent) | 9.00(kilos) 19.85(lbs) |  |  | 731304328124 | NAM CERTIFIED PARTNER USD | 16-SEP-2025 | 319.00 | 01-NOV-2025 | 367.00
| AR7252 | NetShelter SX 750mm Wide x 1070mm Deep Networking Roof | https://www.se.com/us/en/product/AR7252 |  |  | 39.49x32.01x4.25(in) 100.30x81.30x10.80(cent) | 9.55(kilos) 21.06(lbs) |  |  | 731304275404 | NAM CERTIFIED PARTNER USD | 16-SEP-2025 | 379.00 | 01-NOV-2025 | 436.00
| AR7252W | NetShelter SX 750mm Wide x 1070mm Deep Networking Roof SE White | https://www.se.com/us/en/product/AR7252W |  |  | 39.49x32.01x4.25(in) 100.30x81.30x10.80(cent) | 9.53(kilos) 21.01(lbs) |  |  | 731304318736 | NAM CERTIFIED PARTNER USD | 16-SEP-2025 | 554.00 | 01-NOV-2025 | 637.00
| AR7260 | NetShelter SX 12U/18U Roof 900mm Deep Black | https://www.se.com/us/en/product/AR7260 |  |  | 4.72x32.68x26.38(in) 12.00x83.00x67.00(cent) | 7.50(kilos) 16.54(lbs) |  |  | 731304348047 | NAM CERTIFIED PARTNER USD | 16-SEP-2025 | 253.00 | 01-NOV-2025 | 291.00
| AR7261 | NetShelter SX 12U/18U Roof 1070mm Deep Black | https://www.se.com/us/en/product/AR7261 |  |  | 4.72x39.76x26.38(in) 12.00x101.00x67.00(cent) | 9.00(kilos) 19.85(lbs) |  |  | 731304348054 | NAM CERTIFIED PARTNER USD | 16-SEP-2025 | 261.00 | 01-NOV-2025 | 300.00
| AR7301 | NetShelter SX 42U 1070mm Deep Split Side Panels Black Qty 2 | https://www.se.com/us/en/product/AR7301 |  |  | 37.24x41.61x7.13(in) 94.60x105.70x18.10(cent) | 20.91(kilos) 46.11(lbs) |  |  | 731304226512 | NAM CERTIFIED PARTNER USD | 16-SEP-2025 | 348.00 | 01-NOV-2025 | 401.00
| AR7303 | NetShelter SX 42U 1200mm Deep Split Side Panels Qty. (2) | https://www.se.com/us/en/product/AR7303 |  |  | 37.24x46.89x7.24(in) 94.60x119.10x18.40(cent) | 25.45(kilos) 56.12(lbs) |  |  | 731304249276 | NAM CERTIFIED PARTNER USD | 16-SEP-2025 | 643.00 | 01-NOV-2025 | 739.00
| AR7303W | NetShelter SX 42U 1200mm Deep Split Side Panels Qty. (2), SE White | https://www.se.com/us/en/product/AR7303W |  |  | 37.24x46.89x7.24(in) 94.60x119.10x18.40(cent) | 25.45(kilos) 56.12(lbs) |  |  | 731304304548 | NAM CERTIFIED PARTNER USD | 16-SEP-2025 | 643.00 | 01-NOV-2025 | 739.00
| AR7304 | NetShelter SX 48U 1200mm Deep Split Side Panels Qty. (2) | https://www.se.com/us/en/product/AR7304 |  |  | 42.99x47.01x7.24(in) 109.20x119.40x18.40(cent) | 28.41(kilos) 62.64(lbs) |  |  | 731304255499 | NAM CERTIFIED PARTNER USD | 16-SEP-2025 | 683.00 | 01-NOV-2025 | 786.00
| AR7304W | NetShelter SX 48U 1200mm Deep Split Side Panels Qty. (2), SE White | https://www.se.com/us/en/product/AR7304W |  |  | 42.99x47.01x7.24(in) 109.20x119.40x18.40(cent) | 28.41(kilos) 62.64(lbs) |  |  | 731304304555 | NAM CERTIFIED PARTNER USD | 16-SEP-2025 | 683.00 | 01-NOV-2025 | 786.00
| AR7305A | NetShelter SX 42U 1070 Split Feed Through Side Panels Black Qty 2 | https://www.se.com/us/en/product/AR7305A |  |  | 35.98x41.26x6.77(in) 91.40x104.80x17.20(cent) | 21.00(kilos) 46.31(lbs) |  |  | 731304287957 | NAM CERTIFIED PARTNER USD | 16-SEP-2025 | 789.00 | 01-NOV-2025 | 908.00
| AR7307 | NetShelter SX 45U 1070mm Deep Split Side Panels Black Qty 2 | https://www.se.com/us/en/product/AR7307 |  |  | 41.73x39.76x7.28(in) 106.00x101.00x18.50(cent) | 22.00(kilos) 48.51(lbs) |  |  | 731304290278 | NAM CERTIFIED PARTNER USD | 16-SEP-2025 | 441.00 | 01-NOV-2025 | 508.00
| AR7308 | NetShelter SX 45U 1200mm Deep Split Side Panels Black Qty 2 | https://www.se.com/us/en/product/AR7308 |  |  | 46.46x39.76x7.28(in) 118.00x101.00x18.50(cent) | 26.30(kilos) 57.99(lbs) |  |  | 731304290285 | NAM CERTIFIED PARTNER USD | 16-SEP-2025 | 669.00 | 01-NOV-2025 | 769.00
| AR7313 | NetShelter SX 42U 1200 Split Feed Through Side Panels Black Qty 2 | https://www.se.com/us/en/product/AR7313 |  |  | 35.98x46.38x6.77(in) 91.40x117.80x17.20(cent) | 25.00(kilos) 55.13(lbs) |  |  | 731304287964 | NAM CERTIFIED PARTNER USD | 16-SEP-2025 | 775.00 | 01-NOV-2025 | 891.00
| AR7314 | NetShelter SX 48U 1200 Split Feed Through Side Panels Black Qty 2 | https://www.se.com/us/en/product/AR7314 |  |  | 41.26x46.38x6.77(in) 104.80x117.80x17.20(cent) | 29.00(kilos) 63.95(lbs) |  |  | 731304287971 | NAM CERTIFIED PARTNER USD | 16-SEP-2025 | 859.00 | 01-NOV-2025 | 988.00
| AR7315 | NetShelter SX 45U 1070 Split Feed Through Side Panels Black Qty 2 | https://www.se.com/us/en/product/AR7315 |  |  | 41.73x39.76x7.28(in) 106.00x101.00x18.50(cent) | 23.30(kilos) 51.38(lbs) |  |  | 731304290292 | NAM CERTIFIED PARTNER USD | 16-SEP-2025 | 582.00 | 01-NOV-2025 | 669.00
| AR7316 | NetShelter SX 45U 1200 Split Feed Through Side Panels Black Qty 2 | https://www.se.com/us/en/product/AR7316 |  |  | 46.46x39.76x7.28(in) 118.00x101.00x18.50(cent) | 26.50(kilos) 58.43(lbs) |  |  | 731304290308 | NAM CERTIFIED PARTNER USD | 16-SEP-2025 | 722.00 | 01-NOV-2025 | 830.00
| AR7360 | NetShelter SX 12U 900mm Deep Side Panel (Qty 1) | https://www.se.com/us/en/product/AR7360 |  |  | 4.72x41.93x21.65(in) 12.00x106.50x55.00(cent) | 7.00(kilos) 15.44(lbs) |  |  | 731304348061 | NAM CERTIFIED PARTNER USD | 16-SEP-2025 | 340.00 | 01-NOV-2025 | 391.00
| AR7361 | NetShelter SX 18U 900mm Deep Side Panel (Qty 1) | https://www.se.com/us/en/product/AR7361 |  |  | 4.72x41.93x31.89(in) 12.00x106.50x81.00(cent) | 9.50(kilos) 20.95(lbs) |  |  | 731304348078 | NAM CERTIFIED PARTNER USD | 16-SEP-2025 | 435.00 | 01-NOV-2025 | 500.00
| AR7362 | NetShelter SX 12U 1070mm Deep Side Panel (Qty 1) | https://www.se.com/us/en/product/AR7362 |  |  | 4.72x41.93x21.46(in) 12.00x106.50x54.50(cent) | 7.50(kilos) 16.54(lbs) |  |  | 731304348085 | NAM CERTIFIED PARTNER USD | 16-SEP-2025 | 356.00 | 01-NOV-2025 | 409.00
| AR7363 | NetShelter SX 18U 1070mm Deep Side Panel (Qty 1) | https://www.se.com/us/en/product/AR7363 |  |  | 4.72x41.93x31.89(in) 12.00x106.50x81.00(cent) | 11.50(kilos) 25.36(lbs) |  |  | 731304348092 | NAM CERTIFIED PARTNER USD | 16-SEP-2025 | 450.00 | 01-NOV-2025 | 518.00
| AR7371 | NetShelter SX 48U 1070mm Deep Split Side Panels Black Qty 2 | https://www.se.com/us/en/product/AR7371 |  |  | 41.50x7.01x42.13(in) 105.40x17.80x107.00(cent) | 23.60(kilos) 52.04(lbs) |  |  | 731304226567 | NAM CERTIFIED PARTNER USD | 16-SEP-2025 | 360.00 | 01-NOV-2025 | 413.00
| AR7375 | NetShelter SX 48U 1070 Split Feed Through Side Panels Black Qty 2 | https://www.se.com/us/en/product/AR7375 |  |  | 41.26x41.26x6.77(in) 104.80x104.80x17.20(cent) | 25.00(kilos) 55.13(lbs) |  |  | 731304287988 | NAM CERTIFIED PARTNER USD | 16-SEP-2025 | 819.00 | 01-NOV-2025 | 941.00
| AR7502 | Vertical Cable Organizer, NetShelter SX, 42U (Qty. 2) | https://www.se.com/us/en/product/AR7502 |  |  | 87.99x8.50x5.51(in) 223.50x21.60x14.00(cent) | 7.57(kilos) 16.69(lbs) |  |  | 731304234579 | NAM CERTIFIED PARTNER USD | 16-SEP-2025 | 140.00 | 01-NOV-2025 | 161.00
| AR7503 | NetShelter SX 42U 600mm Wide Recessed Rail Kit | https://www.se.com/us/en/product/AR7503 |  |  | 45.51x5.00x4.02(in) 115.60x12.70x10.20(cent) | 5.68(kilos) 12.52(lbs) |  |  | 731304234616 | NAM CERTIFIED PARTNER USD | 16-SEP-2025 | 158.00 | 01-NOV-2025 | 182.00
| AR7504 | NetShelter SX 48U 600mm Wide Recessed Rail Kit | https://www.se.com/us/en/product/AR7504 |  |  | 45.51x5.00x4.02(in) 115.60x12.70x10.20(cent) | 5.68(kilos) 12.52(lbs) |  |  | 731304234647 | NAM CERTIFIED PARTNER USD | 16-SEP-2025 | 173.00 | 01-NOV-2025 | 199.00
| AR7505 | Vertical Cable Organizer, Center Rear Mount, NetShelter SX | https://www.se.com/us/en/product/AR7505 |  |  | 43.50x7.99x12.01(in) 110.50x20.30x30.50(cent) | 3.90(kilos) 8.60(lbs) |  |  | 731304234623 | NAM CERTIFIED PARTNER USD | 16-SEP-2025 | 192.00 | 01-NOV-2025 | 221.00
| AR7508 | NetShelter SX 42U 750mm Wide Recessed Rail Kit | https://www.se.com/us/en/product/AR7508 |  |  | 45.98x5.24x7.99(in) 116.80x13.30x20.30(cent) | 13.00(kilos) 28.67(lbs) |  |  | 731304235620 | NAM CERTIFIED PARTNER USD | 16-SEP-2025 | 213.00 | 01-NOV-2025 | 245.00
| AR7510 | "NetShelter SX 42U, 23" EIA Mounting Rails for 750-mm Wide Enclosures, Square Holes Qty 4" | https://www.se.com/us/en/product/AR7510 |  |  | 80.98x12.52x6.50(in) 205.70x31.80x16.50(cent) | 21.82(kilos) 48.11(lbs) |  |  | 731304253754 | NAM CERTIFIED PARTNER USD | 16-SEP-2025 | 1070.00 | 01-NOV-2025 | 1230.00
| AR7511 | Narrow Vertical Cable Organizer, NetShelter SX, 42U | https://www.se.com/us/en/product/AR7511 |  |  | 80.98x5.00x6.26(in) 205.70x12.70x15.90(cent) | 3.63(kilos) 8.01(lbs) |  |  | 731304257479 | NAM CERTIFIED PARTNER USD | 16-SEP-2025 | 123.00 | 01-NOV-2025 | 141.00
| AR7540 | Toolless Cable Management Rings (Qty 10) | https://www.se.com/us/en/product/AR7540 |  |  | 2.52x10.31x7.28(in) 6.40x26.20x18.50(cent) | 0.41(kilos) 0.90(lbs) |  |  | 731304300830 | NAM CERTIFIED PARTNER USD | 16-SEP-2025 | 34.00 | 01-NOV-2025 | 39.00
| AR7552 | Vertical Cable Organizer, NetShelter SX, 45U | https://www.se.com/us/en/product/AR7552 |  |  | 88.19x8.66x5.91(in) 224.00x22.00x15.00(cent) | 13.00(kilos) 28.67(lbs) |  |  | 731304290315 | NAM CERTIFIED PARTNER USD | 16-SEP-2025 | 138.00 | 01-NOV-2025 | 159.00
| AR7572 | Vertical Cable Organizer, NetShelter SX, 48U | https://www.se.com/us/en/product/AR7572 |  |  | 87.99x8.50x5.51(in) 223.50x21.60x14.00(cent) | 7.89(kilos) 17.40(lbs) |  |  | 731304234562 | NAM CERTIFIED PARTNER USD | 16-SEP-2025 | 139.00 | 01-NOV-2025 | 160.00
| AR7578 | NetShelter SX 48U 750mm Wide Recessed Rail Kit | https://www.se.com/us/en/product/AR7578 |  |  | 45.98x5.24x7.99(in) 116.80x13.30x20.30(cent) | 12.18(kilos) 26.86(lbs) |  |  | 731304235293 | NAM CERTIFIED PARTNER USD | 16-SEP-2025 | 213.00 | 01-NOV-2025 | 245.00
| AR7580A | Vertical Cable Manager for NetShelter SX 750mm Wide 42U | https://www.se.com/us/en/product/AR7580A |  |  | 7.99x5.87x42.13(in) 20.30x14.90x107.00(cent) | 4.91(kilos) 10.83(lbs) |  |  | 731304300816 | NAM CERTIFIED PARTNER USD | 16-SEP-2025 | 350.00 | 01-NOV-2025 | 402.00
| AR7581A | Hinged Covers for NetShelter SX 750mm Wide 42U Vertical Cable Manager (Qty 2) | https://www.se.com/us/en/product/AR7581A |  |  | 2.52x6.38x38.39(in) 6.40x16.20x97.50(cent) | 1.78(kilos) 3.92(lbs) |  |  | 731304300960 | NAM CERTIFIED PARTNER USD | 16-SEP-2025 | 133.00 | 01-NOV-2025 | 152.00
| AR7582A | Cable Retainer for NetShelter SX 750mm Wide Vertical Cable Managers (Qty 6) | https://www.se.com/us/en/product/AR7582A |  |  | 7.28x4.41x3.50(in) 18.50x11.20x8.90(cent) | 0.16(kilos) 0.35(lbs) |  |  | 731304300977 | NAM CERTIFIED PARTNER USD | 16-SEP-2025 | 52.00 | 01-NOV-2025 | 60.00
| AR7585 | Vertical Cable Manager for NetShelter SX 750mm Wide 45U (Qty 2) | https://www.se.com/us/en/product/AR7585 |  |  | 8.07x39.37x6.30(in) 20.50x100.00x16.00(cent) | 5.40(kilos) 11.91(lbs) | 8 |  | 731304300984 | NAM CERTIFIED PARTNER USD | 16-SEP-2025 | 385.00 | 01-NOV-2025 | 443.00
| AR7586 | Hinged Covers for NetShelter SX 750mm Wide 45U Vertical Cable Manager (Qty 2) | https://www.se.com/us/en/product/AR7586 |  |  | 2.52x6.34x43.74(in) 6.40x16.10x111.10(cent) | 1.88(kilos) 4.14(lbs) |  |  | 731304300991 | NAM CERTIFIED PARTNER USD | 16-SEP-2025 | 150.00 | 01-NOV-2025 | 173.00
| AR7588 | Vertical Cable Manager for NetShelter SX 750mm Wide 48U | https://www.se.com/us/en/product/AR7588 |  |  | 7.99x6.50x42.99(in) 20.30x16.50x109.20(cent) | 5.73(kilos) 12.63(lbs) |  |  | 731304301004 | NAM CERTIFIED PARTNER USD | 16-SEP-2025 | 403.00 | 01-NOV-2025 | 463.00
| AR7589 | Hinged Covers for NetShelter SX 750mm Wide 48U Vertical Cable Manager (Qty 2) | https://www.se.com/us/en/product/AR7589 |  |  | 2.52x6.38x43.74(in) 6.40x16.20x111.10(cent) | 1.97(kilos) 4.34(lbs) |  |  | 731304301011 | NAM CERTIFIED PARTNER USD | 16-SEP-2025 | 168.00 | 01-NOV-2025 | 193.00
| AR7600 | NetShelter SX 42U/48U Baying Trim Kit Black | https://www.se.com/us/en/product/AR7600 |  |  | 3.50x3.50x20.24(in) 8.90x8.90x51.40(cent) | 0.45(kilos) 0.99(lbs) |  |  | 731304226505 | NAM CERTIFIED PARTNER USD | 16-SEP-2025 | 34.00 | 01-NOV-2025 | 39.00
| AR7605 | Rack Leveling Pads and Spacers | https://www.se.com/us/en/product/AR7605 |  |  | 4.49x10.24x6.73(in) 11.40x26.00x17.10(cent) | 3.14(kilos) 6.92(lbs) |  |  | 731304320296 | NAM CERTIFIED PARTNER USD | 16-SEP-2025 | 168.00 | 01-NOV-2025 | 193.00
| AR7700 | NetShelter SX 600mm/750mm Stabilizer Plate | https://www.se.com/us/en/product/AR7700 |  |  | 3.50x15.24x8.50(in) 8.90x38.70x21.60(cent) | 4.90(kilos) 10.80(lbs) |  |  | 731304226536 | NAM CERTIFIED PARTNER USD | 16-SEP-2025 | 94.00 | 01-NOV-2025 | 108.00
| AR7701 | NetShelter SX Bolt-Down Kit | https://www.se.com/us/en/product/AR7701 |  |  | 2.01x9.02x6.50(in) 5.10x22.90x16.50(cent) | 0.92(kilos) 2.03(lbs) |  |  | 731304234555 | NAM CERTIFIED PARTNER USD | 16-SEP-2025 | 87.00 | 01-NOV-2025 | 101.00
| AR7701A-S | NETSHELTER SX HIGH SEISMIC REGION & OSHPD BOLT-DOWN KIT | https://www.se.com/us/en/product/AR7701A-S |  |  | 4.49x15.00x10.51(in) 11.40x38.10x26.70(cent) | 4.08(kilos) 9.00(lbs) |  |  | 731304335429 | NAM CERTIFIED PARTNER USD | 16-SEP-2025 | 84.00 | 01-NOV-2025 | 97.00
| AR7706 | Mounting Rail Brush Strips, NetShelter SX, 750mm Wide | https://www.se.com/us/en/product/AR7706 |  |  | 2.01x6.50x9.49(in) 5.10x16.50x24.10(cent) | 1.06(kilos) 2.34(lbs) |  |  | 731304235279 | NAM CERTIFIED PARTNER USD | 16-SEP-2025 | 218.00 | 01-NOV-2025 | 251.00
| AR7707 | Cable Management Rings, 8 Inch Deep, NetShelter SX, 750mm Wide (Qty. 8) | https://www.se.com/us/en/product/AR7707 |  |  | 17.52x5.51x1.73(in) 44.50x14.00x4.40(cent) | 1.28(kilos) 2.82(lbs) |  |  | 731304235217 | NAM CERTIFIED PARTNER USD | 16-SEP-2025 | 87.00 | 01-NOV-2025 | 101.00
| AR7708 | NetShelter SX Air Recirculation Prevention Kit | https://www.se.com/us/en/product/AR7708 |  |  | 4.25x9.65x20.75(in) 10.80x24.50x52.70(cent) | 0.58(kilos) 1.28(lbs) |  |  | 731304235231 | NAM CERTIFIED PARTNER USD | 16-SEP-2025 | 113.00 | 01-NOV-2025 | 130.00
| AR7710 | Cable Containment Brackets with PDU Mounting Capability for NetShelter SX | https://www.se.com/us/en/product/AR7710 |  |  | 15.51x4.49x7.01(in) 39.40x11.40x17.80(cent) | 2.27(kilos) 5.01(lbs) |  |  | 731304253600 | NAM CERTIFIED PARTNER USD | 16-SEP-2025 | 136.00 | 01-NOV-2025 | 156.00
| AR7711 | NetShelter Zero U Accessory Mounting Bracket | https://www.se.com/us/en/product/AR7711 |  |  | 4.49x6.50x7.52(in) 11.40x16.50x19.10(cent) | 0.45(kilos) 0.99(lbs) |  |  | 731304255864 | NAM CERTIFIED PARTNER USD | 16-SEP-2025 | 99.00 | 01-NOV-2025 | 113.00
| AR7714 | NetShelter SX Roof Brush Strip | https://www.se.com/us/en/product/AR7714 |  |  | 2.01x9.25x6.50(in) 5.10x23.50x16.50(cent) | 0.25(kilos) 0.55(lbs) |  |  | 731304256533 | NAM CERTIFIED PARTNER USD | 16-SEP-2025 | 92.00 | 01-NOV-2025 | 106.00
| AR7716 | NetShelter SX 750mm Wide x 1200mm Deep Networking Roof | https://www.se.com/us/en/product/AR7716 |  |  | 4.02x32.68x44.37(in) 10.20x83.00x112.70(cent) | 12.73(kilos) 28.07(lbs) |  |  | 731304279204 | NAM CERTIFIED PARTNER USD | 16-SEP-2025 | 406.00 | 01-NOV-2025 | 467.00
| AR7716W | NetShelter SX 750mm Wide x 1200mm Deep Networking Roof SE White | https://www.se.com/us/en/product/AR7716W |  |  | 4.02x32.68x44.37(in) 10.20x83.00x112.70(cent) | 12.70(kilos) 28.00(lbs) |  |  | 731304318750 | NAM CERTIFIED PARTNER USD | 16-SEP-2025 | 406.00 | 01-NOV-2025 | 467.00
| AR7717A | Vertical Cable Manager for NetShelter SX 42U Networking Enclosure (Qty 4) | https://www.se.com/us/en/product/AR7717A |  |  | 5.12x7.40x35.98(in) 13.00x18.80x91.40(cent) | 5.14(kilos) 11.33(lbs) |  |  | 731304301028 | NAM CERTIFIED PARTNER USD | 16-SEP-2025 | 332.00 | 01-NOV-2025 | 382.00
| AR7719 | NetShelter ValueLine Swivel Caster Kit (Qty = 4) | https://www.se.com/us/en/product/AR7719 |  |  | 3.54x6.10x8.66(in) 9.00x15.50x22.00(cent) | 2.50(kilos) 5.51(lbs) |  |  | 731304268468 | NAM CERTIFIED PARTNER USD | 16-SEP-2025 | 89.00 | 01-NOV-2025 | 102.00
| AR7720 | KoldLok Integral Raised Floor Grommet | https://www.se.com/us/en/product/AR7720 |  |  | 13.27x8.50x17.01(in) 33.70x21.60x43.20(cent) | 7.73(kilos) 17.04(lbs) |  |  | 731304259985 | NAM CERTIFIED PARTNER USD | 16-SEP-2025 | 1285.00 | 01-NOV-2025 | 1475.00
| AR7721 | Vertical Cable Manager for NetShelter SX 600mm Wide 42U (Qty 2) | https://www.se.com/us/en/product/AR7721 |  |  | 6.42x2.52x33.39(in) 16.30x6.40x84.80(cent) | 2.59(kilos) 5.71(lbs) |  |  | 731304301035 | NAM CERTIFIED PARTNER USD | 16-SEP-2025 | 228.00 | 01-NOV-2025 | 262.00
| AR7722 | Vertical Cable Manager for NetShelter SX 600mm Wide 45U (Qty 2) | https://www.se.com/us/en/product/AR7722 |  |  | 6.42x2.52x43.82(in) 16.30x6.40x111.30(cent) | 2.73(kilos) 6.02(lbs) |  |  | 731304301653 | NAM CERTIFIED PARTNER USD | 16-SEP-2025 | 245.00 | 01-NOV-2025 | 282.00
| AR7723 | Vertical Cable Manager for NetShelter SX 600mm Wide 48U (Qty 2) | https://www.se.com/us/en/product/AR7723 |  |  | 6.42x2.52x43.82(in) 16.30x6.40x111.30(cent) | 2.95(kilos) 6.50(lbs) |  |  | 731304301042 | NAM CERTIFIED PARTNER USD | 16-SEP-2025 | 263.00 | 01-NOV-2025 | 302.00
| AR7727 | Vertical Cable Manager for NetShelter SX 45U Networking Enclosure (Qty 4) | https://www.se.com/us/en/product/AR7727 |  |  | 7.01x5.98x42.91(in) 17.80x15.20x109.00(cent) | 6.82(kilos) 15.04(lbs) |  |  | 731304301059 | NAM CERTIFIED PARTNER USD | 16-SEP-2025 | 332.00 | 01-NOV-2025 | 382.00
| AR7730 | KoldLok Surface Mount Raised Floor Grommet | https://www.se.com/us/en/product/AR7730 |  |  | 9.25x14.49x20.98(in) 23.50x36.80x53.30(cent) | 9.55(kilos) 21.06(lbs) |  |  | 731304259992 | NAM CERTIFIED PARTNER USD | 16-SEP-2025 | 1950.00 | 01-NOV-2025 | 2240.00
| AR7731 | NetShelter SX External Air Sealing Kit | https://www.se.com/us/en/product/AR7731 |  |  | 4.76x5.75x26.26(in) 12.10x14.60x66.70(cent) | 10.17(kilos) 22.42(lbs) |  |  | 731304311614 | NAM CERTIFIED PARTNER USD | 16-SEP-2025 | 701.00 | 01-NOV-2025 | 807.00
| AR7737 | Vertical Cable Manager for NetShelter SX 48U Networking Enclosure (Qty 4) | https://www.se.com/us/en/product/AR7737 |  |  | 7.01x5.98x42.91(in) 17.80x15.20x109.00(cent) | 7.27(kilos) 16.03(lbs) |  |  | 731304301219 | NAM CERTIFIED PARTNER USD | 16-SEP-2025 | 332.00 | 01-NOV-2025 | 382.00
| AR8005 | 10-32 Hardware Kit | https://www.se.com/us/en/product/AR8005 |  |  | 1.73x6.50x9.25(in) 4.40x16.50x23.50(cent) | 0.23(kilos) 0.51(lbs) |  |  | 731304098942 | NAM CERTIFIED PARTNER USD | 16-SEP-2025 | 52.00 | 01-NOV-2025 | 60.00
| AR8006A | Equipment Support Rails for 600mm Wide Enclosure | https://www.se.com/us/en/product/AR8006A |  |  | 25.98x3.27x3.39(in) 66.00x8.30x8.60(cent) | 2.96(kilos) 6.53(lbs) |  |  | 731304234685 | NAM CERTIFIED PARTNER USD | 16-SEP-2025 | 81.00 | 01-NOV-2025 | 93.00
| AR8008BLK | Horizontal Cable Organizer Side Channel 18 to 30 inch adjustment | https://www.se.com/us/en/product/AR8008BLK |  |  | 3.50x3.50x20.75(in) 8.90x8.90x52.70(cent) | 1.41(kilos) 3.11(lbs) |  |  | 731304199588 | NAM CERTIFIED PARTNER USD | 16-SEP-2025 | 78.00 | 01-NOV-2025 | 89.00
| AR8100 | M6 Hardware for 600mm Wide Enclosures | https://www.se.com/us/en/product/AR8100 |  |  | 2.52x9.49x6.50(in) 6.40x24.10x16.50(cent) | 0.45(kilos) 0.99(lbs) |  |  | 731304002710 | NAM CERTIFIED PARTNER USD | 16-SEP-2025 | 47.00 | 01-NOV-2025 | 54.00
| AR8101BLK | "Blanking Panel Kit 19" Black (1U, 2U, 4U, 8U)" | https://www.se.com/us/en/product/AR8101BLK |  |  | 1.50x23.50x14.49(in) 3.80x59.70x36.80(cent) | 3.42(kilos) 7.54(lbs) |  |  | 731304107873 | NAM CERTIFIED PARTNER USD | 16-SEP-2025 | 113.00 | 01-NOV-2025 | 130.00
| AR8105BLK | Fixed Shelf - 50lbs/23kg, Black | https://www.se.com/us/en/product/AR8105BLK |  |  | 4.02x17.52x22.52(in) 10.20x44.50x57.20(cent) | 4.26(kilos) 9.39(lbs) |  |  | 731304107859 | NAM CERTIFIED PARTNER USD | 16-SEP-2025 | 81.00 | 01-NOV-2025 | 93.00
| AR8108BLK | "1U Blanking Panel Kit 19" Black" | https://www.se.com/us/en/product/AR8108BLK |  |  | 3.90x23.39x1.50(in) 9.90x59.40x3.80(cent) | 0.74(kilos) 1.63(lbs) |  |  | 731304123385 | NAM CERTIFIED PARTNER USD | 16-SEP-2025 | 38.00 | 01-NOV-2025 | 43.00
| AR8112BLK | Bolt-down Bracket Kit, Black | https://www.se.com/us/en/product/AR8112BLK |  |  | 3.50x5.00x6.50(in) 8.90x12.70x16.50(cent) | 1.59(kilos) 3.50(lbs) |  |  | 731304124177 | NAM CERTIFIED PARTNER USD | 16-SEP-2025 | 67.00 | 01-NOV-2025 | 76.00
| AR8113A | Cable Management Rings (Qty. 5 Large and 5 Small Rings) | https://www.se.com/us/en/product/AR8113A |  |  | 2.01x6.50x9.49(in) 5.10x16.50x24.10(cent) | 0.91(kilos) 2.00(lbs) |  |  | 731304111320 | NAM CERTIFIED PARTNER USD | 16-SEP-2025 | 75.00 | 01-NOV-2025 | 86.00
| AR8122BLK | Fixed Shelf - 250lbs/114kg, Black | https://www.se.com/us/en/product/AR8122BLK |  |  | 30.51x3.50x22.68(in) 77.50x8.90x57.60(cent) | 10.44(kilos) 23.02(lbs) |  |  | 731304107842 | NAM CERTIFIED PARTNER USD | 16-SEP-2025 | 125.00 | 01-NOV-2025 | 143.00
| AR8123BLK | Sliding Shelf - 100lbs/45kg Black | https://www.se.com/us/en/product/AR8123BLK |  |  | 32.01x3.50x32.99(in) 81.30x8.90x83.80(cent) | 17.69(kilos) 39.01(lbs) |  |  | 731304107866 | NAM CERTIFIED PARTNER USD | 16-SEP-2025 | 276.00 | 01-NOV-2025 | 317.00
| AR8125 | "Shelf, Adjustable 18"-25" 250 lb Black" | https://www.se.com/us/en/product/AR8125 |  |  | 25.24x25.24x2.99(in) 64.10x64.10x7.60(cent) | 7.27(kilos) 16.03(lbs) |  |  | 731304282402 | NAM CERTIFIED PARTNER USD | 16-SEP-2025 | 153.00 | 01-NOV-2025 | 176.00
| AR8126ABLK | "17" Keyboard Drawer Black" | https://www.se.com/us/en/product/AR8126ABLK |  |  | 3.50x22.52x21.50(in) 8.90x57.20x54.60(cent) | 5.56(kilos) 12.26(lbs) |  |  | 731304120308 | NAM CERTIFIED PARTNER USD | 16-SEP-2025 | 305.00 | 01-NOV-2025 | 351.00
| AR8127BLK | "19" Rotating Keyboard Drawer Black" | https://www.se.com/us/en/product/AR8127BLK |  |  | 8.50x25.51x36.50(in) 21.60x64.80x92.70(cent) | 16.59(kilos) 36.58(lbs) |  |  | 731304015932 | NAM CERTIFIED PARTNER USD | 16-SEP-2025 | 493.00 | 01-NOV-2025 | 567.00
| AR8128BLK | Sliding Shelf - 200lbs/91kg Black | https://www.se.com/us/en/product/AR8128BLK |  |  | 8.50x25.51x36.50(in) 21.60x64.80x92.70(cent) | 21.32(kilos) 47.00(lbs) |  |  | 731304015925 | NAM CERTIFIED PARTNER USD | 16-SEP-2025 | 532.00 | 01-NOV-2025 | 612.00
| AR8129 | Cable Management Arm | https://www.se.com/us/en/product/AR8129 |  |  | 2.01x2.52x19.02(in) 5.10x6.40x48.30(cent) | 0.55(kilos) 1.21(lbs) |  |  | 731304003557 | NAM CERTIFIED PARTNER USD | 16-SEP-2025 | 126.00 | 01-NOV-2025 | 145.00
| AR8132A | Combination Lock Handles (Qty 2) | https://www.se.com/us/en/product/AR8132A |  |  | 2.01x4.02x7.99(in) 5.10x10.20x20.30(cent) | 0.34(kilos) 0.75(lbs) |  |  | 731304232568 | NAM CERTIFIED PARTNER USD | 16-SEP-2025 | 239.00 | 01-NOV-2025 | 275.00
| AR8136BLK | "APC 1U 19" Black Modular Toolless Blanking Panel - Qty 10" | https://www.se.com/us/en/product/AR8136BLK |  |  | 4.13x9.80x20.71(in) 10.50x24.90x52.60(cent) | 1.64(kilos) 3.62(lbs) |  |  | 731304219200 | NAM CERTIFIED PARTNER USD | 16-SEP-2025 | 64.00 | 01-NOV-2025 | 74.00
| AR8136BLK200 | "APC 1U 19" Black Modular Toolless Blanking Panel - Qty 200" | https://www.se.com/us/en/product/AR8136BLK200 |  |  | 17.52x20.75x19.72(in) 44.50x52.70x50.10(cent) | 25.86(kilos) 57.01(lbs) |  |  | 731304231301 | NAM CERTIFIED PARTNER USD | 16-SEP-2025 | 682.00 | 01-NOV-2025 | 785.00
| AR8136WHT | "APC 1U 19" White Modular Toolless Blanking Panel - Qty 10" | https://www.se.com/us/en/product/AR8136WHT |  |  | 4.13x20.71x9.80(in) 10.50x52.60x24.90(cent) | 1.64(kilos) 3.62(lbs) |  |  | 731304320982 | NAM CERTIFIED PARTNER USD | 16-SEP-2025 | 64.00 | 01-NOV-2025 | 74.00
| AR8136WHT200 | "APC 1U 19" White Modular Toolless Blanking Panel - Qty 200" | https://www.se.com/us/en/product/AR8136WHT200 |  |  | 20.00x20.51x17.52(in) 50.80x52.10x44.50(cent) | 25.91(kilos) 57.13(lbs) |  |  | 731304320999 | NAM CERTIFIED PARTNER USD | 16-SEP-2025 | 682.00 | 01-NOV-2025 | 785.00
| AR8150BLK | "Adapter Kit 23" to 19", Black" | https://www.se.com/us/en/product/AR8150BLK |  |  | 1.73x6.50x9.25(in) 4.40x16.50x23.50(cent) | 0.40(kilos) 0.88(lbs) |  |  | 731304199571 | NAM CERTIFIED PARTNER USD | 16-SEP-2025 | 52.00 | 01-NOV-2025 | 60.00
| AR8162ABLK | Data Cable Partition, NetShelter, 600mm Wide | https://www.se.com/us/en/product/AR8162ABLK |  |  | 7.99x24.02x7.01(in) 20.30x61.00x17.80(cent) | 2.73(kilos) 6.02(lbs) |  |  | 731304194842 | NAM CERTIFIED PARTNER USD | 16-SEP-2025 | 66.00 | 01-NOV-2025 | 76.00
| AR8163ABLK | Data Cable Partition, NetShelter, 600mm Wide, pass-through | https://www.se.com/us/en/product/AR8163ABLK |  |  | 7.99x24.02x7.01(in) 20.30x61.00x17.80(cent) | 2.73(kilos) 6.02(lbs) |  |  | 731304194859 | NAM CERTIFIED PARTNER USD | 16-SEP-2025 | 66.00 | 01-NOV-2025 | 76.00
| AR8164ABLK | "Cable Ladder 6" (15cm) Wide w/Ladder Attachment Kit (AR8166ABLK)" | https://www.se.com/us/en/product/AR8164ABLK |  |  | 119.49x12.99x2.99(in) 303.50x33.00x7.60(cent) | 10.46(kilos) 23.06(lbs) |  |  | 731304198963 | NAM CERTIFIED PARTNER USD | 16-SEP-2025 | 273.00 | 01-NOV-2025 | 313.00
| AR8164AKIT | "Cable Ladder 6" (15cm) Wide (Qty 1)" | https://www.se.com/us/en/product/AR8164AKIT |  |  | 119.49x12.99x2.99(in) 303.50x33.00x7.60(cent) | 10.45(kilos) 23.04(lbs) |  |  | 731304202882 | NAM CERTIFIED PARTNER USD | 16-SEP-2025 | 212.00 | 01-NOV-2025 | 244.00
| AR8165ABLK | "Cable Ladder 12" (30cm) Wide w/Ladder Attachment Kit (AR8166ABLK)" | https://www.se.com/us/en/product/AR8165ABLK |  |  | 119.49x12.99x2.99(in) 303.50x33.00x7.60(cent) | 11.59(kilos) 25.56(lbs) |  |  | 731304198956 | NAM CERTIFIED PARTNER USD | 16-SEP-2025 | 287.00 | 01-NOV-2025 | 330.00
| AR8165AKIT | "Cable Ladder 12" (30cm) Wide (Qty 1)" | https://www.se.com/us/en/product/AR8165AKIT |  |  | 119.49x12.99x2.99(in) 303.50x33.00x7.60(cent) | 11.60(kilos) 25.58(lbs) |  |  | 731304202875 | NAM CERTIFIED PARTNER USD | 16-SEP-2025 | 221.00 | 01-NOV-2025 | 254.00
| AR8166ABLK | Cable Ladder Attachment Kit, Power Cable Troughs | https://www.se.com/us/en/product/AR8166ABLK |  |  | 3.50x20.75x3.50(in) 8.90x52.70x8.90(cent) | 1.82(kilos) 4.01(lbs) |  |  | 731304203032 | NAM CERTIFIED PARTNER USD | 16-SEP-2025 | 91.00 | 01-NOV-2025 | 104.00
| AR8172BLK | Data Cable Partition, NetShelter, 750mm Wide | https://www.se.com/us/en/product/AR8172BLK |  |  | 8.31x29.29x6.50(in) 21.10x74.40x16.50(cent) | 3.64(kilos) 8.03(lbs) |  |  | 731304199182 | NAM CERTIFIED PARTNER USD | 16-SEP-2025 | 105.00 | 01-NOV-2025 | 121.00
| AR8173BLK | Data Cable Partition, NetShelter, 750mm Wide, pass-through | https://www.se.com/us/en/product/AR8173BLK |  |  | 8.31x29.29x6.50(in) 21.10x74.40x16.50(cent) | 3.64(kilos) 8.03(lbs) |  |  | 731304199175 | NAM CERTIFIED PARTNER USD | 16-SEP-2025 | 105.00 | 01-NOV-2025 | 121.00
| AR8177BLK | Cable Ladder Attachment Kit, 750mm Wide, Data Cable Partitions | https://www.se.com/us/en/product/AR8177BLK |  |  | 1.73x9.25x6.50(in) 4.40x23.50x16.50(cent) | 0.40(kilos) 0.88(lbs) |  |  | 731304206026 | NAM CERTIFIED PARTNER USD | 16-SEP-2025 | 110.00 | 01-NOV-2025 | 126.00
| AR8184 | Cable Partition, 300mm | https://www.se.com/us/en/product/AR8184 |  |  | 8.19x13.15x6.50(in) 20.80x33.40x16.50(cent) | 1.80(kilos) 3.97(lbs) |  |  | 731304261674 | NAM CERTIFIED PARTNER USD | 16-SEP-2025 | 62.00 | 01-NOV-2025 | 71.00
| AR8186 | Bracket Kit, Cable Ladder Elevation | https://www.se.com/us/en/product/AR8186 |  |  | 3.74x7.32x4.88(in) 9.50x18.60x12.40(cent) | 0.75(kilos) 1.65(lbs) |  |  | 731304266396 | NAM CERTIFIED PARTNER USD | 16-SEP-2025 | 67.00 | 01-NOV-2025 | 76.00
| AR8190BLK | Third Party Rack Trough and Partition Adapter | https://www.se.com/us/en/product/AR8190BLK |  |  | 4.02x16.50x32.52(in) 10.20x41.90x82.60(cent) | 6.36(kilos) 14.02(lbs) |  |  | 731304191056 | NAM CERTIFIED PARTNER USD | 16-SEP-2025 | 302.00 | 01-NOV-2025 | 347.00
| AR8355 | NetShelter WX Vented Gland Plates | https://www.se.com/us/en/product/AR8355 |  |  | 2.28x12.60x9.21(in) 5.80x32.00x23.40(cent) | 0.98(kilos) 2.16(lbs) |  |  | 731304120162 | NAM CERTIFIED PARTNER USD | 16-SEP-2025 | 40.00 | 01-NOV-2025 | 46.00
| AR8356 | NETSHELTER 13U GLASS DOOR | https://www.se.com/us/en/product/AR8356 |  |  | 27.99x25.98x7.99(in) 71.10x66.00x20.30(cent) | 6.14(kilos) 13.54(lbs) |  |  | 731304120179 | NAM CERTIFIED PARTNER USD | 16-SEP-2025 | 185.00 | 01-NOV-2025 | 212.00
| AR8358 | NESHELTER 13U REAR DOOR | https://www.se.com/us/en/product/AR8358 |  |  | 27.99x25.98x7.99(in) 71.10x66.00x20.30(cent) | 14.32(kilos) 31.58(lbs) |  |  | 731304120193 | NAM CERTIFIED PARTNER USD | 16-SEP-2025 | 139.00 | 01-NOV-2025 | 160.00
| AR8359 | NetShelter WX Caster Kit | https://www.se.com/us/en/product/AR8359 |  |  | 3.50x22.76x21.50(in) 8.90x57.80x54.60(cent) | 5.00(kilos) 11.03(lbs) |  |  | 731304195252 | NAM CERTIFIED PARTNER USD | 16-SEP-2025 | 150.00 | 01-NOV-2025 | 173.00
| AR8361BLK | 42U CURVED FRONT DOOR BLACK | https://www.se.com/us/en/product/AR8361BLK |  |  | 79.02x26.50x5.00(in) 200.70x67.30x12.70(cent) | 18.18(kilos) 40.09(lbs) |  |  | 731304190660 | NAM CERTIFIED PARTNER USD | 16-SEP-2025 | 378.00 | 01-NOV-2025 | 434.00
| AR8395 | 20U Copper Busbar Kit for NetShelter AV Enclosures | https://www.se.com/us/en/product/AR8395 |  |  | 38.27x3.27x2.52(in) 97.20x8.30x6.40(cent) | 1.36(kilos) 3.00(lbs) |  |  | 731304282419 | NAM CERTIFIED PARTNER USD | 16-SEP-2025 | 186.00 | 01-NOV-2025 | 213.00
| AR8400 | 12-24 Hardware Kit | https://www.se.com/us/en/product/AR8400 |  |  | 6.61x6.61x1.73(in) 16.80x16.80x4.40(cent) | 0.45(kilos) 0.99(lbs) |  |  | 731304015994 | NAM CERTIFIED PARTNER USD | 16-SEP-2025 | 28.00 | 01-NOV-2025 | 32.00
| AR8422 | Fixed Shelf - 250lbs | https://www.se.com/us/en/product/AR8422 |  |  | 10.98x21.50x11.50(in) 27.90x54.60x29.20(cent) | 5.44(kilos) 11.99(lbs) |  |  | 731304199540 | NAM CERTIFIED PARTNER USD | 16-SEP-2025 | 112.00 | 01-NOV-2025 | 128.00
| AR8425A | Horizontal Cable Organizer 1U | https://www.se.com/us/en/product/AR8425A |  |  | 4.02x21.38x5.39(in) 10.20x54.30x13.70(cent) | 0.86(kilos) 1.90(lbs) |  |  | 731304191940 | NAM CERTIFIED PARTNER USD | 16-SEP-2025 | 58.00 | 01-NOV-2025 | 67.00
| AR8426A | Horizontal Cable Organizer 2U | https://www.se.com/us/en/product/AR8426A |  |  | 4.02x21.38x5.39(in) 10.20x54.30x13.70(cent) | 1.14(kilos) 2.51(lbs) |  |  | 731304191933 | NAM CERTIFIED PARTNER USD | 16-SEP-2025 | 63.00 | 01-NOV-2025 | 73.00
| AR8428 | Horizontal Cable Organizer 2U w/pass through holes | https://www.se.com/us/en/product/AR8428 |  |  | 4.02x21.34x5.39(in) 10.20x54.20x13.70(cent) | 1.14(kilos) 2.51(lbs) |  |  | 731304207757 | NAM CERTIFIED PARTNER USD | 16-SEP-2025 | 57.00 | 01-NOV-2025 | 65.00
| AR8429 | Horizontal Cable Organizer 1U w/brush strip | https://www.se.com/us/en/product/AR8429 |  |  | 3.90x1.50x23.39(in) 9.90x3.80x59.40(cent) | 0.38(kilos) 0.84(lbs) |  |  | 731304208174 | NAM CERTIFIED PARTNER USD | 16-SEP-2025 | 47.00 | 01-NOV-2025 | 54.00
| AR8442 | Vertical Cable Organizer, 8 Cable Rings, Zero U | https://www.se.com/us/en/product/AR8442 |  |  | 2.56x30.91x5.51(in) 6.50x78.50x14.00(cent) | 2.06(kilos) 4.55(lbs) | 16 |  | 731304222590 | NAM CERTIFIED PARTNER USD | 16-SEP-2025 | 166.00 | 01-NOV-2025 | 191.00
| AR8443A | Vertical Fiber Organizer | https://www.se.com/us/en/product/AR8443A |  |  | 31.26x5.00x5.51(in) 79.40x12.70x14.00(cent) | 2.09(kilos) 4.61(lbs) |  |  | 731304258889 | NAM CERTIFIED PARTNER USD | 16-SEP-2025 | 183.00 | 01-NOV-2025 | 210.00
| AR8444 | Spools for Vertical Fiber Organizer Qty. (4) | https://www.se.com/us/en/product/AR8444 |  |  | 10.24x5.98x7.24(in) 26.00x15.20x18.40(cent) | 0.60(kilos) 1.32(lbs) |  |  | 731304256335 | NAM CERTIFIED PARTNER USD | 16-SEP-2025 | 84.00 | 01-NOV-2025 | 97.00
| AR8451 | APC Data Distribution 1U Panel, Holds 4 each Data Distribution Cables for a Total of 24 Ports | https://www.se.com/us/en/product/AR8451 |  |  | 20.98x4.29x3.31(in) 53.30x10.90x8.40(cent) | 0.64(kilos) 1.41(lbs) |  |  | 731304230632 | NAM CERTIFIED PARTNER USD | 16-SEP-2025 | 34.00 | 01-NOV-2025 | 39.00
| AR8462 | Cable Ladder Angle Clamp Kit | https://www.se.com/us/en/product/AR8462 |  |  | 6.50x7.24x5.51(in) 16.50x18.40x14.00(cent) | 0.92(kilos) 2.03(lbs) |  |  | 731304233954 | NAM CERTIFIED PARTNER USD | 16-SEP-2025 | 118.00 | 01-NOV-2025 | 136.00
| AR8465 | Cable Ladder Wall Termination Kit | https://www.se.com/us/en/product/AR8465 |  |  | 5.00x15.00x3.27(in) 12.70x38.10x8.30(cent) | 1.64(kilos) 3.62(lbs) |  |  | 731304233961 | NAM CERTIFIED PARTNER USD | 16-SEP-2025 | 57.00 | 01-NOV-2025 | 65.00
| AR8470 | AR106V Server Support Bracket | https://www.se.com/us/en/product/AR8470 |  |  | 7.99x5.51x48.62(in) 20.30x14.00x123.50(cent) | 4.30(kilos) 9.48(lbs) |  |  | 731304407133 | NAM CERTIFIED PARTNER USD | 16-SEP-2025 | 266.00 | 01-NOV-2025 | 306.00
| AR8471 | AR106V Caster Kit. | https://www.se.com/us/en/product/AR8471 |  |  | 3.39x5.98x8.58(in) 8.60x15.20x21.80(cent) | 2.27(kilos) 5.01(lbs) |  |  | 731304407140 | NAM CERTIFIED PARTNER USD | 16-SEP-2025 | 95.00 | 01-NOV-2025 | 109.00
| AR8472 | AR106V Filter. | https://www.se.com/us/en/product/AR8472 |  |  | 20.47x10.98x2.99(in) 52.00x27.90x7.60(cent) | 1.36(kilos) 3.00(lbs) |  |  | 731304407157 | NAM CERTIFIED PARTNER USD | 16-SEP-2025 | 95.00 | 01-NOV-2025 | 109.00
| AR8560 | Cable Trough, Open Bottom, 600mm | https://www.se.com/us/en/product/AR8560 |  |  | 12.40x27.95x17.32(in) 31.50x71.00x44.00(cent) | 7.35(kilos) 16.21(lbs) |  |  | 731304259664 | NAM CERTIFIED PARTNER USD | 16-SEP-2025 | 147.00 | 01-NOV-2025 | 169.00
| AR8561 | Cable Trough, 600mm | https://www.se.com/us/en/product/AR8561 |  |  | 12.40x27.95x17.32(in) 31.50x71.00x44.00(cent) | 8.19(kilos) 18.06(lbs) |  |  | 731304253945 | NAM CERTIFIED PARTNER USD | 16-SEP-2025 | 142.00 | 01-NOV-2025 | 163.00
| AR8567 | Trough End Cap | https://www.se.com/us/en/product/AR8567 |  |  | 1.46x16.93x12.05(in) 3.70x43.00x30.60(cent) | 1.52(kilos) 3.35(lbs) |  |  | 731304261605 | NAM CERTIFIED PARTNER USD | 16-SEP-2025 | 50.00 | 01-NOV-2025 | 58.00
| AR8571 | Cable Trough, 750mm | https://www.se.com/us/en/product/AR8571 |  |  | 12.40x33.86x17.32(in) 31.50x86.00x44.00(cent) | 9.88(kilos) 21.79(lbs) |  |  | 731304253952 | NAM CERTIFIED PARTNER USD | 16-SEP-2025 | 166.00 | 01-NOV-2025 | 191.00
| AR8574 | Perforated Cover, Cable Trough, 600mm | https://www.se.com/us/en/product/AR8574 |  |  | 1.46x29.09x16.85(in) 3.70x73.90x42.80(cent) | 2.69(kilos) 5.93(lbs) |  |  | 731304261667 | NAM CERTIFIED PARTNER USD | 16-SEP-2025 | 87.00 | 01-NOV-2025 | 101.00
| AR8575 | Perforated Cover, Cable Trough, 750mm | https://www.se.com/us/en/product/AR8575 |  |  | 1.46x32.99x16.85(in) 3.70x83.80x42.80(cent) | 3.39(kilos) 7.47(lbs) |  |  | 731304261681 | NAM CERTIFIED PARTNER USD | 16-SEP-2025 | 87.00 | 01-NOV-2025 | 101.00
| AR8576 | Ladder Hanger Kit, Cable Trough | https://www.se.com/us/en/product/AR8576 |  |  | 1.97x9.13x6.50(in) 5.00x23.20x16.50(cent) | 0.30(kilos) 0.66(lbs) |  |  | 731304259671 | NAM CERTIFIED PARTNER USD | 16-SEP-2025 | 70.00 | 01-NOV-2025 | 80.00
| AR8580 | Cable Trough, Open Bottom, 300mm | https://www.se.com/us/en/product/AR8580 |  |  | 12.40x17.32x16.14(in) 31.50x44.00x41.00(cent) | 4.65(kilos) 10.25(lbs) |  |  | 731304259374 | NAM CERTIFIED PARTNER USD | 16-SEP-2025 | 123.00 | 01-NOV-2025 | 141.00
| AR8600A | "Horizontal Cable Manager, 2U x 4" Deep, Single-Sided with Cover" | https://www.se.com/us/en/product/AR8600A |  |  | 5.51x6.18x20.71(in) 14.00x15.70x52.60(cent) | 1.36(kilos) 3.00(lbs) |  |  | 731304301097 | NAM CERTIFIED PARTNER USD | 16-SEP-2025 | 118.00 | 01-NOV-2025 | 136.00
| AR8602A | "Horizontal Cable Manager, 1U x 4" Deep, Single-Sided with Cover" | https://www.se.com/us/en/product/AR8602A |  |  | 3.70x6.18x20.71(in) 9.40x15.70x52.60(cent) | 1.09(kilos) 2.40(lbs) |  |  | 731304301103 | NAM CERTIFIED PARTNER USD | 16-SEP-2025 | 87.00 | 01-NOV-2025 | 101.00
| AR8603A | "2U Horizontal Cable Manager, 6" Fingers Top, Bottom Tie Down" | https://www.se.com/us/en/product/AR8603A |  |  | 6.00x20.50x7.87(in) 15.24x52.07x20.00(cent) | 1.50(kilos) 3.31(lbs) |  |  | 731304291527 | NAM CERTIFIED PARTNER USD | 16-SEP-2025 | 155.00 | 01-NOV-2025 | 178.00
| AR8605 | "3U Horizontal Cable Manager, 6" Fingers top and bottom" | https://www.se.com/us/en/product/AR8605 |  |  | 9.00x20.50x7.87(in) 22.86x52.07x20.00(cent) | 1.65(kilos) 3.64(lbs) |  |  | 731304291534 | NAM CERTIFIED PARTNER USD | 16-SEP-2025 | 166.00 | 01-NOV-2025 | 191.00
| AR8606 | "2U Horizontal Cable Manager, 6" Fingers top and bottom" | https://www.se.com/us/en/product/AR8606 |  |  | 6.00x20.50x7.87(in) 15.24x52.07x20.00(cent) | 1.25(kilos) 2.76(lbs) |  |  | 731304291541 | NAM CERTIFIED PARTNER USD | 16-SEP-2025 | 110.00 | 01-NOV-2025 | 126.00
| AR8612 | "1U Horizontal Cable Manager, 6" deep, Single-Sided" | https://www.se.com/us/en/product/AR8612 |  |  | 3.00x20.50x7.87(in) 7.62x52.07x20.00(cent) | 1.05(kilos) 2.32(lbs) |  |  | 731304291558 | NAM CERTIFIED PARTNER USD | 16-SEP-2025 | 99.00 | 01-NOV-2025 | 113.00
| AR8615 | "CDX,Vertical Cable Manager, 84"x6"Wide, Single-Sided" | https://www.se.com/us/en/product/AR8615 |  |  | 9.80x21.26x89.76(in) 24.90x54.00x228.00(cent) | 33.10(kilos) 72.99(lbs) |  |  | 731304291565 | NAM CERTIFIED PARTNER USD | 16-SEP-2025 | 773.00 | 01-NOV-2025 | 889.00
| AR8621 | Toolless Hook and Loop Cable Managers (Qty 10) | https://www.se.com/us/en/product/AR8621 |  |  | 3.22x7.07x4.66(in) 8.18x17.95x11.84(cent) | 0.16(kilos) 0.35(lbs) |  |  | 731304258650 | NAM CERTIFIED PARTNER USD | 16-SEP-2025 | 49.00 | 01-NOV-2025 | 56.00
| AR8625 | "CDX, Vertical Cable Manager, 84"x6" wide, Double-Sided" | https://www.se.com/us/en/product/AR8625 |  |  | 11.97x32.52x90.04(in) 30.40x82.60x228.70(cent) | 39.00(kilos) 86.00(lbs) |  |  | 731304291572 | NAM CERTIFIED PARTNER USD | 16-SEP-2025 | 1305.00 | 01-NOV-2025 | 1505.00
| AR8635 | "CDX, Vertical Cable Manager, 84"x10" wide, Single-Sided" | https://www.se.com/us/en/product/AR8635 |  |  | 13.82x21.26x89.76(in) 35.10x54.00x228.00(cent) | 35.40(kilos) 78.06(lbs) |  |  | 731304291589 | NAM CERTIFIED PARTNER USD | 16-SEP-2025 | 1140.00 | 01-NOV-2025 | 1310.00
| AR8645 | "CDX, Vertical Cable Manager, 84"x10" wide Double-Sided" | https://www.se.com/us/en/product/AR8645 |  |  | 15.98x32.52x90.04(in) 40.60x82.60x228.70(cent) | 43.10(kilos) 95.04(lbs) |  |  | 731304291596 | NAM CERTIFIED PARTNER USD | 16-SEP-2025 | 1485.00 | 01-NOV-2025 | 1710.00
| AR8654 | Cable Fall for NetShelter Racks and Enclosures (Qty 2) | https://www.se.com/us/en/product/AR8654 |  |  | 3.50x4.41x7.28(in) 8.90x11.20x18.50(cent) | 0.36(kilos) 0.79(lbs) |  |  | 731304301110 | NAM CERTIFIED PARTNER USD | 16-SEP-2025 | 121.00 | 01-NOV-2025 | 139.00
| AR8665 | "CDX, Vertical Cable Management, 84"x12" wide, Single-Sided" | https://www.se.com/us/en/product/AR8665 |  |  | 15.83x21.26x89.76(in) 40.20x54.00x228.00(cent) | 36.30(kilos) 80.04(lbs) |  |  | 731304291602 | NAM CERTIFIED PARTNER USD | 16-SEP-2025 | 1080.00 | 01-NOV-2025 | 1240.00
| AR8675 | "CDX, Vertical Cable Manager, 84"x12" wide, Double-Sided" | https://www.se.com/us/en/product/AR8675 |  |  | 17.95x32.52x90.04(in) 45.60x82.60x228.70(cent) | 45.40(kilos) 100.11(lbs) |  |  | 731304291619 | NAM CERTIFIED PARTNER USD | 16-SEP-2025 | 1615.00 | 01-NOV-2025 | 1855.00
| AR8678 | "CDX Side Cover, for Single Sided 84" Manager" | https://www.se.com/us/en/product/AR8678 |  |  | 1.85x16.26x48.50(in) 4.70x41.30x123.20(cent) | 6.36(kilos) 14.02(lbs) |  |  | 731304291985 | NAM CERTIFIED PARTNER USD | 16-SEP-2025 | 384.00 | 01-NOV-2025 | 441.00
| AR8679 | "CDX,Side Cover, for Double Sided 84" Manager" | https://www.se.com/us/en/product/AR8679 |  |  | 2.64x25.00x50.51(in) 6.70x63.50x128.30(cent) | 11.91(kilos) 26.26(lbs) |  |  | 731304291992 | NAM CERTIFIED PARTNER USD | 16-SEP-2025 | 418.00 | 01-NOV-2025 | 480.00
| AR8682 | "CDX, Connector Accessory Bracket, 10" (2 per kit)" | https://www.se.com/us/en/product/AR8682 |  |  | 3.63x9.50x15.00(in) 9.22x24.13x38.10(cent) | 1.50(kilos) 3.31(lbs) |  |  | 731304291640 | NAM CERTIFIED PARTNER USD | 16-SEP-2025 | 81.00 | 01-NOV-2025 | 93.00
| AR8683 | "CDX, Connector Accessory Bracket, 12" (2 per kit)" | https://www.se.com/us/en/product/AR8683 |  |  | 3.63x9.50x15.00(in) 9.22x24.13x38.10(cent) | 1.70(kilos) 3.75(lbs) |  |  | 731304291657 | NAM CERTIFIED PARTNER USD | 16-SEP-2025 | 84.00 | 01-NOV-2025 | 97.00
| AR8715 | "Valueline, Vertical Cable Manager for 2 & 4 Post Racks, 84"H X 6"W, Single-Sided with Door" | https://www.se.com/us/en/product/AR8715 |  |  | 9.29x12.99x45.98(in) 23.60x33.00x116.80(cent) | 10.00(kilos) 22.05(lbs) |  |  | 731304300854 | NAM CERTIFIED PARTNER USD | 16-SEP-2025 | 334.00 | 01-NOV-2025 | 384.00
| AR8725 | "Valueline, Vertical Cable Manager for 2 & 4 Post Racks, 84"H X 6"W, Double-Sided with Doors" | https://www.se.com/us/en/product/AR8725 |  |  | 12.28x12.99x45.98(in) 31.20x33.00x116.80(cent) | 17.05(kilos) 37.60(lbs) |  |  | 731304300861 | NAM CERTIFIED PARTNER USD | 16-SEP-2025 | 426.00 | 01-NOV-2025 | 490.00
| AR8765 | "Valueline, Vertical Cable Manager for 2 & 4 Post Racks, 84"H X 12"W, Single-Sided with Door" | https://www.se.com/us/en/product/AR8765 |  |  | 10.71x12.99x45.98(in) 27.20x33.00x116.80(cent) | 11.82(kilos) 26.06(lbs) |  |  | 731304300908 | NAM CERTIFIED PARTNER USD | 16-SEP-2025 | 501.00 | 01-NOV-2025 | 576.00
| AR8775 | "Valueline, Vertical Cable Manager for 2 & 4 Post Racks, 84"H X 12"W, Double-Sided with Doors" | https://www.se.com/us/en/product/AR8775 |  |  | 17.28x12.99x45.98(in) 43.90x33.00x116.80(cent) | 22.05(kilos) 48.62(lbs) |  |  | 731304300922 | NAM CERTIFIED PARTNER USD | 16-SEP-2025 | 585.00 | 01-NOV-2025 | 673.00
| AR9000RAMP | Ramp for SX3K Enclosure Removal from Shock Pallet | https://www.se.com/us/en/product/AR9000RAMP |  |  | 16.30x17.17x67.95(in) 41.40x43.60x172.60(cent) | 71.67(kilos) 158.03(lbs) |  |  | 731304338833 | NAM CERTIFIED PARTNER USD | 16-SEP-2025 | 1970.00 | 01-NOV-2025 | 2265.00
| AR9000RAMPX886 | Ramp for NetShelter SX Advanced Rack Removal from Shock Pallet | https://www.se.com/us/en/product/AR9000RAMPX886 |  |  | 16.30x17.17x69.13(in) 41.40x43.60x175.60(cent) | 75.67(kilos) 166.85(lbs) |  |  | 731304775867 | NAM CERTIFIED PARTNER USD | 16-SEP-2025 | 2310.00 | 01-NOV-2025 | 2655.00
| AR7540100 | Toolless Cable Management Rings (Qty 100) | https://www.se.com/us/en/product/AR7540100 |  |  | 9.80x22.80x10.98(in) 24.90x57.90x27.90(cent) | 3.41(kilos) 7.52(lbs) |  |  | 731304300953 | NAM CERTIFIED PARTNER USD | 16-SEP-2025 | 332.00 | 01-NOV-2025 | 382.00
| CAT6PNL-48 | APC CAT 6 Patch Panel, 48 port RJ45 to 110 568 A/B color coded | https://www.se.com/us/en/product/CAT6PNL-48 |  |  | 3.54x21.34x4.80(in) 9.00x54.20x12.20(cent) | 1.16(kilos) 2.56(lbs) |  |  | 731304238553 | NAM CERTIFIED PARTNER USD | 16-SEP-2025 | 395.00 | 01-NOV-2025 | 454.00
| DDCC6-015 | APC Data Distribution Cable, CAT6 UTP CMR 6XRJ-45 Black, 15FT (4.5M) | https://www.se.com/us/en/product/DDCC6-015 |  |  | 3.50x13.50x13.50(in) 8.90x34.30x34.30(cent) | 2.20(kilos) 4.85(lbs) |  |  | 731304252467 | NAM CERTIFIED PARTNER USD | 16-SEP-2025 | 211.00 | 01-NOV-2025 | 243.00
| DDCC6-019 | APC Data Distribution Cable, CAT6 UTP CMR 6XRJ-45 Black, 19FT (5.7M) | https://www.se.com/us/en/product/DDCC6-019 |  |  | 3.50x13.50x13.50(in) 8.90x34.30x34.30(cent) | 2.60(kilos) 5.73(lbs) |  |  | 731304252443 | NAM CERTIFIED PARTNER USD | 16-SEP-2025 | 228.00 | 01-NOV-2025 | 262.00
| DDCC6-045 | APC Data Distribution Cable, CAT6 UTP CMR 6XRJ-45 Black, 45FT (13.7M) | https://www.se.com/us/en/product/DDCC6-045 |  |  | 4.49x13.50x13.50(in) 11.40x34.30x34.30(cent) | 5.20(kilos) 11.47(lbs) |  |  | 731304252511 | NAM CERTIFIED PARTNER USD | 16-SEP-2025 | 332.00 | 01-NOV-2025 | 382.00
| DDCC6-050 | APC Data Distribution Cable, CAT6 UTP CMR 6XRJ-45 Black, 50FT (15.2M) | https://www.se.com/us/en/product/DDCC6-050 |  |  | 5.98x13.50x13.50(in) 15.20x34.30x34.30(cent) | 5.71(kilos) 12.59(lbs) |  |  | 731304252504 | NAM CERTIFIED PARTNER USD | 16-SEP-2025 | 366.00 | 01-NOV-2025 | 421.00
| DDCC6-060 | APC Data Distribution Cable, CAT6 UTP CMR 6XRJ-45 Black, 60FT (18.2M) | https://www.se.com/us/en/product/DDCC6-060 |  |  | 5.98x13.50x13.50(in) 15.20x34.30x34.30(cent) | 6.71(kilos) 14.80(lbs) |  |  | 731304252580 | NAM CERTIFIED PARTNER USD | 16-SEP-2025 | 408.00 | 01-NOV-2025 | 469.00
Rack Power Distribution >> Power Distribution | AP8941 | Rack PDU 2G, Switched, 30A, 200/208V, (21) C13 & (3) C19 (BEING DISCONTINUED - SEE APDU9941) | https://www.se.com/us/en/product/AP8941 | 200 ,230 | 200 ,208 | 80.31x6.50x4.88(in) 204.00x16.50x12.40(cent) | 10.00(kilos) 22.05(lbs) |  |  | 731304277088 | NAM CERTIFIED PARTNER USD | 16-SEP-2025 | 1275.00 | 01-NOV-2025 | 1465.00
| AP8959NA3 | Rack PDU 2G, Switched, ZeroU, 20A, 208V, (21) C13 & (3) C19, L620 Cord | https://www.se.com/us/en/product/AP8959NA3 | 200 ,230 | 208 | 78.82x6.50x4.49(in) 200.20x16.50x11.40(cent) | 8.59(kilos) 18.94(lbs) |  |  | 731304277156 | NAM CERTIFIED PARTNER USD | 16-SEP-2025 | 1115.00 | 01-NOV-2025 | 1285.00
| AP8961 | RACK PDU 2G, SWITCHED, ZEROU, 5.7KW, 200/208V, (21) C13 & (3) C19 | https://www.se.com/us/en/product/AP8961 | 208 3 PH | 208 | 78.82x6.50x4.49(in) 200.20x16.50x11.40(cent) | 8.82(kilos) 19.45(lbs) |  |  | 731304277163 | NAM CERTIFIED PARTNER USD | 16-SEP-2025 | 1430.00 | 01-NOV-2025 | 1645.00
| AP8965 | RACK PDU 2G, SWITCHED, ZEROU, 8.6kW, 208V, (21) C13 & (3) C19 | https://www.se.com/us/en/product/AP8965 | 208 3 PH | 208 | 80.31x6.50x4.88(in) 204.00x16.50x12.40(cent) | 10.32(kilos) 22.76(lbs) |  |  | 731304277170 | NAM CERTIFIED PARTNER USD | 16-SEP-2025 | 1740.00 | 01-NOV-2025 | 2000.00
| AP9626 | APC Step-Down Transformer RM 2U 208V IN 120V OUT w/5-20 Receptacles | https://www.se.com/us/en/product/AP9626 | 208 | 120 | 10.00x24.49x37.52(in) 25.40x62.20x95.30(cent) | 50.00(kilos) 110.25(lbs) |  |  | 731304249139 | NAM CERTIFIED PARTNER USD | 16-SEP-2025 | 748.00 | 01-NOV-2025 | 793.00
| AP9627 | APC Step-Down Transformer RM 2U 208V IN 120V OUT w/L5-20 Receptacles | https://www.se.com/us/en/product/AP9627 | 208 | 120 | 10.00x24.49x37.52(in) 25.40x62.20x95.30(cent) | 50.00(kilos) 110.25(lbs) |  |  | 731304249146 | NAM CERTIFIED PARTNER USD | 16-SEP-2025 | 744.00 | 01-NOV-2025 | 788.00
| AP9628 | APC Step-Down Transformer RM 2U 208V IN 120V OUT w/Hardwire Input/Output | https://www.se.com/us/en/product/AP9628 | 208 |  | 10.00x24.49x37.52(in) 25.40x62.20x95.30(cent) | 50.00(kilos) 110.25(lbs) |  |  | 731304249153 | NAM CERTIFIED PARTNER USD | 16-SEP-2025 | 850.00 | 01-NOV-2025 | 901.00
| APTF10KT01 | APC 208V/120V 10KVA Step down Transformer | https://www.se.com/us/en/product/APTF10KT01 | 208 | 120 ,240 | 15.98x23.62x39.37(in) 40.60x60.00x100.00(cent) | 125.00(kilos) 275.63(lbs) |  |  | 731304242215 | NAM CERTIFIED PARTNER USD | 16-SEP-2025 | 2505.00 | 01-NOV-2025 | 2755.00
| APTF10KW01 | APC WW 10KVA Isolation Transformer | https://www.se.com/us/en/product/APTF10KW01 | 208 ,240 | 120 ,208 ,230 ,240 | 15.98x39.37x23.62(in) 40.60x100.00x60.00(cent) | 124.74(kilos) 275.05(lbs) | 6 |  | 731304242208 | NAM CERTIFIED PARTNER USD | 16-SEP-2025 | 2305.00 | 01-NOV-2025 | 2535.00
| APTF20KW01 | APC WW 20KVA Isolation Transformer | https://www.se.com/us/en/product/APTF20KW01 | 100 ,120 ,200 ,208 ,230 ,400 3 PH | 100 ,120 ,200 ,208 ,230 | 19.02x23.62x39.37(in) 48.30x60.00x100.00(cent) | 143.18(kilos) 315.71(lbs) |  |  | 731304242222 | NAM CERTIFIED PARTNER USD | 16-SEP-2025 | 3095.00 | 01-NOV-2025 | 3405.00
| SURT003 | APC Smart-UPS RT Tower Isolation/Step-Down Transformer 5000VA 208/120V | https://www.se.com/us/en/product/SURT003 | 208 20 | 120 12 | 13.66x23.74x38.58(in) 34.70x60.30x98.00(cent) | 63.64(kilos) 140.33(lbs) |  |  | 731304217800 | NAM CERTIFIED PARTNER USD | 16-SEP-2025 | 1030.00 | 01-NOV-2025 | 1135.00
| SURT004 | APC Smart-UPS RT Tower Isolation/Step-Down Transformer | https://www.se.com/us/en/product/SURT004 | 200 | 100 10 | 13.66x23.74x38.58(in) 34.70x60.30x98.00(cent) | 63.64(kilos) 140.33(lbs) |  |  | 731304217817 | NAM CERTIFIED PARTNER USD | 16-SEP-2025 | 1080.00 | 01-NOV-2025 | 1185.00
| SYTF2J | APC Symmetra RM 200 to 100V Step-Down Transformer, (12) 5-20R | https://www.se.com/us/en/product/SYTF2J | 200 |  | 10.00x24.49x37.52(in) 25.40x62.20x95.30(cent) | 50.00(kilos) 110.25(lbs) |  |  | 731304104346 | NAM CERTIFIED PARTNER USD | 16-SEP-2025 | 883.00 | 01-NOV-2025 | 971.00
Racks and Enclosures >> Racks and Accessories | AR100 | NetShelter WX 13U w/Threaded Hole Vertical Mounting Rail Glass Front Door Black | https://www.se.com/us/en/product/AR100 |  |  | 32.99x30.51x27.01(in) 83.80x77.50x68.60(cent) | 52.16(kilos) 115.01(lbs) |  |  | 731304111429 | NAM CERTIFIED PARTNER USD | 16-SEP-2025 | 750.00 | 01-NOV-2025 | 863.00
| AR100HD | NetShelter WX 13U w/Threaded Hole Vertical Mounting Rail Vented Front Door Black | https://www.se.com/us/en/product/AR100HD |  |  | 32.99x30.51x27.01(in) 83.80x77.50x68.60(cent) | 52.17(kilos) 115.03(lbs) |  |  | 731304111467 | NAM CERTIFIED PARTNER USD | 16-SEP-2025 | 750.00 | 01-NOV-2025 | 863.00
| AR106 | NetShelter WX 6U Wall Mount Cabinet | https://www.se.com/us/en/product/AR106 |  |  | 11.54x27.09x19.09(in) 29.30x68.80x48.50(cent) | 14.56(kilos) 32.10(lbs) |  |  | 731304317265 | NAM CERTIFIED PARTNER USD | 16-SEP-2025 | 221.00 | 01-NOV-2025 | 254.00
| AR106SH4 | APC NetShelter WX 6U Single Hinged Wall-mount Enclosure 400mm Deep | https://www.se.com/us/en/product/AR106SH4 |  |  | 17.13x26.97x19.09(in) 43.50x68.50x48.50(cent) | 13.56(kilos) 29.90(lbs) |  |  | 731304402671 | NAM CERTIFIED PARTNER USD | 16-SEP-2025 | 272.00 | 01-NOV-2025 | 313.00
| AR106SH6 | APC NetShelter WX 6U Single Hinged Wall-mount Enclosure 600mm Deep | https://www.se.com/us/en/product/AR106SH6 |  |  | 15.75x27.56x27.56(in) 40.00x70.00x70.00(cent) | 19.66(kilos) 43.35(lbs) | 6 |  | 731304402688 | NAM CERTIFIED PARTNER USD | 16-SEP-2025 | 385.00 | 01-NOV-2025 | 443.00
| AR106V | NetShelter WX 6U Low-Profile Wallmount Enclosure 120V Fans | https://www.se.com/us/en/product/AR106V | 100 10 |  | 16.81x41.89x28.90(in) 42.70x106.40x73.40(cent) | 44.91(kilos) 99.03(lbs) |  |  | 731304402022 | NAM CERTIFIED PARTNER USD | 16-SEP-2025 | 924.00 | 01-NOV-2025 | 1065.00
| AR106VI | NetShelter WX 6U Low-Profile Wallmount Enclosure 230V Fans | https://www.se.com/us/en/product/AR106VI | 230 |  | 16.81x41.89x28.90(in) 42.70x106.40x73.40(cent) | 44.91(kilos) 99.03(lbs) |  |  | 731304402015 | NAM CERTIFIED PARTNER USD | 16-SEP-2025 | 924.00 | 01-NOV-2025 | 1065.00
| AR106VIXCASTERS | AR106VI with casters installed, HPE | https://www.se.com/us/en/product/AR106VIXCASTERS | 230 |  | 16.93x41.73x30.31(in) 43.00x106.00x77.00(cent) | 44.91(kilos) 99.02(lbs) |  |  | 731304414797 | NAM CERTIFIED PARTNER USD | 16-SEP-2025 | 1180.00 | 01-NOV-2025 | 1360.00
| AR109 | NetShelter WX 9U Wall Mount Cabinet | https://www.se.com/us/en/product/AR109 |  |  | 11.54x27.09x19.09(in) 29.30x68.80x48.50(cent) | 16.01(kilos) 35.30(lbs) |  |  | 731304317272 | NAM CERTIFIED PARTNER USD | 16-SEP-2025 | 284.00 | 01-NOV-2025 | 326.00
| AR109SH4 | APC NetShelter WX 9U Single Hinged Wall-mount Enclosure 400mm Deep | https://www.se.com/us/en/product/AR109SH4 |  |  | 22.24x26.97x19.09(in) 56.50x68.50x48.50(cent) | 13.56(kilos) 29.90(lbs) |  |  | 731304790303 | NAM CERTIFIED PARTNER USD | 16-SEP-2025 | 351.00 | 01-NOV-2025 | 404.00
| AR109SH6 | APC NetShelter WX 9U Single Hinged Wall-mount Enclosure 600mm Deep | https://www.se.com/us/en/product/AR109SH6 |  |  | 22.24x26.97x26.97(in) 56.50x68.50x68.50(cent) | 20.50(kilos) 45.20(lbs) |  |  | 731304402718 | NAM CERTIFIED PARTNER USD | 16-SEP-2025 | 439.00 | 01-NOV-2025 | 505.00
| AR112 | NetShelter WX 12U Wall Mount Cabinet | https://www.se.com/us/en/product/AR112 |  |  | 11.54x27.09x26.89(in) 29.30x68.80x68.30(cent) | 23.13(kilos) 51.00(lbs) |  |  | 731304317289 | NAM CERTIFIED PARTNER USD | 16-SEP-2025 | 384.00 | 01-NOV-2025 | 441.00
| AR112SH4 | APC NetShelter WX 12U Single Hinged Wall-mount Enclosure 400mm Deep | https://www.se.com/us/en/product/AR112SH4 |  |  | 27.56x26.97x19.09(in) 70.00x68.50x48.50(cent) | 18.01(kilos) 39.71(lbs) |  |  | 731304402695 | NAM CERTIFIED PARTNER USD | 16-SEP-2025 | 450.00 | 01-NOV-2025 | 518.00
| AR112SH6 | APC NetShelter WX 12U Single Hinged Wall-mount Enclosure 600mm Deep | https://www.se.com/us/en/product/AR112SH6 |  |  | 27.56x26.97x26.97(in) 70.00x68.50x68.50(cent) | 23.18(kilos) 51.11(lbs) |  |  | 731304402725 | NAM CERTIFIED PARTNER USD | 16-SEP-2025 | 479.00 | 01-NOV-2025 | 551.00
| AR112SM | APC NetShelter 12U Wallmount Rack Enclosure Cabinet Side Mount UPS Depth | https://www.se.com/us/en/product/AR112SM |  |  | 31.50x33.46x51.97(in) 80.00x85.00x132.00(cent) | 93.00(kilos) 205.07(lbs) |  |  | 731304632641 | NAM CERTIFIED PARTNER USD | 16-SEP-2025 | 773.00 | 01-NOV-2025 | 889.00
| AR118SM | APC NetShelter 18U Wallmount Rack Enclosure Cabinet Side Mount UPS Depth | https://www.se.com/us/en/product/AR118SM |  |  | 42.13x33.46x51.97(in) 107.00x85.00x132.00(cent) | 104.00(kilos) 229.32(lbs) |  |  | 731304632658 | NAM CERTIFIED PARTNER USD | 16-SEP-2025 | 1030.00 | 01-NOV-2025 | 1185.00
| AR124SM | APC NetShelter 24U Wallmount Rack Enclosure Cabinet Side Mount UPS Depth | https://www.se.com/us/en/product/AR124SM |  |  | 52.36x33.46x51.97(in) 133.00x85.00x132.00(cent) | 112.00(kilos) 246.96(lbs) |  |  | 731304632665 | NAM CERTIFIED PARTNER USD | 16-SEP-2025 | 1160.00 | 01-NOV-2025 | 1335.00
| AR201 | NetShelter 2 Post Rack 45U #12-24 Threaded Holes Black | https://www.se.com/us/en/product/AR201 |  |  | 3.94x6.30x86.61(in) 10.00x16.00x220.00(cent) | 14.00(kilos) 30.87(lbs) |  |  | 731304015574 | NAM CERTIFIED PARTNER USD | 16-SEP-2025 | 187.00 | 01-NOV-2025 | 214.00
| AR203A | NetShelter 4 Post Open Frame Rack 44U Square Holes | https://www.se.com/us/en/product/AR203A |  |  | 82.01x10.00x4.45(in) 208.30x25.40x11.30(cent) | 40.82(kilos) 90.01(lbs) |  |  | 731304260233 | NAM CERTIFIED PARTNER USD | 16-SEP-2025 | 630.00 | 01-NOV-2025 | 725.00
| AR204A | NetShelter 4 Post Open Frame Rack 44U #12-24 Threaded Holes | https://www.se.com/us/en/product/AR204A |  |  | 82.01x10.00x7.40(in) 208.30x25.40x18.80(cent) | 46.36(kilos) 102.22(lbs) |  |  | 731304260264 | NAM CERTIFIED PARTNER USD | 16-SEP-2025 | 630.00 | 01-NOV-2025 | 725.00
| AR2144BLK | NetShelter VX Seismic 42U Enclosure w/sides Black | https://www.se.com/us/en/product/AR2144BLK |  |  | 87.01x29.49x47.52(in) 221.00x74.90x120.70(cent) | 252.73(kilos) 557.27(lbs) |  |  | 731304205227 | NAM CERTIFIED PARTNER USD | 16-SEP-2025 | 3350.00 | 01-NOV-2025 | 3850.00
| AR2145BLK | NetShelter VX Seismic 42U Enclosure w/o sides Black | https://www.se.com/us/en/product/AR2145BLK |  |  | 87.01x29.49x47.52(in) 221.00x74.90x120.70(cent) | 213.64(kilos) 471.08(lbs) |  |  | 731304205203 | NAM CERTIFIED PARTNER USD | 16-SEP-2025 | 3075.00 | 01-NOV-2025 | 3535.00
| AR3003 | APC NetShelter SX 12U Server Rack Enclosure 600mm x 900mm w/ Sides Black | https://www.se.com/us/en/product/AR3003 |  |  | 31.30x29.53x39.17(in) 79.50x75.00x99.50(cent) | 75.00(kilos) 165.38(lbs) |  |  | 731304347507 | NAM CERTIFIED PARTNER USD | 16-SEP-2025 | 896.00 | 01-NOV-2025 | 1030.00
| AR3003SP | APC NetShelter SX 12U Server Rack Enclosure 600mm x 900mm w/ Sides Black Shock Packaging | https://www.se.com/us/en/product/AR3003SP |  |  | 37.80x29.53x42.13(in) 96.00x75.00x107.00(cent) | 108.00(kilos) 238.14(lbs) |  |  | 731304347644 | NAM CERTIFIED PARTNER USD | 16-SEP-2025 | 1310.00 | 01-NOV-2025 | 1505.00
| AR3006 | APC NetShelter SX 18U Server Rack Enclosure 600mm x 900mm w/ Sides Black | https://www.se.com/us/en/product/AR3006 |  |  | 41.73x29.53x39.17(in) 106.00x75.00x99.50(cent) | 86.00(kilos) 189.63(lbs) |  |  | 731304347651 | NAM CERTIFIED PARTNER USD | 16-SEP-2025 | 1110.00 | 01-NOV-2025 | 1280.00
| AR3006SP | APC NetShelter SX 18U Server Rack Enclosure 600mm x 900mm w/ Sides Black Shock Packaging | https://www.se.com/us/en/product/AR3006SP |  |  | 48.03x29.53x42.13(in) 122.00x75.00x107.00(cent) | 120.00(kilos) 264.60(lbs) |  |  | 731304347668 | NAM CERTIFIED PARTNER USD | 16-SEP-2025 | 1520.00 | 01-NOV-2025 | 1750.00
| AR3100 | APC NetShelter SX 42U Server Rack Enclosure 600mm x 1070mm w/ Sides Black | https://www.se.com/us/en/product/AR3100 |  |  | 29.61x83.39x45.51(in) 75.20x211.80x115.60(cent) | 144.55(kilos) 318.73(lbs) |  |  | 731304226390 | NAM CERTIFIED PARTNER USD | 16-SEP-2025 | 1725.00 | 01-NOV-2025 | 1985.00
| AR3100B2 | APC NetShelter SX Gen 2, 42U Server Rack Enclosure 600mm x 1070mm w/ Sides Black | https://www.se.com/us/en/product/AR3100B2 |  |  | 83.78x45.59x29.45(in) 212.80x115.80x74.80(cent) | 144.55(kilos) 318.73(lbs) |  |  | 731304642176 | NAM CERTIFIED PARTNER USD | 16-SEP-2025 | 1725.00 | 01-NOV-2025 | 1985.00
| AR3100B2X609 | APC NetShelter SX Server Rack Gen 2, 42U, 1991H x 600W x 1070D mm, without Sides, Black | https://www.se.com/us/en/product/AR3100B2X609 |  |  | 83.78x45.59x29.45(in) 212.80x115.80x74.80(cent) | 127.95(kilos) 282.13(lbs) |  |  | 731304753131 | NAM CERTIFIED PARTNER USD | 16-SEP-2025 | 1560.00 | 01-NOV-2025 | 1790.00
| AR3100B2X610 | APC NetShelter SX Server Rack Gen 2, 42U, 1991H x 600W x 1070D mm, without Doors, Black | https://www.se.com/us/en/product/AR3100B2X610 |  |  | 83.78x45.59x29.45(in) 212.80x115.80x74.80(cent) | 144.15(kilos) 317.85(lbs) |  |  | 731304753148 | NAM CERTIFIED PARTNER USD | 16-SEP-2025 | 1435.00 | 01-NOV-2025 | 1650.00
| AR3100B2X617 | APC NetShelter SX Server Rack Gen 2, 42U, 1991H x 600W x 1070D mm, without Sides and Doors, Black | https://www.se.com/us/en/product/AR3100B2X617 |  |  | 83.78x45.59x29.45(in) 212.80x115.80x74.80(cent) | 112.75(kilos) 248.61(lbs) |  |  | 731304753155 | NAM CERTIFIED PARTNER USD | 16-SEP-2025 | 1155.00 | 01-NOV-2025 | 1330.00
| AR3100HACS | NetShelter SX 42U 600mm Wide x 1070mm Deep Enclosure without rear doors | https://www.se.com/us/en/product/AR3100HACS |  |  | 83.39x35.39x47.99(in) 211.80x89.90x121.90(cent) | 144.55(kilos) 318.73(lbs) |  |  | 731304241553 | NAM CERTIFIED PARTNER USD | 16-SEP-2025 | 1725.00 | 01-NOV-2025 | 1985.00
| AR3100SP | NetShelter SX 42U 600mm Wide x 1070mm Deep Enclosure with Sides Black -2000 lbs. Shock Packaging | https://www.se.com/us/en/product/AR3100SP |  |  | 85.79x43.50x52.01(in) 217.90x110.50x132.10(cent) | 242.22(kilos) 534.10(lbs) |  |  | 731304309857 | NAM CERTIFIED PARTNER USD | 16-SEP-2025 | 2490.00 | 01-NOV-2025 | 2860.00
| AR3100TAA | NetShelter SX 42U 600mm Wide x 1070mm Deep Enclosure with Sides Black TAA Compliant | https://www.se.com/us/en/product/AR3100TAA |  |  | 83.39x29.61x47.99(in) 211.80x75.20x121.90(cent) | 144.55(kilos) 318.73(lbs) |  |  | 731304317296 | NAM CERTIFIED PARTNER USD | 16-SEP-2025 | 2320.00 | 01-NOV-2025 | 2665.00
| AR3100W | NetShelter SX 42U 600mm Wide x 1070mm Deep Enclosure with Sides White | https://www.se.com/us/en/product/AR3100W |  |  | 83.39x29.61x47.99(in) 211.80x75.20x121.90(cent) | 144.55(kilos) 318.73(lbs) |  |  | 731304306597 | NAM CERTIFIED PARTNER USD | 16-SEP-2025 | 1725.00 | 01-NOV-2025 | 1985.00
| AR3100W2 | APC NetShelter SX Server Rack Gen 2, 42U, 1991H x 600W x 1070D mm, with Sides, White | https://www.se.com/us/en/product/AR3100W2 |  |  | 83.78x45.59x29.45(in) 212.80x115.80x74.80(cent) | 159.35(kilos) 351.37(lbs) |  |  | 731304753124 | NAM CERTIFIED PARTNER USD | 16-SEP-2025 | 1780.00 | 01-NOV-2025 | 2045.00
| AR3100X609 | NetShelter SX 42U 600mm Wide x 1070mm Deep Enclosure Without Sides Black | https://www.se.com/us/en/product/AR3100X609 |  |  | 83.39x29.61x47.99(in) 211.80x75.20x121.90(cent) | 112.00(kilos) 246.96(lbs) |  |  | 731304294269 | NAM CERTIFIED PARTNER USD | 16-SEP-2025 | 1580.00 | 01-NOV-2025 | 1820.00
| AR3100X610 | NetShelter SX 42U 600mm Wide x 1070mm Deep Enclosure Without Doors Black | https://www.se.com/us/en/product/AR3100X610 |  |  | 83.39x35.39x47.99(in) 211.80x89.90x121.90(cent) | 125.00(kilos) 275.63(lbs) |  |  | 731304294177 | NAM CERTIFIED PARTNER USD | 16-SEP-2025 | 1455.00 | 01-NOV-2025 | 1675.00
| AR3100X617 | NetShelter SX 42U 600mm Wide x 1070mm Deep Enclosure Without Sides Without Doors Black | https://www.se.com/us/en/product/AR3100X617 |  |  | 83.39x35.39x47.99(in) 211.80x89.90x121.90(cent) | 95.91(kilos) 211.48(lbs) |  |  | 731304294184 | NAM CERTIFIED PARTNER USD | 16-SEP-2025 | 1175.00 | 01-NOV-2025 | 1350.00
| AR3103 | APC NetShelter SX 12U Server Rack Enclosure 600mm x 1070mm w/ Sides Black | https://www.se.com/us/en/product/AR3103 |  |  | 31.30x29.53x45.67(in) 79.50x75.00x116.00(cent) | 81.00(kilos) 178.61(lbs) |  |  | 731304347675 | NAM CERTIFIED PARTNER USD | 16-SEP-2025 | 1030.00 | 01-NOV-2025 | 1185.00
| AR3103SP | APC NetShelter SX 12U Server Rack Enclosure 600mm x 1070mm w/ Sides Black Shock Packaging | https://www.se.com/us/en/product/AR3103SP |  |  | 37.80x29.53x48.82(in) 96.00x75.00x124.00(cent) | 115.00(kilos) 253.58(lbs) |  |  | 731304347682 | NAM CERTIFIED PARTNER USD | 16-SEP-2025 | 1440.00 | 01-NOV-2025 | 1655.00
| AR3104 | NetShelter SX 24U 600mm x 1070mm Deep Enclosure | https://www.se.com/us/en/product/AR3104 |  |  | 52.05x45.51x29.37(in) 132.20x115.60x74.60(cent) | 106.82(kilos) 235.54(lbs) |  |  | 731304261889 | NAM CERTIFIED PARTNER USD | 16-SEP-2025 | 1500.00 | 01-NOV-2025 | 1725.00
| AR3104SP1 | NetShelter SX 24U 600mm Wide x 1070mm Deep Enclosure - 1250 lbs. Shock Packaging | https://www.se.com/us/en/product/AR3104SP1 |  |  | 53.15x35.39x47.99(in) 135.00x89.90x121.90(cent) | 106.82(kilos) 235.54(lbs) |  |  | 731304262275 | NAM CERTIFIED PARTNER USD | 16-SEP-2025 | 1940.00 | 01-NOV-2025 | 2230.00
| AR3105 | NetShelter SX 45U 600mm Wide x 1070mm Deep Enclosure with Sides Black | https://www.se.com/us/en/product/AR3105 |  |  | 88.19x29.37x45.51(in) 224.00x74.60x115.60(cent) | 153.70(kilos) 338.91(lbs) |  | 1 | 731304290193 | NAM CERTIFIED PARTNER USD | 16-SEP-2025 | 1935.00 | 01-NOV-2025 | 2225.00
| AR3105B2 | APC NetShelter SX Gen 2, 45U Server Rack Enclosure 600mm x 1070mm w/ Sides Black | https://www.se.com/us/en/product/AR3105B2 |  |  | 89.06x45.59x29.45(in) 226.20x115.80x74.80(cent) | 153.70(kilos) 338.91(lbs) |  |  | 731304642237 | NAM CERTIFIED PARTNER USD | 16-SEP-2025 | 1935.00 | 01-NOV-2025 | 2225.00
| AR3105SP | NetShelter SX 45U 600mm Wide x 1070mm Deep Enclosure with Sides Black -2000 lbs. Shock Packaging | https://www.se.com/us/en/product/AR3105SP |  |  | 91.10x43.50x52.01(in) 231.40x110.50x132.10(cent) | 247.66(kilos) 546.09(lbs) |  | 1 | 731304309864 | NAM CERTIFIED PARTNER USD | 16-SEP-2025 | 3095.00 | 01-NOV-2025 | 3560.00
| AR3105TAA | NetShelter SX 45U 600mm Wide x 1070mm Deep Enclosure with Sides Black TAA Compliant | https://www.se.com/us/en/product/AR3105TAA |  |  | 88.19x29.37x48.03(in) 224.00x74.60x122.00(cent) | 153.70(kilos) 338.91(lbs) |  | 1 | 731304318163 | NAM CERTIFIED PARTNER USD | 16-SEP-2025 | 2705.00 | 01-NOV-2025 | 3110.00
| AR3105W | NetShelter SX 45U 600mm Wide x 1070mm Deep Enclosure with Sides White | https://www.se.com/us/en/product/AR3105W |  |  | 88.19x29.37x48.03(in) 224.00x74.60x122.00(cent) | 153.70(kilos) 338.91(lbs) |  | 1 | 731304322450 | NAM CERTIFIED PARTNER USD | 16-SEP-2025 | 1935.00 | 01-NOV-2025 | 2225.00
| AR3105W2 | APC NetShelter SX Server Rack Gen 2, 45U, 2124H x 600W x 1070D mm, with Sides, White | https://www.se.com/us/en/product/AR3105W2 |  |  | 89.06x45.59x29.45(in) 226.20x115.80x74.80(cent) | 167.07(kilos) 368.39(lbs) |  |  | 731304753162 | NAM CERTIFIED PARTNER USD | 16-SEP-2025 | 2030.00 | 01-NOV-2025 | 2335.00
| AR3106 | APC NetShelter SX 18U Server Rack Enclosure 600mm x 1070mm w/ Sides Black | https://www.se.com/us/en/product/AR3106 |  |  | 41.73x29.53x45.67(in) 106.00x75.00x116.00(cent) | 93.00(kilos) 205.07(lbs) |  |  | 731304347699 | NAM CERTIFIED PARTNER USD | 16-SEP-2025 | 1235.00 | 01-NOV-2025 | 1420.00
| AR3106SP | APC NetShelter SX 18U Server Rack Enclosure 600mm x 1070mm w/ Sides Black Shock Packaging | https://www.se.com/us/en/product/AR3106SP |  |  | 48.03x29.53x48.82(in) 122.00x75.00x124.00(cent) | 127.00(kilos) 280.04(lbs) |  |  | 731304347705 | NAM CERTIFIED PARTNER USD | 16-SEP-2025 | 1555.00 | 01-NOV-2025 | 1790.00
| AR3107 | NetShelter SX 48U 600mm Wide x 1070mm Deep Enclosure with Sides Black | https://www.se.com/us/en/product/AR3107 |  |  | 93.90x45.51x29.61(in) 238.50x115.60x75.20(cent) | 157.68(kilos) 347.68(lbs) |  |  | 731304226383 | NAM CERTIFIED PARTNER USD | 16-SEP-2025 | 2105.00 | 01-NOV-2025 | 2425.00
| AR3107B2 | APC NetShelter SX Gen 2, 48U Server Rack Enclosure 600mm x 1070mm w/ Sides Black | https://www.se.com/us/en/product/AR3107B2 |  |  | 94.29x45.59x29.45(in) 239.50x115.80x74.80(cent) | 157.68(kilos) 347.68(lbs) |  |  | 731304642275 | NAM CERTIFIED PARTNER USD | 16-SEP-2025 | 2105.00 | 01-NOV-2025 | 2425.00
| AR3107B2X609 | APC NetShelter SX Server Rack Gen 2, 48U, 2258H x 600W x 1070D mm, without Sides, Black | https://www.se.com/us/en/product/AR3107B2X609 |  |  | 94.29x45.59x29.45(in) 239.50x115.80x74.80(cent) | 121.57(kilos) 268.06(lbs) |  |  | 731304753179 | NAM CERTIFIED PARTNER USD | 16-SEP-2025 | 1815.00 | 01-NOV-2025 | 2090.00
| AR3107B2X610 | APC NetShelter SX Server Rack Gen 2, 48U, 2258H x 600W x 1070D mm, without Doors, Black | https://www.se.com/us/en/product/AR3107B2X610 |  |  | 94.29x45.59x29.45(in) 239.50x115.80x74.80(cent) | 148.57(kilos) 327.60(lbs) |  |  | 731304753186 | NAM CERTIFIED PARTNER USD | 16-SEP-2025 | 1640.00 | 01-NOV-2025 | 1885.00
| AR3107B2X617 | APC NetShelter SX Server Rack Gen 2, 48U, 2258H x 600W x 1070D mm, without Sides and Doors, Black | https://www.se.com/us/en/product/AR3107B2X617 |  |  | 94.29x45.59x29.45(in) 239.50x115.80x74.80(cent) | 112.46(kilos) 247.97(lbs) |  |  | 731304753193 | NAM CERTIFIED PARTNER USD | 16-SEP-2025 | 1295.00 | 01-NOV-2025 | 1490.00
| AR3107SP | NetShelter SX 48U 600mm Wide x 1070mm Deep Enclosure with Sides Black -2000 lbs. Shock Packaging | https://www.se.com/us/en/product/AR3107SP |  |  | 96.50x43.50x52.01(in) 245.10x110.50x132.10(cent) | 240.86(kilos) 531.10(lbs) |  |  | 731304309871 | NAM CERTIFIED PARTNER USD | 16-SEP-2025 | 3265.00 | 01-NOV-2025 | 3755.00
| AR3107TAA | NetShelter SX 48U 600mm Wide x 1070mm Deep Enclosure with Sides Black TAA Compliant | https://www.se.com/us/en/product/AR3107TAA |  |  | 93.90x29.61x47.99(in) 238.50x75.20x121.90(cent) | 157.68(kilos) 347.68(lbs) |  | 1 | 731304318170 | NAM CERTIFIED PARTNER USD | 16-SEP-2025 | 2665.00 | 01-NOV-2025 | 3065.00
| AR3107X609 | NetShelter SX 48U 600mm Wide x 1070mm Deep Enclosure Without Sides Black | https://www.se.com/us/en/product/AR3107X609 |  |  | 93.90x35.39x47.99(in) 238.50x89.90x121.90(cent) | 125.14(kilos) 275.93(lbs) |  |  | 731304293729 | NAM CERTIFIED PARTNER USD | 16-SEP-2025 | 1845.00 | 01-NOV-2025 | 2120.00
| AR3107X610 | NetShelter SX 48U 600mm Wide x 1070mm Deep Enclosure Without Doors Black | https://www.se.com/us/en/product/AR3107X610 |  |  | 93.90x35.39x47.99(in) 238.50x89.90x121.90(cent) | 136.09(kilos) 300.08(lbs) |  |  | 731304293736 | NAM CERTIFIED PARTNER USD | 16-SEP-2025 | 1665.00 | 01-NOV-2025 | 1915.00
| AR3107X617 | NetShelter SX 48U 600mm Wide x 1070mm Deep Enclosure Without Sides Without Doors Black | https://www.se.com/us/en/product/AR3107X617 |  |  | 93.90x35.39x47.99(in) 238.50x89.90x121.90(cent) | 103.55(kilos) 228.33(lbs) |  |  | 731304294191 | NAM CERTIFIED PARTNER USD | 16-SEP-2025 | 1315.00 | 01-NOV-2025 | 1510.00
| AR3130 | NetShelter SX 42U 700mm Wide x 1070mm Deep Enclosure with Sides Black | https://www.se.com/us/en/product/AR3130 |  |  | 87.24x39.33x47.99(in) 221.60x99.90x121.90(cent) | 160.00(kilos) 352.80(lbs) |  |  | 731304273318 | NAM CERTIFIED PARTNER USD | 16-SEP-2025 | 2095.00 | 01-NOV-2025 | 2410.00
| AR3140 | NetShelter SX 42U 750mm Wide x 1070mm Deep Networking Enclosure with Sides Black | https://www.se.com/us/en/product/AR3140 |  |  | 83.39x45.51x33.50(in) 211.80x115.60x85.09(cent) | 168.18(kilos) 370.84(lbs) |  |  | 731304275572 | NAM CERTIFIED PARTNER USD | 16-SEP-2025 | 2985.00 | 01-NOV-2025 | 3430.00
| AR3140B2 | APC NetShelter SX Networking Enclosure Gen2, 42U,1991Hx750Wx1070Dmm,with vertical cable mgrs,Black | https://www.se.com/us/en/product/AR3140B2 |  |  | 83.78x45.59x33.58(in) 212.80x115.80x85.30(cent) | 187.35(kilos) 413.11(lbs) |  |  | 731304753209 | NAM CERTIFIED PARTNER USD | 16-SEP-2025 | 2940.00 | 01-NOV-2025 | 3380.00
| AR3140W | NetShelter SX 42U 750mm Wide x 1070mm Deep Networking Enclosure with Sides White | https://www.se.com/us/en/product/AR3140W |  |  | 83.39x33.50x47.99(in) 211.80x85.10x121.90(cent) | 167.83(kilos) 370.07(lbs) |  |  | 731304322290 | NAM CERTIFIED PARTNER USD | 16-SEP-2025 | 2985.00 | 01-NOV-2025 | 3430.00
| AR3150 | NetShelter SX 42U 750mm Wide x 1070mm Deep Enclosure with Sides Black | https://www.se.com/us/en/product/AR3150 |  |  | 83.35x45.51x33.50(in) 211.70x115.60x85.10(cent) | 168.18(kilos) 370.84(lbs) |  |  | 731304236375 | NAM CERTIFIED PARTNER USD | 16-SEP-2025 | 2175.00 | 01-NOV-2025 | 2500.00
| AR3150B2 | APC NetShelter SX Gen 2, 42U Server Rack Enclosure 750mm x 1070mm w/ Sides Black | https://www.se.com/us/en/product/AR3150B2 |  |  | 83.78x45.59x33.58(in) 212.80x115.80x85.30(cent) | 168.18(kilos) 370.84(lbs) |  |  | 731304642183 | NAM CERTIFIED PARTNER USD | 16-SEP-2025 | 2175.00 | 01-NOV-2025 | 2500.00
| AR3150B2X609 | APC NetShelter SX Server Rack Gen 2, 42U, 1991H x 750W x 1070D mm, without Sides, Black | https://www.se.com/us/en/product/AR3150B2X609 |  |  | 83.78x45.59x33.58(in) 212.80x115.80x85.30(cent) | 154.55(kilos) 340.78(lbs) |  |  | 731304753223 | NAM CERTIFIED PARTNER USD | 16-SEP-2025 | 2040.00 | 01-NOV-2025 | 2345.00
| AR3150B2X610 | APC NetShelter SX Server Rack Gen 2, 42U, 1991H x 750W x 1070D mm, without Doors, Black | https://www.se.com/us/en/product/AR3150B2X610 |  |  | 83.78x45.59x33.58(in) 212.80x115.80x85.30(cent) | 170.23(kilos) 375.36(lbs) |  |  | 731304753230 | NAM CERTIFIED PARTNER USD | 16-SEP-2025 | 1850.00 | 01-NOV-2025 | 2125.00
| AR3150B2X617 | APC NetShelter SX Server Rack Gen 2, 42U, 1991H x 750W x 1070D mm, without Sides and Doors, Black | https://www.se.com/us/en/product/AR3150B2X617 |  |  | 83.78x45.59x33.58(in) 212.80x115.80x85.30(cent) | 137.43(kilos) 303.03(lbs) |  |  | 731304753247 | NAM CERTIFIED PARTNER USD | 16-SEP-2025 | 1570.00 | 01-NOV-2025 | 1805.00
| AR3150HACS | NetShelter SX 42U 750mm Wide x 1070mm Deep Enclosure without rear doors | https://www.se.com/us/en/product/AR3150HACS |  |  | 87.24x35.24x47.99(in) 221.60x89.50x121.90(cent) | 154.55(kilos) 340.78(lbs) |  |  | 731304241560 | NAM CERTIFIED PARTNER USD | 16-SEP-2025 | 2170.00 | 01-NOV-2025 | 2495.00
| AR3150SP | NetShelter SX 42U 750mm Wide x 1070mm Deep Enclosure with Sides Black -2000 lbs. Shock Packaging | https://www.se.com/us/en/product/AR3150SP |  |  | 85.79x43.50x52.01(in) 217.90x110.50x132.10(cent) | 271.25(kilos) 598.11(lbs) |  |  | 731304309888 | NAM CERTIFIED PARTNER USD | 16-SEP-2025 | 3250.00 | 01-NOV-2025 | 3740.00
| AR3150W | NetShelter SX 42U 750mm Wide x 1070mm Deep Enclosure with Sides White | https://www.se.com/us/en/product/AR3150W |  |  | 87.24x35.24x47.99(in) 221.60x89.50x121.90(cent) | 167.83(kilos) 370.07(lbs) |  |  | 731304320548 | NAM CERTIFIED PARTNER USD | 16-SEP-2025 | 2175.00 | 01-NOV-2025 | 2500.00
| AR3150W2 | APC NetShelter SX Server Rack Gen 2, 42U, 1991H x 750W x 1070D mm, with Sides, White | https://www.se.com/us/en/product/AR3150W2 |  |  | 83.78x45.59x33.58(in) 212.80x115.80x85.30(cent) | 187.35(kilos) 413.11(lbs) |  |  | 731304753216 | NAM CERTIFIED PARTNER USD | 16-SEP-2025 | 2175.00 | 01-NOV-2025 | 2500.00
| AR3150X609 | Netshelter SX 42U 750mm Wide x 1070mm Deep Enclosure Without Sides Black | https://www.se.com/us/en/product/AR3150X609 |  |  | 87.24x35.24x47.99(in) 221.60x89.50x121.90(cent) | 139.09(kilos) 306.69(lbs) |  |  | 731304291824 | NAM CERTIFIED PARTNER USD | 16-SEP-2025 | 2070.00 | 01-NOV-2025 | 2380.00
| AR3150X610 | NetShelter SX 42U 750mm Wide x 1070mm Deep Enclosure Without Doors Black | https://www.se.com/us/en/product/AR3150X610 |  |  | 87.24x35.24x47.99(in) 221.60x89.50x121.90(cent) | 141.73(kilos) 312.51(lbs) |  |  | 731304293750 | NAM CERTIFIED PARTNER USD | 16-SEP-2025 | 1875.00 | 01-NOV-2025 | 2155.00
| AR3150X617 | NetShelter SX 42U 750mm Wide x 1070mm Deep Enclosure Without Sides Without Doors Black | https://www.se.com/us/en/product/AR3150X617 |  |  | 87.24x35.24x47.99(in) 221.60x89.50x121.90(cent) | 112.64(kilos) 248.37(lbs) |  |  | 731304293767 | NAM CERTIFIED PARTNER USD | 16-SEP-2025 | 1595.00 | 01-NOV-2025 | 1830.00
| AR3155 | NetShelter SX 45U 750mm Wide x 1070mm Deep Enclosure with Sides Black | https://www.se.com/us/en/product/AR3155 |  |  | 88.19x33.46x51.97(in) 224.00x85.00x132.00(cent) | 172.30(kilos) 379.92(lbs) |  | 1 | 731304290209 | NAM CERTIFIED PARTNER USD | 16-SEP-2025 | 2350.00 | 01-NOV-2025 | 2700.00
| AR3155B2 | APC NetShelter SX Gen 2, 45U Server Rack Enclosure 750mm x 1070mm w/ Sides Black | https://www.se.com/us/en/product/AR3155B2 |  |  | 89.06x45.59x33.58(in) 226.20x115.80x85.30(cent) | 172.30(kilos) 379.92(lbs) |  |  | 731304642244 | NAM CERTIFIED PARTNER USD | 16-SEP-2025 | 2350.00 | 01-NOV-2025 | 2700.00
| AR3155SP | NetShelter SX 45U 750mm Wide x 1070mm Deep Enclosure with Sides Black -2000 lbs. Shock Packaging | https://www.se.com/us/en/product/AR3155SP |  |  | 91.10x43.50x52.01(in) 231.40x110.50x132.10(cent) | 276.69(kilos) 610.10(lbs) |  | 1 | 731304309895 | NAM CERTIFIED PARTNER USD | 16-SEP-2025 | 3515.00 | 01-NOV-2025 | 4045.00
| AR3155W | NetShelter SX 45U 750mm Wide x 1070mm Deep Enclosure with Sides White | https://www.se.com/us/en/product/AR3155W |  |  | 88.19x33.46x51.97(in) 224.00x85.00x132.00(cent) | 172.30(kilos) 379.92(lbs) |  | 1 | 731304322474 | NAM CERTIFIED PARTNER USD | 16-SEP-2025 | 2350.00 | 01-NOV-2025 | 2700.00
| AR3155W2 | APC NetShelter SX Server Rack Gen 2, 45U, 2124H x 750W x 1070D mm, with Sides, White | https://www.se.com/us/en/product/AR3155W2 |  |  | 89.06x45.59x33.58(in) 226.20x115.80x85.30(cent) | 172.30(kilos) 379.92(lbs) |  |  | 731304753254 | NAM CERTIFIED PARTNER USD | 16-SEP-2025 | 2485.00 | 01-NOV-2025 | 2860.00
| AR3157 | NetShelter SX 48U 750mm Wide x 1070mm Deep Enclosure with Sides Black | https://www.se.com/us/en/product/AR3157 |  |  | 93.86x45.51x33.50(in) 238.40x115.60x85.10(cent) | 184.09(kilos) 405.92(lbs) |  |  | 731304236368 | NAM CERTIFIED PARTNER USD | 16-SEP-2025 | 2590.00 | 01-NOV-2025 | 2975.00
| AR3157B2 | APC NetShelter SX Gen 2, 48U Server Rack Enclosure 750mm x 1070mm w/ Sides Black | https://www.se.com/us/en/product/AR3157B2 |  |  | 94.29x45.59x33.58(in) 239.50x115.80x85.30(cent) | 184.09(kilos) 405.92(lbs) |  |  | 731304642282 | NAM CERTIFIED PARTNER USD | 16-SEP-2025 | 2590.00 | 01-NOV-2025 | 2975.00
| AR3157B2X609 | APC NetShelter SX Server Rack Gen 2, 48U, 2258H x 750W x 1070D mm, without Sides, Black | https://www.se.com/us/en/product/AR3157B2X609 |  |  | 94.29x45.59x33.58(in) 239.50x115.80x85.30(cent) | 167.37(kilos) 369.05(lbs) |  |  | 731304753261 | NAM CERTIFIED PARTNER USD | 16-SEP-2025 | 2275.00 | 01-NOV-2025 | 2620.00
| AR3157B2X610 | APC NetShelter SX Server Rack Gen 2, 48U, 2258H x 750W x 1070D mm, without Doors, Black | https://www.se.com/us/en/product/AR3157B2X610 |  |  | 94.29x45.59x33.58(in) 239.50x115.80x85.30(cent) | 185.16(kilos) 408.28(lbs) |  |  | 731304753278 | NAM CERTIFIED PARTNER USD | 16-SEP-2025 | 2085.00 | 01-NOV-2025 | 2400.00
| AR3157B2X617 | APC NetShelter SX Server Rack Gen 2, 48U, 2258H x 750W x 1070D mm, without Sides and Doors, Black | https://www.se.com/us/en/product/AR3157B2X617 |  |  | 94.29x45.59x33.58(in) 239.50x115.80x85.30(cent) | 147.36(kilos) 324.93(lbs) |  |  | 731304753285 | NAM CERTIFIED PARTNER USD | 16-SEP-2025 | 1740.00 | 01-NOV-2025 | 2000.00
| AR3157SP | NetShelter SX 48U 750mm Wide x 1070mm Deep Enclosure with Sides Black -2000 lbs. Shock Packaging | https://www.se.com/us/en/product/AR3157SP |  |  | 96.50x43.50x52.01(in) 245.10x110.50x132.10(cent) | 283.50(kilos) 625.12(lbs) |  |  | 731304309901 | NAM CERTIFIED PARTNER USD | 16-SEP-2025 | 3590.00 | 01-NOV-2025 | 4130.00
| AR3157X609 | Netshelter SX 48U 750mm Wide x 1070mm Deep Enclosure Without Sides Black | https://www.se.com/us/en/product/AR3157X609 |  |  | 94.49x35.24x47.99(in) 240.00x89.50x121.90(cent) | 151.55(kilos) 334.17(lbs) |  |  | 731304293644 | NAM CERTIFIED PARTNER USD | 16-SEP-2025 | 2310.00 | 01-NOV-2025 | 2660.00
| AR3157X610 | NetShelter SX 48U 750mm Wide x 1070mm Deep Enclosure Without Doors Black | https://www.se.com/us/en/product/AR3157X610 |  |  | 94.49x35.24x47.99(in) 240.00x89.50x121.90(cent) | 154.73(kilos) 341.18(lbs) |  |  | 731304294207 | NAM CERTIFIED PARTNER USD | 16-SEP-2025 | 2115.00 | 01-NOV-2025 | 2435.00
| AR3157X617 | NetShelter SX 48U 750mm Wide x 1070mm Deep Enclosure Without Sides Without Doors Black | https://www.se.com/us/en/product/AR3157X617 |  |  | 94.49x35.24x47.99(in) 240.00x89.50x121.90(cent) | 122.18(kilos) 269.41(lbs) |  |  | 731304294214 | NAM CERTIFIED PARTNER USD | 16-SEP-2025 | 1765.00 | 01-NOV-2025 | 2030.00
| AR3180B2 | APC NetShelter SX Gen 2, 42U Server Rack Enclosure 800mm x 1070mm w/ Sides Black | https://www.se.com/us/en/product/AR3180B2 |  |  | 83.78x45.59x37.32(in) 212.80x115.80x94.80(cent) | 200.00(kilos) 441.00(lbs) |  |  | 731304642190 | NAM CERTIFIED PARTNER USD | 16-SEP-2025 | 2505.00 | 01-NOV-2025 | 2880.00
| AR3187B2 | APC NetShelter SX Server Rack Gen 2, 48U, 2258H x 800W x 1070D mm,w/ Side,Black | https://www.se.com/us/en/product/AR3187B2 |  |  | 94.29x45.59x37.32(in) 239.50x115.80x94.80(cent) | 220.00(kilos) 485.10(lbs) |  |  | 731304647645 | NAM CERTIFIED PARTNER USD | 16-SEP-2025 | 2900.00 | 01-NOV-2025 | 3335.00
| AR3200 | NetShelter SX Colocation 2 x 20U 600mm Wide x 1070mm Deep Enclosure with Sides Black | https://www.se.com/us/en/product/AR3200 |  |  | 83.35x45.51x29.37(in) 211.70x115.60x74.60(cent) | 168.35(kilos) 371.21(lbs) |  |  | 731304284130 | NAM CERTIFIED PARTNER USD | 16-SEP-2025 | 2655.00 | 01-NOV-2025 | 3055.00
| AR3200B2 | APC NetShelter SX Colocation Rack Gen 2, 42U,1991H x 600mmW x 1070D mm, 2 x 20U, with Sides,Black | https://www.se.com/us/en/product/AR3200B2 |  |  | 83.78x45.59x29.45(in) 212.80x115.80x74.80(cent) | 165.40(kilos) 364.71(lbs) |  |  | 731304753292 | NAM CERTIFIED PARTNER USD | 16-SEP-2025 | 2615.00 | 01-NOV-2025 | 3005.00
| AR3300 | NetShelter SX 42U/600mm/1200mm Enclosure with Roof and Sides Black | https://www.se.com/us/en/product/AR3300 |  |  | 83.39x52.52x29.61(in) 211.80x133.40x75.20(cent) | 149.09(kilos) 328.74(lbs) |  |  | 731304256274 | NAM CERTIFIED PARTNER USD | 16-SEP-2025 | 2295.00 | 01-NOV-2025 | 2640.00
| AR3300B2 | APC NetShelter SX Gen 2, 42U Server Rack Enclosure 600mm x 1200mm w/ Sides Black | https://www.se.com/us/en/product/AR3300B2 |  |  | 83.78x52.09x29.45(in) 212.80x132.30x74.80(cent) | 149.09(kilos) 328.74(lbs) |  |  | 731304642206 | NAM CERTIFIED PARTNER USD | 16-SEP-2025 | 2255.00 | 01-NOV-2025 | 2590.00
| AR3300B2X609 | APC NetShelter SX Server Rack Gen 2, 42U, 1991H x 600W x 1200D mm, without Sides, Black | https://www.se.com/us/en/product/AR3300B2X609 |  |  | 83.78x52.09x29.45(in) 212.80x132.30x74.80(cent) | 136.60(kilos) 301.20(lbs) |  |  | 731304753308 | NAM CERTIFIED PARTNER USD | 16-SEP-2025 | 2175.00 | 01-NOV-2025 | 2500.00
| AR3300B2X610 | APC NetShelter SX Server Rack Gen 2, 42U, 1991H x 600W x 1200D mm, without Doors, Black | https://www.se.com/us/en/product/AR3300B2X610 |  |  | 83.78x52.09x29.45(in) 212.80x132.30x74.80(cent) | 159.44(kilos) 351.57(lbs) |  |  | 731304753315 | NAM CERTIFIED PARTNER USD | 16-SEP-2025 | 2115.00 | 01-NOV-2025 | 2430.00
| AR3300B2X617 | APC NetShelter SX Server Rack Gen 2, 42U, 1991H x 600W x 1200D mm, without Sides and Doors, Black | https://www.se.com/us/en/product/AR3300B2X617 |  |  | 83.78x52.09x29.45(in) 212.80x132.30x74.80(cent) | 121.40(kilos) 267.69(lbs) |  |  | 731304753322 | NAM CERTIFIED PARTNER USD | 16-SEP-2025 | 1755.00 | 01-NOV-2025 | 2015.00
| AR3300SP | NetShelter SX 42U 600mm Wide x 1200mm Deep Enclosure with Sides Black -2000 lbs. Shock Packaging | https://www.se.com/us/en/product/AR3300SP |  |  | 85.79x43.50x52.01(in) 217.90x110.50x132.10(cent) | 246.30(kilos) 543.09(lbs) |  |  | 731304309918 | NAM CERTIFIED PARTNER USD | 16-SEP-2025 | 3295.00 | 01-NOV-2025 | 3790.00
| AR3300W | NetShelter SX 42U 600mm Wide x 1200mm Deep Enclosure with Sides White | https://www.se.com/us/en/product/AR3300W |  |  | 83.39x29.61x52.52(in) 211.80x75.20x133.40(cent) | 149.09(kilos) 328.74(lbs) |  |  | 731304308447 | NAM CERTIFIED PARTNER USD | 16-SEP-2025 | 2295.00 | 01-NOV-2025 | 2640.00
| AR3300W2 | APC NetShelter SX Gen 2, 42U Server Rack Enclosure 600mm x 1200mm w/ Sides White | https://www.se.com/us/en/product/AR3300W2 |  |  | 83.78x52.09x29.45(in) 212.80x132.30x74.80(cent) | 149.09(kilos) 328.74(lbs) |  |  | 731304642336 | NAM CERTIFIED PARTNER USD | 16-SEP-2025 | 2365.00 | 01-NOV-2025 | 2720.00
| AR3300X609 | Netshelter SX 42U 600mm Wide x 1200mm Deep Enclosure Without Sides Black | https://www.se.com/us/en/product/AR3300X609 |  |  | 83.39x29.37x52.52(in) 211.80x74.60x133.40(cent) | 117.27(kilos) 258.58(lbs) |  |  | 731304293668 | NAM CERTIFIED PARTNER USD | 16-SEP-2025 | 2205.00 | 01-NOV-2025 | 2540.00
| AR3300X610 | NetShelter SX 42U 600mm Wide x 1200mm Deep Enclosure Without Doors Black | https://www.se.com/us/en/product/AR3300X610 |  |  | 83.39x29.37x52.52(in) 211.80x74.60x133.40(cent) | 129.55(kilos) 285.66(lbs) |  |  | 731304293774 | NAM CERTIFIED PARTNER USD | 16-SEP-2025 | 2150.00 | 01-NOV-2025 | 2470.00
| AR3300X617 | NetShelter SX 42U 600mm Wide x 1200mm Deep Enclosure Without Sides Without Doors Black | https://www.se.com/us/en/product/AR3300X617 |  |  | 83.39x29.37x52.52(in) 211.80x74.60x133.40(cent) | 97.73(kilos) 215.49(lbs) |  |  | 731304293675 | NAM CERTIFIED PARTNER USD | 16-SEP-2025 | 1780.00 | 01-NOV-2025 | 2045.00
| AR3305 | NetShelter SX 45U 600mm Wide x 1200mm Deep Enclosure with Sides Black | https://www.se.com/us/en/product/AR3305 |  |  | 88.19x29.37x52.52(in) 224.00x74.60x133.40(cent) | 158.40(kilos) 349.27(lbs) |  | 1 | 731304290216 | NAM CERTIFIED PARTNER USD | 16-SEP-2025 | 2470.00 | 01-NOV-2025 | 2840.00
| AR3305B2 | APC NetShelter SX Gen 2, 45U Server Rack Enclosure 600mm x 1200mm w/ Sides Black | https://www.se.com/us/en/product/AR3305B2 |  |  | 89.06x52.09x29.45(in) 226.20x132.30x74.80(cent) | 158.40(kilos) 349.27(lbs) |  |  | 731304642251 | NAM CERTIFIED PARTNER USD | 16-SEP-2025 | 2420.00 | 01-NOV-2025 | 2785.00
| AR3305SP | NetShelter SX 45U 600mm Wide x 1200mm Deep Enclosure with Sides Black -2000 lbs. Shock Packaging | https://www.se.com/us/en/product/AR3305SP |  |  | 91.10x43.50x52.01(in) 231.40x110.50x132.10(cent) | 259.45(kilos) 572.09(lbs) |  | 1 | 731304309925 | NAM CERTIFIED PARTNER USD | 16-SEP-2025 | 3470.00 | 01-NOV-2025 | 3990.00
| AR3305W | NetShelter SX 45U 600mm Wide x 1200mm Deep Enclosure with Sides White | https://www.se.com/us/en/product/AR3305W |  |  | 88.19x29.37x52.52(in) 224.00x74.60x133.40(cent) | 158.40(kilos) 349.27(lbs) |  | 1 | 731304322481 | NAM CERTIFIED PARTNER USD | 16-SEP-2025 | 2470.00 | 01-NOV-2025 | 2840.00
| AR3305W2 | APC NetShelter SX Server Rack Gen 2, 45U, 2124H x 600W x 1200D mm, with Sides, White | https://www.se.com/us/en/product/AR3305W2 |  |  | 89.06x52.09x29.45(in) 226.20x132.30x74.80(cent) | 158.40(kilos) 349.27(lbs) |  |  | 731304753339 | NAM CERTIFIED PARTNER USD | 16-SEP-2025 | 2590.00 | 01-NOV-2025 | 2980.00
| AR3307 | NetShelter SX 48U 600mm Wide x 1200mm Deep Enclosure with Sides Black | https://www.se.com/us/en/product/AR3307 |  |  | 93.90x52.52x29.61(in) 238.50x133.40x75.20(cent) | 165.45(kilos) 364.82(lbs) |  |  | 731304256281 | NAM CERTIFIED PARTNER USD | 16-SEP-2025 | 2725.00 | 01-NOV-2025 | 3135.00
| AR3307B2 | APC NetShelter SX Gen 2 , 48U Server Rack Enclosure 600mm x 1200mm w/ Sides Black | https://www.se.com/us/en/product/AR3307B2 |  |  | 94.29x52.09x29.45(in) 239.50x132.30x74.80(cent) | 165.45(kilos) 364.82(lbs) |  |  | 731304642299 | NAM CERTIFIED PARTNER USD | 16-SEP-2025 | 2675.00 | 01-NOV-2025 | 3075.00
| AR3307B2X609 | APC NetShelter SX Server Rack Gen 2, 48U, 2258H x 600W x 1200D mm, without Sides, Black | https://www.se.com/us/en/product/AR3307B2X609 |  |  | 94.29x52.09x29.45(in) 239.50x132.30x74.80(cent) | 136.83(kilos) 301.71(lbs) |  |  | 731304753346 | NAM CERTIFIED PARTNER USD | 16-SEP-2025 | 2510.00 | 01-NOV-2025 | 2885.00
| AR3307B2X610 | APC NetShelter SX Server Rack Gen 2, 48U, 2258H x 600W x 1200D mm, without Doors, Black | https://www.se.com/us/en/product/AR3307B2X610 |  |  | 94.29x52.09x29.45(in) 239.50x132.30x74.80(cent) | 156.13(kilos) 344.27(lbs) |  |  | 731304753353 | NAM CERTIFIED PARTNER USD | 16-SEP-2025 | 2405.00 | 01-NOV-2025 | 2765.00
| AR3307B2X617 | APC NetShelter SX Server Rack Gen 2, 48U, 2258H x 600W x 1200D mm, without Sides and Doors, Black | https://www.se.com/us/en/product/AR3307B2X617 |  |  | 94.29x52.09x29.45(in) 239.50x132.30x74.80(cent) | 118.33(kilos) 260.92(lbs) |  |  | 731304753360 | NAM CERTIFIED PARTNER USD | 16-SEP-2025 | 1980.00 | 01-NOV-2025 | 2275.00
| AR3307SP | NetShelter SX 48U 600mm Wide x 1200mm Deep Enclosure with Sides Black -2000 lbs. Shock Packaging | https://www.se.com/us/en/product/AR3307SP |  |  | 96.50x43.50x52.01(in) 245.10x110.50x132.10(cent) | 272.61(kilos) 601.11(lbs) |  |  | 731304309932 | NAM CERTIFIED PARTNER USD | 16-SEP-2025 | 3730.00 | 01-NOV-2025 | 4290.00
| AR3307W | NetShelter SX 48U 600mm Wide x 1200mm Deep Enclosure with Sides White | https://www.se.com/us/en/product/AR3307W |  |  | 93.90x29.61x47.99(in) 238.50x75.20x121.90(cent) | 157.35(kilos) 346.96(lbs) |  |  | 731304322306 | NAM CERTIFIED PARTNER USD | 16-SEP-2025 | 2725.00 | 01-NOV-2025 | 3135.00
| AR3307W2 | APC NetShelter SX Gen 2, 48U Server Rack Enclosure 600mm x 1200mm w/ Sides White | https://www.se.com/us/en/product/AR3307W2 |  |  | 94.29x52.09x29.45(in) 239.50x132.30x74.80(cent) | 165.45(kilos) 364.82(lbs) |  |  | 731304642350 | NAM CERTIFIED PARTNER USD | 16-SEP-2025 | 2810.00 | 01-NOV-2025 | 3230.00
| AR3307X609 | NetShelter SX 48U 600mm Wide x 1200mm Deep Enclosure with Doors and No Sides Black | https://www.se.com/us/en/product/AR3307X609 |  |  | 93.90x29.37x52.52(in) 238.50x74.60x133.40(cent) | 165.45(kilos) 364.82(lbs) |  |  | 731304293781 | NAM CERTIFIED PARTNER USD | 16-SEP-2025 | 2550.00 | 01-NOV-2025 | 2930.00
| AR3307X610 | NetShelter SX 48U 600mm Wide x 1200mm Deep Enclosure with Sides and No Doors Black | https://www.se.com/us/en/product/AR3307X610 |  |  | 93.90x29.37x52.52(in) 238.50x74.60x133.40(cent) | 165.45(kilos) 364.82(lbs) |  |  | 731304293798 | NAM CERTIFIED PARTNER USD | 16-SEP-2025 | 2440.00 | 01-NOV-2025 | 2805.00
| AR3307X617 | NetShelter SX 48U 600mm Wide x 1200mm Deep Enclosure with Roof, No Doors or Sides, Black | https://www.se.com/us/en/product/AR3307X617 |  |  | 93.90x29.37x52.52(in) 238.50x74.60x133.40(cent) | 165.45(kilos) 364.82(lbs) |  |  | 731304293804 | NAM CERTIFIED PARTNER USD | 16-SEP-2025 | 2010.00 | 01-NOV-2025 | 2310.00
| AR3307X674 | NetShelter SX 52U 600mm Wide x 1200mm Deep Enclosure with Sides Black | https://www.se.com/us/en/product/AR3307X674 |  |  | 103.27x29.61x52.52(in) 262.30x75.20x133.40(cent) | 194.70(kilos) 429.31(lbs) |  |  | 731304306184 | NAM CERTIFIED PARTNER USD | 16-SEP-2025 | 3365.00 | 01-NOV-2025 | 3870.00
| AR3308B2 | APC NetShelter SX Server Rack Gen 2, 52U, 2436H x 600W x 1200D mm, with Sides | https://www.se.com/us/en/product/AR3308B2 |  |  | 100.91x52.09x29.69(in) 256.30x132.30x75.40(cent) | 199.59(kilos) 440.10(lbs) |  |  | 731304753377 | NAM CERTIFIED PARTNER USD | 16-SEP-2025 | 3035.00 | 01-NOV-2025 | 3490.00
| AR3308W | NetShelter SX 52U 600mm x 1200mm White | https://www.se.com/us/en/product/AR3308W |  |  | 99.50x30.00x52.00(in) 252.73x76.20x132.08(cent) | 187.79(kilos) 414.07(lbs) |  |  | 731304404965 | NAM CERTIFIED PARTNER USD | 16-SEP-2025 | 3080.00 | 01-NOV-2025 | 3545.00
| AR3308W2 | APC NetShelter SX Server Rack Gen 2, 52U, 2436H x 600W x 1200D mm, with Sides, White | https://www.se.com/us/en/product/AR3308W2 |  |  | 100.91x52.09x29.69(in) 256.30x132.30x75.40(cent) | 199.59(kilos) 440.10(lbs) |  |  | 731304753384 | NAM CERTIFIED PARTNER USD | 16-SEP-2025 | 3235.00 | 01-NOV-2025 | 3720.00
| AR3330X266 | NetShelter SX 42U 700mm Wide x 1200mm Deep Enclosure with Sides Black | https://www.se.com/us/en/product/AR3330X266 |  |  | 83.46x31.50x51.97(in) 212.00x80.00x132.00(cent) | 182.00(kilos) 401.31(lbs) |  |  | 731304317333 | NAM CERTIFIED PARTNER USD | 16-SEP-2025 | 2665.00 | 01-NOV-2025 | 3060.00
| AR3340 | NetShelter SX 42U 750mm Wide x 1200mm Deep Networking Enclosure with Sides Black | https://www.se.com/us/en/product/AR3340 |  |  | 83.39x33.50x52.00(in) 211.80x85.09x132.08(cent) | 183.18(kilos) 403.91(lbs) |  |  | 731304284963 | NAM CERTIFIED PARTNER USD | 16-SEP-2025 | 3155.00 | 01-NOV-2025 | 3630.00
| AR3340B2 | APC NetShelter SX Networking Enclosure Gen2, 42U,1991Hx750Wx1200Dmm, with vertical cable mgrs, Black | https://www.se.com/us/en/product/AR3340B2 |  |  | 83.78x52.09x33.58(in) 212.80x132.30x85.30(cent) | 203.54(kilos) 448.81(lbs) |  |  | 731304753391 | NAM CERTIFIED PARTNER USD | 16-SEP-2025 | 3110.00 | 01-NOV-2025 | 3575.00
| AR3340W | NetShelter SX 42U 750mm Wide x 1200mm Deep Networking Enclosure with Sides White | https://www.se.com/us/en/product/AR3340W |  |  | 83.39x33.50x52.01(in) 211.80x85.10x132.10(cent) | 183.18(kilos) 403.91(lbs) |  |  | 731304308454 | NAM CERTIFIED PARTNER USD | 16-SEP-2025 | 3155.00 | 01-NOV-2025 | 3630.00
| AR3340W2 | APC NetShelter SX Networking Enclosure Gen2, 42U,1991Hx750Wx1200Dmm, with vertical cable mgrs, White | https://www.se.com/us/en/product/AR3340W2 |  |  | 83.78x52.09x33.58(in) 212.80x132.30x85.30(cent) | 203.54(kilos) 448.81(lbs) |  |  | 731304753407 | NAM CERTIFIED PARTNER USD | 16-SEP-2025 | 3315.00 | 01-NOV-2025 | 3810.00
| AR3347 | NetShelter SX 48U 750mm Wide x 1200mm Deep Networking Enclosure with Sides | https://www.se.com/us/en/product/AR3347 |  |  | 93.90x52.01x33.50(in) 238.50x132.10x85.10(cent) | 208.18(kilos) 459.04(lbs) |  |  | 731304284970 | NAM CERTIFIED PARTNER USD | 16-SEP-2025 | 3520.00 | 01-NOV-2025 | 4050.00
| AR3347B2 | APC NetShelter SX Networking Enclosure Gen2, 48U,2258Hx750Wx1200Dmm, with vertical cable mgrs, Black | https://www.se.com/us/en/product/AR3347B2 |  |  | 94.29x52.09x33.58(in) 239.50x132.30x85.30(cent) | 222.47(kilos) 490.55(lbs) |  |  | 731304753414 | NAM CERTIFIED PARTNER USD | 16-SEP-2025 | 3470.00 | 01-NOV-2025 | 3990.00
| AR3350 | NetShelter SX 42U 750mm Wide x 1200mm Deep Enclosure with Sides Black | https://www.se.com/us/en/product/AR3350 |  |  | 83.39x52.52x33.50(in) 211.80x133.40x85.10(cent) | 183.18(kilos) 403.91(lbs) |  |  | 731304256298 | NAM CERTIFIED PARTNER USD | 16-SEP-2025 | 2920.00 | 01-NOV-2025 | 3355.00
| AR3350B2 | APC NetShelter SX Gen 2, 42U Server Rack Enclosure 750mm x 1200mm w/ Sides Black | https://www.se.com/us/en/product/AR3350B2 |  |  | 83.78x52.09x33.58(in) 212.80x132.30x85.30(cent) | 183.18(kilos) 403.91(lbs) |  |  | 731304642213 | NAM CERTIFIED PARTNER USD | 16-SEP-2025 | 2860.00 | 01-NOV-2025 | 3290.00
| AR3350B2X609 | APC NetShelter SX Server Rack Gen 2, 42U, 1991H x 750W x 1200D mm, without Sides, Black | https://www.se.com/us/en/product/AR3350B2X609 |  |  | 83.78x52.09x33.58(in) 212.80x132.30x85.30(cent) | 165.50(kilos) 364.93(lbs) |  |  | 731304753421 | NAM CERTIFIED PARTNER USD | 16-SEP-2025 | 2705.00 | 01-NOV-2025 | 3110.00
| AR3350B2X610 | APC NetShelter SX Server Rack Gen 2, 42U, 1991H x 750W x 1200D mm, without Doors, Black | https://www.se.com/us/en/product/AR3350B2X610 |  |  | 83.78x52.09x33.58(in) 212.80x132.30x85.30(cent) | 186.44(kilos) 411.10(lbs) |  |  | 731304753438 | NAM CERTIFIED PARTNER USD | 16-SEP-2025 | 2580.00 | 01-NOV-2025 | 2970.00
| AR3350B2X617 | APC NetShelter SX Server Rack Gen 2, 42U, 1991H x 750W x 1200D mm, without Sides and Doors, Black | https://www.se.com/us/en/product/AR3350B2X617 |  |  | 83.78x52.09x33.58(in) 212.80x132.30x85.30(cent) | 148.40(kilos) 327.22(lbs) |  |  | 731304753445 | NAM CERTIFIED PARTNER USD | 16-SEP-2025 | 2235.00 | 01-NOV-2025 | 2570.00
| AR3350SP | NetShelter SX 42U 750mm Wide x 1200mm Deep Enclosure with Sides Black -2000 lbs. Shock Packaging | https://www.se.com/us/en/product/AR3350SP |  |  | 85.79x43.50x52.01(in) 217.90x110.50x132.10(cent) | 275.33(kilos) 607.10(lbs) |  |  | 731304309949 | NAM CERTIFIED PARTNER USD | 16-SEP-2025 | 3920.00 | 01-NOV-2025 | 4505.00
| AR3350W | NetShelter SX 42U 750mm Wide x 1200mm Deep Enclosure with Sides White | https://www.se.com/us/en/product/AR3350W |  |  | 83.39x33.50x52.52(in) 211.80x85.10x133.40(cent) | 183.18(kilos) 403.91(lbs) |  |  | 731304308461 | NAM CERTIFIED PARTNER USD | 16-SEP-2025 | 2920.00 | 01-NOV-2025 | 3355.00
| AR3350W2 | APC NetShelter SX Gen 2, 42U Server Rack Enclosure 750mm x 1200mm w/ Sides White | https://www.se.com/us/en/product/AR3350W2 |  |  | 83.78x52.09x33.58(in) 212.80x132.30x85.30(cent) | 183.18(kilos) 403.91(lbs) |  |  | 731304642343 | NAM CERTIFIED PARTNER USD | 16-SEP-2025 | 3005.00 | 01-NOV-2025 | 3455.00
| AR3350X609 | Netshelter SX 42U 750mm Wide x 1200mm Deep Enclosure Without Sides Black | https://www.se.com/us/en/product/AR3350X609 |  |  | 83.39x33.50x52.52(in) 211.80x85.10x133.40(cent) | 183.18(kilos) 403.91(lbs) |  |  | 731304293682 | NAM CERTIFIED PARTNER USD | 16-SEP-2025 | 2745.00 | 01-NOV-2025 | 3160.00
| AR3350X610 | NetShelter SX 42U 750mm Wide x 1200mm Deep Enclosure Without Doors Black | https://www.se.com/us/en/product/AR3350X610 |  |  | 83.39x33.50x52.52(in) 211.80x85.10x133.40(cent) | 183.18(kilos) 403.91(lbs) |  |  | 731304293811 | NAM CERTIFIED PARTNER USD | 16-SEP-2025 | 2620.00 | 01-NOV-2025 | 3015.00
| AR3350X617 | NetShelter SX 42U 750mm Wide x 1200mm Deep Enclosure Without Sides Without Doors Black | https://www.se.com/us/en/product/AR3350X617 |  |  | 83.39x33.50x52.52(in) 211.80x85.10x133.40(cent) | 183.18(kilos) 403.91(lbs) |  |  | 731304293828 | NAM CERTIFIED PARTNER USD | 16-SEP-2025 | 2270.00 | 01-NOV-2025 | 2610.00
| AR3355 | NetShelter SX 45U 750mm Wide x 1200mm Deep Enclosure with Sides Black | https://www.se.com/us/en/product/AR3355 |  |  | 88.19x33.46x52.52(in) 224.00x85.00x133.40(cent) | 188.40(kilos) 415.42(lbs) |  | 1 | 731304290223 | NAM CERTIFIED PARTNER USD | 16-SEP-2025 | 3090.00 | 01-NOV-2025 | 3555.00
| AR3355B2 | APC NetShelter SX Gen 2, 45U Server Rack Enclosure 750mm x 1200mm w/ Sides Black | https://www.se.com/us/en/product/AR3355B2 |  |  | 89.06x52.09x33.58(in) 226.20x132.30x85.30(cent) | 188.40(kilos) 415.42(lbs) |  |  | 731304642268 | NAM CERTIFIED PARTNER USD | 16-SEP-2025 | 3030.00 | 01-NOV-2025 | 3485.00
| AR3355SP | NetShelter SX 45U 750mm Wide x 1200mm Deep Enclosure with Sides Black -2000 lbs. Shock Packaging | https://www.se.com/us/en/product/AR3355SP |  |  | 91.10x43.50x52.01(in) 231.40x110.50x132.10(cent) | 168.65(kilos) 371.87(lbs) |  | 1 | 731304309956 | NAM CERTIFIED PARTNER USD | 16-SEP-2025 | 4090.00 | 01-NOV-2025 | 4705.00
| AR3355W | NetShelter SX 45U 750mm Wide x 1200mm Deep Enclosure with Sides White | https://www.se.com/us/en/product/AR3355W |  |  | 88.19x33.46x52.52(in) 224.00x85.00x133.40(cent) | 188.40(kilos) 415.42(lbs) |  | 1 | 731304322504 | NAM CERTIFIED PARTNER USD | 16-SEP-2025 | 3090.00 | 01-NOV-2025 | 3555.00
| AR3355W2 | APC NetShelter SX Server Rack Gen 2, 45U, 2124H x 750W x 1200D mm, with Sides, White | https://www.se.com/us/en/product/AR3355W2 |  |  | 89.06x52.09x33.58(in) 226.20x132.30x85.30(cent) | 188.40(kilos) 415.42(lbs) |  |  | 731304753452 | NAM CERTIFIED PARTNER USD | 16-SEP-2025 | 3245.00 | 01-NOV-2025 | 3730.00
| AR3357 | NetShelter SX 48U 750mm Wide x 1200mm Deep Enclosure | https://www.se.com/us/en/product/AR3357 |  |  | 94.49x52.52x33.50(in) 240.00x133.40x85.10(cent) | 201.82(kilos) 445.01(lbs) |  |  | 731304259367 | NAM CERTIFIED PARTNER USD | 16-SEP-2025 | 3350.00 | 01-NOV-2025 | 3850.00
| AR3357B2 | APC NetShelter SX Gen 2, 48U Server Rack Enclosure 750mm x 1200mm w/ Sides Black | https://www.se.com/us/en/product/AR3357B2 |  |  | 94.29x52.09x33.58(in) 239.50x132.30x85.30(cent) | 201.82(kilos) 445.01(lbs) |  |  | 731304642305 | NAM CERTIFIED PARTNER USD | 16-SEP-2025 | 3285.00 | 01-NOV-2025 | 3775.00
| AR3357B2X609 | APC NetShelter SX Server Rack Gen 2, 48U, 2258H x 750W x 1200D mm, without Sides, Black | https://www.se.com/us/en/product/AR3357B2X609 |  |  | 94.29x52.09x33.58(in) 239.50x132.30x85.30(cent) | 178.87(kilos) 394.41(lbs) |  |  | 731304753469 | NAM CERTIFIED PARTNER USD | 16-SEP-2025 | 3120.00 | 01-NOV-2025 | 3590.00
| AR3357B2X610 | APC NetShelter SX Server Rack Gen 2, 48U, 2258H x 750W x 1200D mm, without Doors, Black | https://www.se.com/us/en/product/AR3357B2X610 |  |  | 94.29x52.09x33.58(in) 239.50x132.30x85.30(cent) | 202.46(kilos) 446.42(lbs) |  |  | 731304753476 | NAM CERTIFIED PARTNER USD | 16-SEP-2025 | 3000.00 | 01-NOV-2025 | 3450.00
| AR3357B2X617 | APC NetShelter SX Server Rack Gen 2, 48U, 2258H x 750W x 1200D mm, without Sides and Doors, Black | https://www.se.com/us/en/product/AR3357B2X617 |  |  | 94.29x52.09x33.58(in) 239.50x132.30x85.30(cent) | 158.86(kilos) 350.29(lbs) |  |  | 731304753483 | NAM CERTIFIED PARTNER USD | 16-SEP-2025 | 2480.00 | 01-NOV-2025 | 2850.00
| AR3357SP | NetShelter SX 48U 750mm Wide x 1200mm Deep Enclosure with Sides Black -2000 lbs. Shock Packaging | https://www.se.com/us/en/product/AR3357SP |  |  | 96.50x43.50x52.01(in) 245.10x110.50x132.10(cent) | 301.64(kilos) 665.12(lbs) |  |  | 731304309963 | NAM CERTIFIED PARTNER USD | 16-SEP-2025 | 4350.00 | 01-NOV-2025 | 5005.00
| AR3357W | NetShelter SX 48U 750mm Wide x 1200mm Deep Enclosure, SE White | https://www.se.com/us/en/product/AR3357W |  |  | 94.49x35.24x52.52(in) 240.00x89.50x133.40(cent) | 201.82(kilos) 445.01(lbs) |  |  | 731304324614 | NAM CERTIFIED PARTNER USD | 16-SEP-2025 | 3350.00 | 01-NOV-2025 | 3850.00
| AR3357W2 | APC NetShelter SX Gen 2, 48U Server Rack Enclosure 750mm x 1200mm w/ Sides White | https://www.se.com/us/en/product/AR3357W2 |  |  | 94.29x52.09x33.58(in) 239.50x132.30x85.30(cent) | 201.82(kilos) 445.01(lbs) |  |  | 731304642367 | NAM CERTIFIED PARTNER USD | 16-SEP-2025 | 3450.00 | 01-NOV-2025 | 3965.00
| AR3357X609 | NetShelter SX 48U 750mm Wide x 1200mm Deep Enclosure Without Sides Black | https://www.se.com/us/en/product/AR3357X609 |  |  | 94.49x35.24x47.99(in) 240.00x89.50x121.90(cent) | 201.82(kilos) 445.01(lbs) |  |  | 731304294238 | NAM CERTIFIED PARTNER USD | 16-SEP-2025 | 3170.00 | 01-NOV-2025 | 3645.00
| AR3357X610 | NetShelter SX 48U 750mm Wide x 1200mm Deep Enclosure Without Doors Black | https://www.se.com/us/en/product/AR3357X610 |  |  | 94.49x33.50x52.52(in) 240.00x85.10x133.40(cent) | 183.18(kilos) 403.91(lbs) |  |  | 731304294245 | NAM CERTIFIED PARTNER USD | 16-SEP-2025 | 3045.00 | 01-NOV-2025 | 3505.00
| AR3357X617 | NetShelter SX 48U 750mm Wide x 1200mm Deep Enclosure Without Sides Without Doors Black | https://www.se.com/us/en/product/AR3357X617 |  |  | 94.49x52.52x33.50(in) 240.00x133.40x85.10(cent) | 183.18(kilos) 403.91(lbs) |  |  | 731304294276 | NAM CERTIFIED PARTNER USD | 16-SEP-2025 | 2515.00 | 01-NOV-2025 | 2895.00
| AR3357X674 | NetShelter SX 52U 750mm Wide x 1200mm Deep Enclosure with Sides Black | https://www.se.com/us/en/product/AR3357X674 |  |  | 101.50x35.24x52.52(in) 257.80x89.50x133.40(cent) | 210.92(kilos) 465.08(lbs) |  |  | 731304325659 | NAM CERTIFIED PARTNER USD | 16-SEP-2025 | 4145.00 | 01-NOV-2025 | 4765.00
| AR3357X790 | NetShelter SX 60U 750mm Wide x 1200mm Deep Enclosure, GM | https://www.se.com/us/en/product/AR3357X790 |  |  | 115.98x35.24x52.52(in) 294.60x89.50x133.40(cent) | 251.00(kilos) 553.46(lbs) |  |  | 731304332107 | NAM CERTIFIED PARTNER USD | 16-SEP-2025 | 5755.00 | 01-NOV-2025 | 6615.00
| AR3358B2 | APC NetShelter SX Server Rack Gen 2, 52U, 2436H x 750W x 1200D mm, with Sides | https://www.se.com/us/en/product/AR3358B2 |  |  | 100.91x52.09x33.90(in) 256.30x132.30x86.10(cent) | 232.48(kilos) 512.62(lbs) |  |  | 731304753490 | NAM CERTIFIED PARTNER USD | 16-SEP-2025 | 3500.00 | 01-NOV-2025 | 4020.00
| AR3358W2 | APC NetShelter SX Server Rack Gen 2, 52U, 2436H x 750W x 1200D mm, with Sides, white | https://www.se.com/us/en/product/AR3358W2 |  |  | 100.91x52.09x33.90(in) 256.30x132.30x86.10(cent) | 232.48(kilos) 512.62(lbs) |  |  | 731304760535 | NAM CERTIFIED PARTNER USD | 16-SEP-2025 | 3915.00 | 01-NOV-2025 | 4500.00
| AR3380B2 | APC NetShelter SX Gen 2, 42U Server Rack Enclosure 800mm x 1200mm w/ Sides Black | https://www.se.com/us/en/product/AR3380B2 |  |  | 83.78x52.09x37.32(in) 212.80x132.30x94.80(cent) | 219.70(kilos) 484.44(lbs) |  |  | 731304642220 | NAM CERTIFIED PARTNER USD | 16-SEP-2025 | 3010.00 | 01-NOV-2025 | 3460.00
| AR3387B2 | APC NetShelter SX Gen 2, 48U Server Rack Enclosure 800mm x 1200mm w/ Sides Black | https://www.se.com/us/en/product/AR3387B2 |  |  | 94.29x52.09x37.32(in) 239.50x132.30x94.80(cent) | 238.00(kilos) 524.79(lbs) |  |  | 731304642329 | NAM CERTIFIED PARTNER USD | 16-SEP-2025 | 3485.00 | 01-NOV-2025 | 4005.00
| AR3388B2 | APC NetShelter SX Server Rack Gen 2, 52U, 2436H x 800W x 1200D mm, with Sides | https://www.se.com/us/en/product/AR3388B2 |  |  | 100.91x52.09x37.56(in) 256.30x132.30x95.40(cent) | 239.76(kilos) 528.67(lbs) |  |  | 731304759201 | NAM CERTIFIED PARTNER USD | 16-SEP-2025 | 3670.00 | 01-NOV-2025 | 4225.00
| AR3388W2 | APC NetShelter SX Server Rack Gen 2, 52U, 2436H x 800W x 1200D mm, with Sides, white | https://www.se.com/us/en/product/AR3388W2 |  |  | 100.91x52.09x37.56(in) 256.30x132.30x95.40(cent) | 239.76(kilos) 528.67(lbs) |  |  | 731304760542 | NAM CERTIFIED PARTNER USD | 16-SEP-2025 | 3915.00 | 01-NOV-2025 | 4500.00
| AR3810 | NetShelter AV 42U 600mm Wide x 825 Deep Enclosure with Sides and 10-32 Threaded Rails Black | https://www.se.com/us/en/product/AR3810 |  |  | 83.50x29.49x40.51(in) 212.10x74.90x102.90(cent) | 133.64(kilos) 294.68(lbs) |  |  | 731304281436 | NAM CERTIFIED PARTNER USD | 16-SEP-2025 | 1745.00 | 01-NOV-2025 | 2005.00
| AR3812 | NetShelter AV 42U 600mm Wide x 825mm Deep Enclosure 10-32 Threaded Rails No Sides/Roof/Doors Black | https://www.se.com/us/en/product/AR3812 |  |  | 83.50x29.49x40.51(in) 212.10x74.90x102.90(cent) | 82.73(kilos) 182.42(lbs) |  |  | 731304284123 | NAM CERTIFIED PARTNER USD | 16-SEP-2025 | 1230.00 | 01-NOV-2025 | 1415.00
| AR3814 | NetShelter AV 24U 600mm Wide x 825mm Deep Enclosure with Sides and 10-32 Threaded Rails Black | https://www.se.com/us/en/product/AR3814 |  |  | 52.24x29.49x40.51(in) 132.70x74.90x102.90(cent) | 95.00(kilos) 209.48(lbs) |  |  | 731304284109 | NAM CERTIFIED PARTNER USD | 16-SEP-2025 | 1575.00 | 01-NOV-2025 | 1810.00
| AR4012A | APC NetShelter Soundproof, 12U, Server Rack Enclosure, Maple | https://www.se.com/us/en/product/AR4012A | 100...230 |  | 35.39x47.24x32.28(in) 89.90x120.00x82.00(cent) | 158.00(kilos) 348.39(lbs) |  |  | 731304621720 | NAM CERTIFIED PARTNER USD | 16-SEP-2025 | 3060.00 | 01-NOV-2025 | 3520.00
| AR4017A | APC NetShelter Soundproof, 17U, Server Rack Enclosure, 120V, Maple | https://www.se.com/us/en/product/AR4017A | 100...120 |  | 44.09x47.24x32.28(in) 112.00x120.00x82.00(cent) | 188.00(kilos) 414.54(lbs) |  |  | 731304621737 | NAM CERTIFIED PARTNER USD | 16-SEP-2025 | 3320.00 | 01-NOV-2025 | 3820.00
| AR4018SP | NetShelter CX 18U Secure Soundproof Server Room in a Box Enclosure - Shock Packaging | https://www.se.com/us/en/product/AR4018SP | 100 ,110 ,115 ,120 ,200 ,208 ,220 ,230 ,240 |  | 50.39x39.37x51.18(in) 128.00x100.00x130.00(cent) | 220.00(kilos) 485.10(lbs) |  | 1 | 731304337881 | NAM CERTIFIED PARTNER USD | 16-SEP-2025 | 5210.00 | 01-NOV-2025 | 5990.00
| AR4018SPX432 | NetShelter CX 18U Secure Soundproof Server Room in a Box Enclosure - Shock Packaging - White | https://www.se.com/us/en/product/AR4018SPX432 | 100 ,110 ,115 ,120 ,127 ,200 ,208 ,220 ,230 ,240 |  | 50.39x39.37x51.18(in) 128.00x100.00x130.00(cent) | 220.00(kilos) 485.10(lbs) |  | 1 | 731304338574 | NAM CERTIFIED PARTNER USD | 16-SEP-2025 | 5265.00 | 01-NOV-2025 | 6055.00
| AR4024SP | NetShelter CX 24U Secure Soundproof Server Room in a Box Enclosure - Shock Packaging | https://www.se.com/us/en/product/AR4024SP | 100 ,110 ,115 ,120 ,127 ,200 ,208 ,220 ,230 ,240 |  | 61.02x39.37x51.18(in) 155.00x100.00x130.00(cent) | 248.00(kilos) 546.84(lbs) |  | 1 | 731304337898 | NAM CERTIFIED PARTNER USD | 16-SEP-2025 | 6630.00 | 01-NOV-2025 | 7625.00
| AR4024SPX429 | NetShelter CX24U Secure Soundproof Server Room in a Box Enclosure - Shock Packaging - Black | https://www.se.com/us/en/product/AR4024SPX429 | 100 ,110 ,115 ,120 ,127 ,200 ,208 ,220 ,230 ,240 |  | 61.02x39.37x51.18(in) 155.00x100.00x130.00(cent) | 248.00(kilos) 546.84(lbs) |  | 1 | 731304338581 | NAM CERTIFIED PARTNER USD | 16-SEP-2025 | 6615.00 | 01-NOV-2025 | 7610.00
| AR4024SPX431 | NetShelter CX 24U Secure Soundproof Server Room in a Box Enclosure - Shock Packaging - Dark Grey | https://www.se.com/us/en/product/AR4024SPX431 | 100 ,110 ,115 ,120 ,127 ,200 ,208 ,220 ,230 ,240 |  | 61.02x39.37x51.18(in) 155.00x100.00x130.00(cent) | 248.00(kilos) 546.84(lbs) |  | 1 | 731304338598 | NAM CERTIFIED PARTNER USD | 16-SEP-2025 | 6615.00 | 01-NOV-2025 | 7610.00
| AR4032A | APC NetShelter Soundproof, 32U, Server Rack Enclosure, 120V, Maple | https://www.se.com/us/en/product/AR4032A | 100...120 |  | 70.35x47.24x32.28(in) 178.70x120.00x82.00(cent) | 260.00(kilos) 573.30(lbs) |  |  | 731304621768 | NAM CERTIFIED PARTNER USD | 16-SEP-2025 | 4560.00 | 01-NOV-2025 | 5245.00
| AR4038LA | APC NetShelter Soundproof, 38U, Server Rack Enclosure, 120V, Maple | https://www.se.com/us/en/product/AR4038LA | 100...120 |  | 80.75x47.24x32.28(in) 205.10x120.00x82.00(cent) | 303.00(kilos) 668.12(lbs) |  |  | 731304621799 | NAM CERTIFIED PARTNER USD | 16-SEP-2025 | 5080.00 | 01-NOV-2025 | 5840.00
| AR4602A | NetShelter CX High Security Handle Adapter Kit | https://www.se.com/us/en/product/AR4602A |  |  | 12.99x4.33x45.00(in) 33.00x11.00x114.30(cent) | 1.10(kilos) 2.43(lbs) |  |  | 731304335986 | NAM CERTIFIED PARTNER USD | 16-SEP-2025 | 237.00 | 01-NOV-2025 | 272.00
| AR4603 | NetShelter CX Base/Plinth Surround Kit | https://www.se.com/us/en/product/AR4603 |  |  | 43.31x5.67x5.12(in) 110.00x14.40x13.00(cent) | 3.34(kilos) 7.36(lbs) |  |  | 731304333357 | NAM CERTIFIED PARTNER USD | 16-SEP-2025 | 150.00 | 01-NOV-2025 | 172.00
| AR4604 | Net Shelter CX Bolt Down Kit, 2nd Gen. | https://www.se.com/us/en/product/AR4604 |  |  | 3.94x3.94x12.60(in) 10.00x10.00x32.00(cent) | 1.40(kilos) 3.09(lbs) |  |  | 731304337904 | NAM CERTIFIED PARTNER USD | 16-SEP-2025 | 48.00 | 01-NOV-2025 | 55.00
| AR4605 | CX NEMA Cable Kit, NEMA 5-15P to C13 2M Long, C14 to 5-15R 0.5M Long | https://www.se.com/us/en/product/AR4605 |  |  | 3.94x5.12x9.06(in) 10.00x13.00x23.00(cent) | 2.20(kilos) 4.85(lbs) |  |  | 731304427186 | NAM CERTIFIED PARTNER USD | 16-SEP-2025 | 123.00 | 01-NOV-2025 | 141.00
| AR4701 | Dust Filter Pack NetShelter CX 18U & 24U 2 Small Filters | https://www.se.com/us/en/product/AR4701 |  |  | 27.56x6.30x6.30(in) 70.00x16.00x16.00(cent) | 0.50(kilos) 1.10(lbs) |  |  | 731304294535 | NAM CERTIFIED PARTNER USD | 16-SEP-2025 | 106.00 | 01-NOV-2025 | 122.00
| AR4702 | Dust Filter Pack Netshelter CX 38U 2 Small Filters & 2 Large Filters | https://www.se.com/us/en/product/AR4702 |  |  | 27.56x6.30x6.30(in) 70.00x16.00x16.00(cent) | 0.80(kilos) 1.76(lbs) |  |  | 731304294542 | NAM CERTIFIED PARTNER USD | 16-SEP-2025 | 219.00 | 01-NOV-2025 | 251.00
| AR7711X886 | Rear facing rack PDU mounting kit for 48U/52U HS racks | https://www.se.com/us/en/product/AR7711X886 |  |  | 3.07x13.78x8.90(in) 7.80x35.00x22.60(cent) | 4.50(kilos) 9.92(lbs) |  |  | 731304787082 | NAM CERTIFIED PARTNER USD | 16-SEP-2025 | 134.00 | 01-NOV-2025 | 154.00
| AR9457SPB2X886 | APC NetShelter SX Gen 2 HS Rack , 48U, 2258H x 750W x 1400D mm, with Shock Package, Black SMC | https://www.se.com/us/en/product/AR9457SPB2X886 |  |  | 97.99x59.88x43.50(in) 248.90x152.10x110.50(cent) | 423.00(kilos) 932.72(lbs) |  |  | 731304774709 | NAM CERTIFIED PARTNER USD | 16-SEP-2025 | 5300.00 | 01-NOV-2025 | 6095.00
| AR9458SPB2X886 | APC NetShelter SX Gen 2 HS Rack , 52U, 2436H x 750W x 1400D mm, with Shock Package, Black SMC | https://www.se.com/us/en/product/AR9458SPB2X886 |  |  | 105.00x59.88x43.50(in) 266.70x152.10x110.50(cent) | 442.00(kilos) 974.61(lbs) |  |  | 731304774686 | NAM CERTIFIED PARTNER USD | 16-SEP-2025 | 7245.00 | 01-NOV-2025 | 8335.00
| AR9487SPB2X886 | APC NetShelter SX Gen 2 HS Rack , 48U, 2258H x 800W x 1400D mm, with Shock Package, Black SMC | https://www.se.com/us/en/product/AR9487SPB2X886 |  |  | 97.99x59.88x43.50(in) 248.90x152.10x110.50(cent) | 450.00(kilos) 992.25(lbs) |  |  | 731304774716 | NAM CERTIFIED PARTNER USD | 16-SEP-2025 | 5515.00 | 01-NOV-2025 | 6345.00
| AR9488SPB2X886 | APC NetShelter SX Gen 2 HS Rack , 52U, 2436H x 800W x 1400D mm, with Shock Package, Black SMC | https://www.se.com/us/en/product/AR9488SPB2X886 |  |  | 105.00x59.88x43.50(in) 266.70x152.10x110.50(cent) | 465.00(kilos) 1025.33(lbs) |  |  | 731304774693 | NAM CERTIFIED PARTNER USD | 16-SEP-2025 | 7355.00 | 01-NOV-2025 | 8455.00
| AR9557SPB2 | APC NetShelter SX Advanced Rack, High Strength, 48U, 2258H x 750W x 1295D mm, with Shock Package, Black | https://www.se.com/us/en/product/AR9557SPB2 |  |  | 98.11x57.48x43.50(in) 249.20x146.00x110.50(cent) | 368.00(kilos) 811.44(lbs) |  |  | 731304762645 | NAM CERTIFIED PARTNER USD | 16-SEP-2025 | 5685.00 | 01-NOV-2025 | 6535.00
| AR9558SPB2 | APC NetShelter SX Advanced Rack, High Strength, 52U, 2436H x 750W x 1295D mm, with Shock Package, Black | https://www.se.com/us/en/product/AR9558SPB2 |  |  | 105.12x57.48x43.50(in) 267.00x146.00x110.50(cent) | 390.00(kilos) 859.95(lbs) |  |  | 731304762607 | NAM CERTIFIED PARTNER USD | 16-SEP-2025 | 6720.00 | 01-NOV-2025 | 7725.00
| AR9558SPB2X886 | APC NetShelter SX Gen 2 HS Rack , 52U, 2436H x 750W x 1295D mm, with Shock Package, Black SMC | https://www.se.com/us/en/product/AR9558SPB2X886 |  |  | 105.00x55.75x43.50(in) 266.70x141.60x110.50(cent) | 429.00(kilos) 945.95(lbs) |  |  | 731304772156 | NAM CERTIFIED PARTNER USD | 16-SEP-2025 | 6705.00 | 01-NOV-2025 | 7710.00
| AR9587SPB2 | APC NetShelter SX Advanced Rack, High Strength, 48U, 2258H x 800W x 1295D mm, with Shock Package, Black | https://www.se.com/us/en/product/AR9587SPB2 |  |  | 98.11x57.48x43.50(in) 249.20x146.00x110.50(cent) | 378.00(kilos) 833.49(lbs) |  |  | 731304762638 | NAM CERTIFIED PARTNER USD | 16-SEP-2025 | 5845.00 | 01-NOV-2025 | 6720.00
| AR9588SPB2 | APC NetShelter SX Advanced Rack, High Strength, 52U, 2436H x 800W x 1295D mm, with Shock Package, Black | https://www.se.com/us/en/product/AR9588SPB2 |  |  | 105.12x57.48x43.50(in) 267.00x146.00x110.50(cent) | 395.00(kilos) 870.98(lbs) |  |  | 731304762614 | NAM CERTIFIED PARTNER USD | 16-SEP-2025 | 6885.00 | 01-NOV-2025 | 7920.00
| AR9588SPB2X886 | APC NetShelter SX Gen 2 HS Rack , 52U, 2436H x 800W x 1295D mm, with Shock Package, Black SMC | https://www.se.com/us/en/product/AR9588SPB2X886 |  |  | 105.00x55.75x43.50(in) 266.70x141.60x110.50(cent) | 449.00(kilos) 990.04(lbs) |  |  | 731304773696 | NAM CERTIFIED PARTNER USD | 16-SEP-2025 | 6920.00 | 01-NOV-2025 | 7960.00
| AR9657SPB2 | APC NetShelter SX Advanced Rack, High Strength, 48U, 2258H x 750W x 1470D mm, with Shock Package, Black | https://www.se.com/us/en/product/AR9657SPB2 |  |  | 98.11x64.37x43.50(in) 249.20x163.50x110.50(cent) | 370.00(kilos) 815.85(lbs) |  |  | 731304762591 | NAM CERTIFIED PARTNER USD | 16-SEP-2025 | 6420.00 | 01-NOV-2025 | 7380.00
| AR9658SPB2 | APC NetShelter SX Advanced Rack, High Strength, 52U, 2436H x 750W x 1470D mm, with Shock Package, Black | https://www.se.com/us/en/product/AR9658SPB2 |  |  | 105.12x64.37x43.50(in) 267.00x163.50x110.50(cent) | 391.00(kilos) 862.16(lbs) |  |  | 731304762621 | NAM CERTIFIED PARTNER USD | 16-SEP-2025 | 7220.00 | 01-NOV-2025 | 8300.00
| AR9658SPB2X886 | APC NetShelter SX Gen 2 HS Rack , 52U, 2436H x 750W x 1470D mm, with Shock Package, Black SMC | https://www.se.com/us/en/product/AR9658SPB2X886 |  |  | 105.00x62.64x43.50(in) 266.70x159.10x110.50(cent) | 451.00(kilos) 994.46(lbs) |  |  | 731304772163 | NAM CERTIFIED PARTNER USD | 16-SEP-2025 | 7245.00 | 01-NOV-2025 | 8335.00
| AR9688SPB2X886 | APC NetShelter SX Gen 2 HS Rack , 52U, 2436H x 800W x 1470D mm, with Shock Package, Black SMC | https://www.se.com/us/en/product/AR9688SPB2X886 |  |  | 105.00x62.64x43.50(in) 266.70x159.10x110.50(cent) | 488.00(kilos) 1076.04(lbs) |  |  | 731304773702 | NAM CERTIFIED PARTNER USD | 16-SEP-2025 | 7355.00 | 01-NOV-2025 | 8455.00
| MDC24SX3KVAT | Micro Data Center 24U SX, 3KVA, 120V | https://www.se.com/us/en/product/MDC24SX3KVAT |  |  | 53.15x35.39x47.99(in) 135.00x89.90x121.90(cent) | 258.55(kilos) 570.10(lbs) |  |  | 731304335764 | NAM CERTIFIED PARTNER USD | 16-SEP-2025 | 10950.00 | 01-NOV-2025 | 12595.00
| MDC42SX5KVAT | Micro Data Center 42U SX, 5KVA, 208V | https://www.se.com/us/en/product/MDC42SX5KVAT |  |  | 85.79x43.50x52.01(in) 217.90x110.50x132.10(cent) | 396.89(kilos) 875.14(lbs) |  |  | 731304335788 | NAM CERTIFIED PARTNER USD | 16-SEP-2025 | 18065.00 | 01-NOV-2025 | 20775.00
| MDCBASEINSTLK | Base Enclosure Integration | https://www.se.com/us/en/product/MDCBASEINSTLK |  |  |  | 0.01(kilos) 0.02(lbs) |  |  |  | NAM CERTIFIED PARTNER USD | 16-SEP-2025 | 3050.00 | 01-NOV-2025 | 3510.00
| MDCFANINSTLK | Fan flip and install, per fan | https://www.se.com/us/en/product/MDCFANINSTLK |  |  |  | 0.01(kilos) 0.02(lbs) |  |  |  | NAM CERTIFIED PARTNER USD | 16-SEP-2025 | 238.00 | 01-NOV-2025 | 273.00
| MDCHTRINSTLK | Heater install for one heater | https://www.se.com/us/en/product/MDCHTRINSTLK |  |  |  | 0.01(kilos) 0.02(lbs) |  |  |  | NAM CERTIFIED PARTNER USD | 16-SEP-2025 | 222.00 | 01-NOV-2025 | 255.00
| MDCHTRRELAYINSTLK | Heater install for one timing relay, one power relay, terminal block, junction box | https://www.se.com/us/en/product/MDCHTRRELAYINSTLK |  |  |  | 0.01(kilos) 0.02(lbs) |  |  |  | NAM CERTIFIED PARTNER USD | 16-SEP-2025 | 308.00 | 01-NOV-2025 | 354.00
| MDCMOUNTWIREINSTLK | Mount, Wire, Install Component | https://www.se.com/us/en/product/MDCMOUNTWIREINSTLK |  |  |  | 0.01(kilos) 0.02(lbs) |  |  | 731304578208 | NAM CERTIFIED PARTNER USD | 16-SEP-2025 | 168.00 | 01-NOV-2025 | 193.00
| MDCUPSINSTLK | UPS Installation (on SURTRK4 rails if 1000mm o0r deeper enclosure), includes mount of temp sensor that comes with UPS | https://www.se.com/us/en/product/MDCUPSINSTLK |  |  |  | 0.01(kilos) 0.02(lbs) |  |  | 731304578192 | NAM CERTIFIED PARTNER USD | 16-SEP-2025 | 308.00 | 01-NOV-2025 | 354.00
| MDCVENTINSTLK | Vent grid install, per vent | https://www.se.com/us/en/product/MDCVENTINSTLK |  |  |  | 0.01(kilos) 0.02(lbs) |  |  | 731304573876 | NAM CERTIFIED PARTNER USD | 16-SEP-2025 | 138.00 | 01-NOV-2025 | 159.00
| MDCWALLBASEINSTLK | Base Wall Enclosure Integration - NAM | https://www.se.com/us/en/product/MDCWALLBASEINSTLK | [7 empty] | NAM CERTIFIED PARTNER USD | 16-SEP-2025 | 1250.00 | 01-NOV-2025 | 1435.00
Renew >> Services | WMPRS5-MP-105IP | Modular UPS Revitalization Service for 1 Symmetra MW 1000kW Frame with 5 X SYPM200KG with IP | https://www.se.com/us/en/product/WMPRS5-MP-105IP |  |  | 39.37x39.37x39.37(in) 100.00x100.00x100.00(cent) | 170.53(kilos) 376.02(lbs) |  |  | 731304798903 | NAM CERTIFIED PARTNER USD | 16-SEP-2025 | - | 01-NOV-2025 | 199100.00
Room Power Distribution >> Power Distribution | 0M-PMM5VOLTS216 | PMM CONNECTION KIT FOR 216V 500kVA | https://www.se.com/us/en/product/0M-PMM5VOLTS216 |  |  | 3.54x6.30x3.54(in) 9.00x16.00x9.00(cent) | 1.65(kilos) 3.64(lbs) |  |  | 731304746546 | NAM CERTIFIED PARTNER USD | 16-SEP-2025 | 204.00 | 01-NOV-2025 | 225.00
| 0M-PMM5VOLTS415 | PMM CONNECTION KIT FOR 415V 500kVA | https://www.se.com/us/en/product/0M-PMM5VOLTS415 |  |  | 3.54x6.30x3.54(in) 9.00x16.00x9.00(cent) | 1.65(kilos) 3.64(lbs) |  |  | 731304746553 | NAM CERTIFIED PARTNER USD | 16-SEP-2025 | 398.00 | 01-NOV-2025 | 438.00
| 0M-PMM30FF084 | 30 KVA 208V INPUT 208V OUTPUT 84 POLE | https://www.se.com/us/en/product/0M-PMM30FF084 |  |  | 82.00x39.00x51.00(in) 208.28x99.06x129.54(cent) | 519.82(kilos) 1146.20(lbs) |  |  |  | NAM CERTIFIED PARTNER USD | 16-SEP-2025 | 5575.00 | 01-NOV-2025 | 6130.00
| 0M-PMM50FF168 | 50 KVA 208V INPUT 208V OUTPUT 168 POLE | https://www.se.com/us/en/product/0M-PMM50FF168 |  |  | 29.56x72.50x72.17(in) 75.08x184.15x183.31(cent) | 732.55(kilos) 1615.28(lbs) |  |  |  | NAM CERTIFIED PARTNER USD | 16-SEP-2025 | 4315.00 | 01-NOV-2025 | 4750.00
| 0M-PMM50GF084 | 50 KVA 480V INPUT 208V OUTPUT 84 POLE | https://www.se.com/us/en/product/0M-PMM50GF084 |  |  | 29.56x42.50x72.16(in) 75.08x107.95x183.29(cent) | 544.31(kilos) 1200.21(lbs) |  |  |  | NAM CERTIFIED PARTNER USD | 16-SEP-2025 | 8370.00 | 01-NOV-2025 | 9205.00
| 0M-PMM50GF168 | 50 KVA 480V INPUT 208V OUTPUT 168 POLE | https://www.se.com/us/en/product/0M-PMM50GF168 |  |  | 29.56x72.50x72.17(in) 75.08x184.15x183.31(cent) | 732.55(kilos) 1615.28(lbs) |  |  |  | NAM CERTIFIED PARTNER USD | 16-SEP-2025 | 4630.00 | 01-NOV-2025 | 5090.00
| 0M-PMM75FF126 | 75 KVA 208V INPUT 208V OUTPUT 126 POLE | https://www.se.com/us/en/product/0M-PMM75FF126 |  |  | 29.56x57.50x72.18(in) 75.08x146.05x183.34(cent) | 709.87(kilos) 1565.27(lbs) |  |  |  | NAM CERTIFIED PARTNER USD | 16-SEP-2025 | 4340.00 | 01-NOV-2025 | 4775.00
| 0M-PMM75GF084 | 75 KVA 480V INPUT 208V OUTPUT 84 POLE | https://www.se.com/us/en/product/0M-PMM75GF084 |  |  | 85.00x38.00x48.00(in) 215.90x96.52x121.92(cent) | 695.81(kilos) 1534.26(lbs) |  |  |  | NAM CERTIFIED PARTNER USD | 16-SEP-2025 | 8410.00 | 01-NOV-2025 | 9250.00
| 0M-PMM75GF126 | 75 KVA 480V INPUT 208V OUTPUT 126 POLE | https://www.se.com/us/en/product/0M-PMM75GF126 |  |  | 29.56x57.50x72.18(in) 75.08x146.05x183.34(cent) | 800.59(kilos) 1765.30(lbs) |  |  |  | NAM CERTIFIED PARTNER USD | 16-SEP-2025 | 4340.00 | 01-NOV-2025 | 4775.00
| 0M-PMM100FF168 | 100 KVA 208V INPUT 208V OUTPUT 168 POLE | https://www.se.com/us/en/product/0M-PMM100FF168 |  |  | 29.56x72.50x72.17(in) 75.08x184.15x183.31(cent) | 902.65(kilos) 1990.34(lbs) |  |  |  | NAM CERTIFIED PARTNER USD | 16-SEP-2025 | 4345.00 | 01-NOV-2025 | 4775.00
| 0M-PMM100FF252 | 100 KVA 208V INPUT 208V OUTPUT 252 POLE | https://www.se.com/us/en/product/0M-PMM100FF252 |  |  | 0.00x0.00x0.00(in) 0.01x0.01x0.01(cent) | 0.01(kilos) 0.02(lbs) |  |  |  | NAM CERTIFIED PARTNER USD | 16-SEP-2025 | 4920.00 | 01-NOV-2025 | 5410.00
| 0M-PMM100GF084 | 100 KVA 480V INPUT 208V OUTPUT 84 POLE | https://www.se.com/us/en/product/0M-PMM100GF084 |  |  | 29.56x42.50x72.16(in) 75.08x107.95x183.29(cent) | 714.41(kilos) 1575.27(lbs) |  |  |  | NAM CERTIFIED PARTNER USD | 16-SEP-2025 | 8370.00 | 01-NOV-2025 | 9210.00
| 0M-PMM125GF084 | 125 KVA 480V INPUT 208V OUTPUT 84 POLE | https://www.se.com/us/en/product/0M-PMM125GF084 |  |  | 81.00x39.00x50.00(in) 205.74x99.06x127.00(cent) | 881.33(kilos) 1943.33(lbs) |  |  |  | NAM CERTIFIED PARTNER USD | 16-SEP-2025 | 9200.00 | 01-NOV-2025 | 10120.00
| 0M-PMM125GF126 | 125 KVA 480V INPUT 208V OUTPUT 126 POLE | https://www.se.com/us/en/product/0M-PMM125GF126 |  |  | 29.56x57.50x72.18(in) 75.08x146.05x183.34(cent) | 941.20(kilos) 2075.35(lbs) |  |  |  | NAM CERTIFIED PARTNER USD | 16-SEP-2025 | 6590.00 | 01-NOV-2025 | 7250.00
| 0M-PMM150GF084 | 150 KVA 480V INPUT 208V OUTPUT 84 POLE | https://www.se.com/us/en/product/0M-PMM150GF084 |  |  | 29.56x42.50x72.16(in) 75.08x107.95x183.29(cent) | 861.83(kilos) 1900.33(lbs) |  |  |  | NAM CERTIFIED PARTNER USD | 16-SEP-2025 | 9885.00 | 01-NOV-2025 | 10870.00
| 0M-PMM150LF084 | 150 KVA 600V INPUT 208V OUTPUT 84 POLE | https://www.se.com/us/en/product/0M-PMM150LF084 |  |  | 29.56x42.50x72.16(in) 75.08x107.95x183.29(cent) | 861.83(kilos) 1900.33(lbs) |  |  |  | NAM CERTIFIED PARTNER USD | 16-SEP-2025 | 5575.00 | 01-NOV-2025 | 6130.00
| 0M-PMM150LF126 | 150 KVA 600V INPUT 208V OUTPUT 126 POLE | https://www.se.com/us/en/product/0M-PMM150LF126 |  |  | 29.56x57.50x72.18(in) 75.08x146.05x183.34(cent) | 975.22(kilos) 2150.37(lbs) |  |  |  | NAM CERTIFIED PARTNER USD | 16-SEP-2025 | 4395.00 | 01-NOV-2025 | 4835.00
| 0M-PMM200GF084 | 200 KVA 480V INPUT 208V OUTPUT 84 POLE | https://www.se.com/us/en/product/0M-PMM200GF084 |  |  | 85.00x38.00x48.00(in) 215.90x96.52x121.92(cent) | 1018.77(kilos) 2246.38(lbs) |  |  |  | NAM CERTIFIED PARTNER USD | 16-SEP-2025 | 5970.00 | 01-NOV-2025 | 6565.00
| 0M-PMMOPT003 | SQD 4 OUTPUT CB PNLB A | https://www.se.com/us/en/product/0M-PMMOPT003 |  |  | 0.00x0.00x0.00(in) 0.01x0.01x0.01(cent) | 0.01(kilos) 0.02(lbs) |  |  |  | NAM CERTIFIED PARTNER USD | 16-SEP-2025 | 2625.00 | 01-NOV-2025 | 2885.00
| 0M-PMMOPT007 | SQD 4 OUTPUT CB PNLB B | https://www.se.com/us/en/product/0M-PMMOPT007 |  |  | 0.00x0.00x0.00(in) 0.01x0.01x0.01(cent) | 0.01(kilos) 0.02(lbs) |  |  |  | NAM CERTIFIED PARTNER USD | 16-SEP-2025 | 2655.00 | 01-NOV-2025 | 2920.00
| 0M-PMMOPT015 | METER VERIS OUT | https://www.se.com/us/en/product/0M-PMMOPT015 |  |  | 0.00x0.00x0.00(in) 0.01x0.01x0.01(cent) | 0.01(kilos) 0.02(lbs) |  |  |  | NAM CERTIFIED PARTNER USD | 16-SEP-2025 | 1965.00 | 01-NOV-2025 | 2160.00
| 0M-PMMOPT019 | ISOL GND KIT PMN084 | https://www.se.com/us/en/product/0M-PMMOPT019 |  |  | 0.00x0.00x0.00(in) 0.01x0.01x0.01(cent) | 0.01(kilos) 0.02(lbs) |  |  |  | NAM CERTIFIED PARTNER USD | 16-SEP-2025 | 725.00 | 01-NOV-2025 | 798.00
| 0M-PMMOPT095 | SQD PNLB A W/Q2H | https://www.se.com/us/en/product/0M-PMMOPT095 |  |  | 0.00x0.00x0.00(in) 0.01x0.01x0.01(cent) | 0.01(kilos) 0.02(lbs) |  |  |  | NAM CERTIFIED PARTNER USD | 16-SEP-2025 | 1570.00 | 01-NOV-2025 | 1725.00
| 0M-PMMOPT098 | SQD PNLB B W/Q2H | https://www.se.com/us/en/product/0M-PMMOPT098 |  |  | 0.00x0.00x0.00(in) 0.01x0.01x0.01(cent) | 0.01(kilos) 0.02(lbs) |  |  |  | NAM CERTIFIED PARTNER USD | 16-SEP-2025 | 1410.00 | 01-NOV-2025 | 1550.00
| 0M-PMMOPT155 | METER VERIS IN/OUT 75KVA | https://www.se.com/us/en/product/0M-PMMOPT155 |  |  | 0.00x0.00x0.00(in) 0.01x0.01x0.01(cent) | 0.01(kilos) 0.02(lbs) |  |  |  | NAM CERTIFIED PARTNER USD | 16-SEP-2025 | 2730.00 | 01-NOV-2025 | 3005.00
| 0M-PMMOPT305 | SYS 84 BOTTOM ENTRY 125-300KVA | https://www.se.com/us/en/product/0M-PMMOPT305 |  |  | 0.00x0.00x0.00(in) 0.01x0.01x0.01(cent) | 0.01(kilos) 0.02(lbs) |  |  |  | NAM CERTIFIED PARTNER USD | 16-SEP-2025 | 1620.00 | 01-NOV-2025 | 1780.00
| 0M-PMMOPT340 | XFMR COPPER K20 225KVA 480V | https://www.se.com/us/en/product/0M-PMMOPT340 |  |  | 0.00x0.00x0.00(in) 0.01x0.01x0.01(cent) | 0.01(kilos) 0.02(lbs) |  |  |  | NAM CERTIFIED PARTNER USD | 16-SEP-2025 | 17990.00 | 01-NOV-2025 | 19790.00
| 0M-PMMOPT348 | XFMR COPPER K20 300KVA 480V | https://www.se.com/us/en/product/0M-PMMOPT348 |  |  | 0.00x0.00x0.00(in) 0.01x0.01x0.01(cent) | 0.01(kilos) 0.02(lbs) |  |  |  | NAM CERTIFIED PARTNER USD | 16-SEP-2025 | 22390.00 | 01-NOV-2025 | 24630.00
| 0M-PMMXSEISBRK084 | SEISMIC BRACING SYS 084 | https://www.se.com/us/en/product/0M-PMMXSEISBRK084 |  |  | 0.00x0.00x0.00(in) 0.01x0.01x0.01(cent) | 0.01(kilos) 0.02(lbs) |  |  |  | NAM CERTIFIED PARTNER USD | 16-SEP-2025 | 173.00 | 01-NOV-2025 | 190.00
| 0M-PMRFF168B | 208V INPUT/OUTPUT 168 POLE B-B | https://www.se.com/us/en/product/0M-PMRFF168B |  |  | 24.38x27.80x72.21(in) 61.93x70.61x183.41(cent) | 408.23(kilos) 900.15(lbs) |  |  |  | NAM CERTIFIED PARTNER USD | 16-SEP-2025 | 7550.00 | 01-NOV-2025 | 8305.00
| L3-0G-PMMSTD10 | Base Assy 1000KVA, CU XFMR, NO MIB, 480V IN, 415V/400V OUT | https://www.se.com/us/en/product/L3-0G-PMMSTD10 |  |  | 0.79x0.79x0.79(in) 2.00x2.00x2.00(cent) | 2.00(kilos) 4.41(lbs) |  |  | 731304768630 | NAM CERTIFIED PARTNER USD | 16-SEP-2025 | 171100.00 | 01-NOV-2025 | 188210.00
| L3-0M-PMMCB803 | P-FRAME LSI 800 AMPS 80% 65KA 480V Micrologic 5.0 | https://www.se.com/us/en/product/L3-0M-PMMCB803 |  |  | 0.79x0.79x0.79(in) 2.00x2.00x2.00(cent) | 2.00(kilos) 4.41(lbs) |  |  | 731304768661 | NAM CERTIFIED PARTNER USD | 16-SEP-2025 | 3620.00 | 01-NOV-2025 | 3980.00
| L3-0M-PMMCB8031 | P-FRAME LSI 800 AMPS 100% 65KA 480V Micrologic 5.0 | https://www.se.com/us/en/product/L3-0M-PMMCB8031 |  |  | 0.79x0.79x0.79(in) 2.00x2.00x2.00(cent) | 2.00(kilos) 4.41(lbs) |  |  | 731304768678 | NAM CERTIFIED PARTNER USD | 16-SEP-2025 | 2945.00 | 01-NOV-2025 | 3240.00
| L3-0M-PMMCBF15 | PDU PANEL 1.5 IN BLANK FILLER | https://www.se.com/us/en/product/L3-0M-PMMCBF15 |  |  | 0.79x0.79x0.79(in) 2.00x2.00x2.00(cent) | 2.00(kilos) 4.41(lbs) |  |  | 731304764076 | NAM CERTIFIED PARTNER USD | 16-SEP-2025 | 15.50 | 01-NOV-2025 | 17.25
| L3-0M-PMMCBF45 | PDU PANEL 4.5 IN BLANK FILLER | https://www.se.com/us/en/product/L3-0M-PMMCBF45 |  |  | 0.79x0.79x0.79(in) 2.00x2.00x2.00(cent) | 2.00(kilos) 4.41(lbs) |  |  | 731304764083 | NAM CERTIFIED PARTNER USD | 16-SEP-2025 | 15.50 | 01-NOV-2025 | 17.25
| L3-0M-PMMIRW | PMM IR WINDOW FOR INFRARED SCAN | https://www.se.com/us/en/product/L3-0M-PMMIRW |  |  | 5.00x5.00x5.00(in) 12.70x12.70x12.70(cent) | 45.00(kilos) 99.23(lbs) |  |  | 731304761051 | NAM CERTIFIED PARTNER USD | 16-SEP-2025 | 13005.00 | 01-NOV-2025 | 14305.00
| L3-0M-PMMIRW-WH | PMM IR Window for Infrared Scan-White | https://www.se.com/us/en/product/L3-0M-PMMIRW-WH |  |  | 0.79x0.79x0.79(in) 2.00x2.00x2.00(cent) | 2.00(kilos) 4.41(lbs) |  |  | 731304773122 | NAM CERTIFIED PARTNER USD | 16-SEP-2025 | 16030.00 | 01-NOV-2025 | 17630.00
| L3-0M-PMMMIB1MW-02 | R-FRAME LSI 1MW 65KA@480V CB ASY (RJF36160CU33B) | https://www.se.com/us/en/product/L3-0M-PMMMIB1MW-02 |  |  | 0.79x0.79x0.79(in) 2.00x2.00x2.00(cent) | 2.00(kilos) 4.41(lbs) |  |  | 731304768647 | NAM CERTIFIED PARTNER USD | 16-SEP-2025 | 5275.00 | 01-NOV-2025 | 5800.00
| L3-0M-PMMMOB5 | R-FRAME LSI 500KVA 100KA@240V CB ASY BLACK | https://www.se.com/us/en/product/L3-0M-PMMMOB5 |  |  | 5.00x5.00x5.00(in) 12.70x12.70x12.70(cent) | 45.35(kilos) 100.00(lbs) |  |  | 731304761099 | NAM CERTIFIED PARTNER USD | 16-SEP-2025 | 13255.00 | 01-NOV-2025 | 14580.00
| L3-0M-PMMMOBN5 | NO MAIN OUTPUT DEVICE 500 KVA BLACK | https://www.se.com/us/en/product/L3-0M-PMMMOBN5 |  |  | 30.00x30.00x30.00(in) 76.20x76.20x76.20(cent) | 45.36(kilos) 100.02(lbs) |  |  | 731304761105 | NAM CERTIFIED PARTNER USD | 16-SEP-2025 | 4615.00 | 01-NOV-2025 | 5080.00
| L3-0M-PMMMON5034 | EM3K OUT + EM4K 14CH 500KVA BLACK | https://www.se.com/us/en/product/L3-0M-PMMMON5034 |  |  | 10.00x10.00x10.00(in) 25.40x25.40x25.40(cent) | 2.00(kilos) 4.41(lbs) |  |  | 731304761112 | NAM CERTIFIED PARTNER USD | 16-SEP-2025 | 1760.00 | 01-NOV-2025 | 1935.00
| L3-0M-PMMMON5054 | PM5K OUT + EM4K 14CH 500KVA BLACK | https://www.se.com/us/en/product/L3-0M-PMMMON5054 |  |  | 10.00x10.00x10.00(in) 25.40x25.40x25.40(cent) | 2.00(kilos) 4.41(lbs) |  |  | 731304761129 | NAM CERTIFIED PARTNER USD | 16-SEP-2025 | 1975.00 | 01-NOV-2025 | 2170.00
| L3-0M-PMMMON5334 | EM3K IN + EM3KOUT + EM4K 14CH 500KVA BLACK | https://www.se.com/us/en/product/L3-0M-PMMMON5334 |  |  | 0.79x0.79x0.79(in) 2.00x2.00x2.00(cent) | 2.00(kilos) 4.41(lbs) |  |  | 731304761136 | NAM CERTIFIED PARTNER USD | 16-SEP-2025 | 2695.00 | 01-NOV-2025 | 2965.00
| L3-0M-PMMMON5354 | EM3K IN + PM5K OUT + EM4K 14CH 500KVA BLACK | https://www.se.com/us/en/product/L3-0M-PMMMON5354 |  |  | 10.00x10.00x10.00(in) 25.40x25.40x25.40(cent) | 2.00(kilos) 4.41(lbs) |  |  | 731304761143 | NAM CERTIFIED PARTNER USD | 16-SEP-2025 | 2990.00 | 01-NOV-2025 | 3290.00
| L3-0M-PMMMON5534 | PM5K IN + EM3K OUT + EM4K 14CH 500KVA BLACK | https://www.se.com/us/en/product/L3-0M-PMMMON5534 |  |  | 10.00x10.00x10.00(in) 25.40x25.40x25.40(cent) | 2.00(kilos) 4.41(lbs) |  |  | 731304761150 | NAM CERTIFIED PARTNER USD | 16-SEP-2025 | 3095.00 | 01-NOV-2025 | 3405.00
| L3-0M-PMMMON5554 | PM5K IN + PM5K OUT + EM4K 14CH 500KVA BLACK | https://www.se.com/us/en/product/L3-0M-PMMMON5554 |  |  | 20.00x10.00x20.00(in) 50.80x25.40x50.80(cent) | 15.00(kilos) 33.08(lbs) |  |  | 731304761167 | NAM CERTIFIED PARTNER USD | 16-SEP-2025 | 2795.00 | 01-NOV-2025 | 3075.00
| L3-0M-PMMMONIN-5K | PM5K Input Monitoring 1MW | https://www.se.com/us/en/product/L3-0M-PMMMONIN-5K |  |  | 0.79x0.79x0.79(in) 2.00x2.00x2.00(cent) | 2.00(kilos) 4.41(lbs) |  |  | 731304768708 | NAM CERTIFIED PARTNER USD | 16-SEP-2025 | 3545.00 | 01-NOV-2025 | 3900.00
| L3-0M-PMMSPD480V1M | 480Y/277V, 3Ph SPD 240kA - HL41MA24C 1MW | https://www.se.com/us/en/product/L3-0M-PMMSPD480V1M |  |  | 0.79x0.79x0.79(in) 2.00x2.00x2.00(cent) | 2.00(kilos) 4.41(lbs) |  |  | 731304768715 | NAM CERTIFIED PARTNER USD | 16-SEP-2025 | 1800.00 | 01-NOV-2025 | 1980.00
| L3-0M-PMMTMIB-02 | P FRAME 800A LSI 65KA CB ASY BK TEST INJECTION TEST | https://www.se.com/us/en/product/L3-0M-PMMTMIB-02 |  |  | 5.00x9.02x15.00(in) 12.70x22.90x38.10(cent) | 50.00(kilos) 110.25(lbs) |  |  | 731304761037 | NAM CERTIFIED PARTNER USD | 16-SEP-2025 | 336.00 | 01-NOV-2025 | 370.00
| L3-0M-SPD480V | 480Y 277V 3Ph SPD 240kA HL41MA24C | https://www.se.com/us/en/product/L3-0M-SPD480V |  |  | 12.17x5.59x13.46(in) 30.90x14.20x34.20(cent) | 10.04(kilos) 22.14(lbs) |  |  | 731304761044 | NAM CERTIFIED PARTNER USD | 16-SEP-2025 | 1190.00 | 01-NOV-2025 | 1310.00
| L3-PMM10VOLTS400 | PMM CONNECTION KIT FOR 400V,1000KVA | https://www.se.com/us/en/product/L3-PMM10VOLTS400 |  |  | 0.79x0.79x0.79(in) 2.00x2.00x2.00(cent) | 2.00(kilos) 4.41(lbs) |  |  |  | NAM CERTIFIED PARTNER USD | 16-SEP-2025 | 18.00 | 01-NOV-2025 | 19.75
| L3-PMM10VOLTS415 | PMM CONNECTION KIT FOR 415V,1000KVA | https://www.se.com/us/en/product/L3-PMM10VOLTS415 |  |  | 0.79x0.79x0.79(in) 2.00x2.00x2.00(cent) | 2.00(kilos) 4.41(lbs) |  |  |  | NAM CERTIFIED PARTNER USD | 16-SEP-2025 | 45.00 | 01-NOV-2025 | 50.00
| L3-PMMEPO-1MVA | PMM EPO BUTTON 1MVA | https://www.se.com/us/en/product/L3-PMMEPO-1MVA |  |  | 0.79x0.79x0.79(in) 2.00x2.00x2.00(cent) | 2.00(kilos) 4.41(lbs) |  |  |  | NAM CERTIFIED PARTNER USD | 16-SEP-2025 | 116.00 | 01-NOV-2025 | 127.00
| L3-PMMMONO-6KO-6KB | HDPM6000 for Total Output + Branch 1MW | https://www.se.com/us/en/product/L3-PMMMONO-6KO-6KB |  |  | 0.79x0.79x0.79(in) 2.00x2.00x2.00(cent) | 2.00(kilos) 4.41(lbs) |  |  | 731304769521 | NAM CERTIFIED PARTNER USD | 16-SEP-2025 | 2830.00 | 01-NOV-2025 | 3110.00
| L3-PMMMREST-1MVA | PMM MANUAL RESTART 1MVA | https://www.se.com/us/en/product/L3-PMMMREST-1MVA |  |  | 0.79x0.79x0.79(in) 2.00x2.00x2.00(cent) | 2.00(kilos) 4.41(lbs) |  |  |  | NAM CERTIFIED PARTNER USD | 16-SEP-2025 | 116.00 | 01-NOV-2025 | 127.00
| L3-TME55249 | CB PA8TC LINE COVER TERMINATION | https://www.se.com/us/en/product/L3-TME55249 |  |  | 0.79x0.79x0.79(in) 2.00x2.00x2.00(cent) | 2.00(kilos) 4.41(lbs) |  |  | 731304768692 | NAM CERTIFIED PARTNER USD | 16-SEP-2025 | 582.00 | 01-NOV-2025 | 640.00
| PMM1000-CUB | Galaxy Power Distribution Unit, 1000kVA, copper transformer, 480V input, 400/415V output, standard | https://www.se.com/us/en/product/PMM1000-CUB | 480 | 415 41 | 92.52x61.02x92.91(in) 235.00x155.00x236.00(cent) | 4800.00(kilos) 10584.00(lbs) |  |  | 731304771432 | NAM CERTIFIED PARTNER USD | 16-SEP-2025 | - | 01-NOV-2025 | Call for Quote
Row 3 Phase Power Distribution >> Power Distribution | 0G-8310 | KIT FILLER SQD NQ PNL QTY 15 ATO | https://www.se.com/us/en/product/0G-8310 |  |  | 8.00x8.00x2.00(in) 20.32x20.32x5.08(cent) | 0.45(kilos) 1.00(lbs) |  |  |  | NAM CERTIFIED PARTNER USD | 16-SEP-2025 | 14.50 | 01-NOV-2025 | 16.00
| 0G-8313 | PLUG FILLER GLAND PLATE 84P PDU ATO | https://www.se.com/us/en/product/0G-8313 |  |  | 1.50x1.50x0.25(in) 3.81x3.81x0.64(cent) | 0.02(kilos) 0.05(lbs) |  |  |  | NAM CERTIFIED PARTNER USD | 16-SEP-2025 | 7.30 | 01-NOV-2025 | 8.00
| 0G-8314 | BCPM 84P KIT ATO | https://www.se.com/us/en/product/0G-8314 |  |  | 15.00x15.00x15.00(in) 38.10x38.10x38.10(cent) | 3.63(kilos) 8.00(lbs) |  |  |  | NAM CERTIFIED PARTNER USD | 16-SEP-2025 | 7045.00 | 01-NOV-2025 | 7745.00
| 0G-8315 | ASSY PACKAGING FINAL 84P PDU ATO | https://www.se.com/us/en/product/0G-8315 |  |  | 60.00x60.00x60.00(in) 152.40x152.40x152.40(cent) | 18.14(kilos) 40.01(lbs) |  |  |  | NAM CERTIFIED PARTNER USD | 16-SEP-2025 | 1985.00 | 01-NOV-2025 | 2185.00
| 0G-ISX-150-UM-EN | APC ISX 150 KW PDU USER MANUAL | https://www.se.com/us/en/product/0G-ISX-150-UM-EN |  |  | 12.00x9.00x0.50(in) 30.48x22.86x1.27(cent) | 0.91(kilos) 2.00(lbs) |  |  |  | NAM CERTIFIED PARTNER USD | 16-SEP-2025 | 93.00 | 01-NOV-2025 | 102.00
| 0G-ISX-B-UM-80 | GEN ISX 80K TYPE B USERS MANUAL | https://www.se.com/us/en/product/0G-ISX-B-UM-80 |  |  | 14.50x13.00x3.50(in) 36.83x33.02x8.89(cent) | 2.27(kilos) 5.00(lbs) |  |  |  | NAM CERTIFIED PARTNER USD | 16-SEP-2025 | 115.00 | 01-NOV-2025 | 127.00
| 0G-ISX-B-UM-80-INT | GEN ISX 80K TYPE B USERS MANUAL INTL | https://www.se.com/us/en/product/0G-ISX-B-UM-80-INT |  |  | 15.00x13.00x3.50(in) 38.10x33.02x8.89(cent) | 2.27(kilos) 5.00(lbs) |  |  |  | NAM CERTIFIED PARTNER USD | 16-SEP-2025 | 124.00 | 01-NOV-2025 | 136.00
| 0G-PD40F6FK1-M | TYPE B PDU INCL. 208V ISOLATION TRANSFORMER & MBP | https://www.se.com/us/en/product/0G-PD40F6FK1-M |  |  | 90.00x36.00x48.00(in) 228.60x91.44x121.92(cent) | 725.75(kilos) 1600.27(lbs) |  |  |  | NAM CERTIFIED PARTNER USD | 16-SEP-2025 | 16945.00 | 01-NOV-2025 | 18640.00
| 0G-PD40G6FK1-M | TYPE B PDU INCL. 480V STEP DOWN TRANSFORMER & MBP | https://www.se.com/us/en/product/0G-PD40G6FK1-M |  |  | 90.00x36.00x48.00(in) 228.60x91.44x121.92(cent) | 487.61(kilos) 1075.18(lbs) |  |  |  | NAM CERTIFIED PARTNER USD | 16-SEP-2025 | 16345.00 | 01-NOV-2025 | 17980.00
| 0G-PD40L6FK1-M | TYPE B PDU INCL. 600V STEP DOWN TRANSFORMER & MBP | https://www.se.com/us/en/product/0G-PD40L6FK1-M |  |  | 86.00x36.00x48.00(in) 218.44x91.44x121.92(cent) | 635.03(kilos) 1400.24(lbs) |  |  |  | NAM CERTIFIED PARTNER USD | 16-SEP-2025 | 15485.00 | 01-NOV-2025 | 17030.00
| 0G-PD60F6FK1 | TYPE C PDU INCL. 208V ISOLATION TRANSFORMER | https://www.se.com/us/en/product/0G-PD60F6FK1 |  |  | 86.00x36.00x48.00(in) 218.44x91.44x121.92(cent) | 455.86(kilos) 1005.17(lbs) |  |  |  | NAM CERTIFIED PARTNER USD | 16-SEP-2025 | 14165.00 | 01-NOV-2025 | 15580.00
| 0G-PD60G6FK1 | TYPE C PDU INCL. 480V STEP DOWN TRANSFORMER | https://www.se.com/us/en/product/0G-PD60G6FK1 |  |  | 86.00x36.00x48.00(in) 218.44x91.44x121.92(cent) | 521.63(kilos) 1150.20(lbs) |  |  |  | NAM CERTIFIED PARTNER USD | 16-SEP-2025 | 13075.00 | 01-NOV-2025 | 14385.00
| 0G-PD60L6FK1 | TYPE C PDU INCL. 600V STEP DOWN TRANSFORMER | https://www.se.com/us/en/product/0G-PD60L6FK1 |  |  | 86.00x36.00x48.00(in) 218.44x91.44x121.92(cent) | 521.63(kilos) 1150.20(lbs) |  |  |  | NAM CERTIFIED PARTNER USD | 16-SEP-2025 | 12835.00 | 01-NOV-2025 | 14120.00
| 0G-PDPB150G6F | ASSY 84P PDU GENERIC UNIT | https://www.se.com/us/en/product/0G-PDPB150G6F |  |  | 86.00x40.00x48.00(in) 218.44x101.60x121.92(cent) | 851.39(kilos) 1877.32(lbs) |  |  | 731304559443 | NAM CERTIFIED PARTNER USD | 16-SEP-2025 | 24780.00 | 01-NOV-2025 | 27260.00
| 0G-PDPB150G6FATO | ASSY 84P PDU BASE UNIT ATO | https://www.se.com/us/en/product/0G-PDPB150G6FATO |  |  | 48.00x46.00x87.00(in) 121.92x116.84x220.98(cent) | 861.83(kilos) 1900.33(lbs) |  |  |  | NAM CERTIFIED PARTNER USD | 16-SEP-2025 | 24780.00 | 01-NOV-2025 | 27260.00
| 0G-PDRDP-F-13-SX | ISX RDP 208V 13IN SX RACK | https://www.se.com/us/en/product/0G-PDRDP-F-13-SX |  |  | 89.00x36.00x48.00(in) 226.06x91.44x121.92(cent) | 290.30(kilos) 640.11(lbs) |  |  |  | NAM CERTIFIED PARTNER USD | 16-SEP-2025 | 4880.00 | 01-NOV-2025 | 5365.00
| 0G-PDRPPNX10 | TYPE C PDU 208V INPUT | https://www.se.com/us/en/product/0G-PDRPPNX10 |  |  | 86.00x32.00x48.00(in) 218.44x81.28x121.92(cent) | 250.00(kilos) 551.25(lbs) |  |  |  | NAM CERTIFIED PARTNER USD | 16-SEP-2025 | 8045.00 | 01-NOV-2025 | 8850.00
| 0G-PDRPPNX10-M | S/A TYPE B PSX-PDU 208V IN W/MBP | https://www.se.com/us/en/product/0G-PDRPPNX10-M |  |  | 86.00x36.00x48.00(in) 218.44x91.44x121.92(cent) | 362.87(kilos) 800.14(lbs) |  |  |  | NAM CERTIFIED PARTNER USD | 16-SEP-2025 | 10355.00 | 01-NOV-2025 | 11390.00
| 0G-PSX-B-UM-EN | InfraStruXure Type B User Manual | https://www.se.com/us/en/product/0G-PSX-B-UM-EN |  |  | 0.00x0.00x0.00(in) 0.01x0.01x0.01(cent) | 0.01(kilos) 0.02(lbs) |  |  |  | NAM CERTIFIED PARTNER USD | 16-SEP-2025 | 80.00 | 01-NOV-2025 | 88.00
| 0G-PSX-C-UM-EN | INFRASTRUXURE TYPE C DISTRIBUTION USER MANUAL | https://www.se.com/us/en/product/0G-PSX-C-UM-EN |  |  | 13.00x12.00x3.00(in) 33.02x30.48x7.62(cent) | 0.79(kilos) 1.75(lbs) |  |  |  | NAM CERTIFIED PARTNER USD | 16-SEP-2025 | 93.00 | 01-NOV-2025 | 103.00
| 0H-0991 | MBP CTO CABLES EXIT LEFT OF 84P | https://www.se.com/us/en/product/0H-0991 |  |  | 0.00x0.00x0.00(in) 0.01x0.01x0.01(cent) | 0.01(kilos) 0.02(lbs) |  |  |  | NAM CERTIFIED PARTNER USD | 16-SEP-2025 | 1070.00 | 01-NOV-2025 | 1175.00
| 0H-0992 | MBP CTO CABLES EXIT RIGHT OF 84P | https://www.se.com/us/en/product/0H-0992 |  |  | 0.00x0.00x0.00(in) 0.01x0.01x0.01(cent) | 0.01(kilos) 0.02(lbs) |  |  |  | NAM CERTIFIED PARTNER USD | 16-SEP-2025 | 1070.00 | 01-NOV-2025 | 1175.00
| 0M-0217 | BRANCH CURRENT MONITORING 21 POLE | https://www.se.com/us/en/product/0M-0217 |  |  | 10.20x45.00x17.50(in) 25.90x114.30x44.45(cent) | 0.49(kilos) 1.07(lbs) |  |  |  | NAM CERTIFIED PARTNER USD | 16-SEP-2025 | 1420.00 | 01-NOV-2025 | 1560.00
| 0M-0218 | S/A BLANK PNL 1P CKTBRK NAM PSX-PDU | https://www.se.com/us/en/product/0M-0218 |  |  | 1.00x1.00x0.50(in) 2.54x2.54x1.27(cent) | 0.14(kilos) 0.30(lbs) |  |  |  | NAM CERTIFIED PARTNER USD | 16-SEP-2025 | 33.00 | 01-NOV-2025 | 36.00
| 0M-1699 | KIT PSX-PDU TYPE C BLACK EXTERIOR | https://www.se.com/us/en/product/0M-1699 |  |  | 3.94x31.50x74.80(in) 10.01x80.01x189.99(cent) | 47.00(kilos) 103.64(lbs) |  |  |  | NAM CERTIFIED PARTNER USD | 16-SEP-2025 | 1095.00 | 01-NOV-2025 | 1205.00
| 0M-1705 | S/A TESTED BRK 1P 32A ABB SMISS | https://www.se.com/us/en/product/0M-1705 |  |  | 4.72x6.69x6.69(in) 12.00x17.00x17.00(cent) | 0.00(kilos) 0.00(lbs) |  |  |  | NAM CERTIFIED PARTNER USD | 16-SEP-2025 | 91.00 | 01-NOV-2025 | 100.00
| 0M-2299 | S/A CKT BRKR 2P 30A 10K UL | https://www.se.com/us/en/product/0M-2299 |  |  | 3.50x3.50x3.50(in) 8.89x8.89x8.89(cent) | 0.50(kilos) 1.10(lbs) |  |  |  | NAM CERTIFIED PARTNER USD | 16-SEP-2025 | 73.00 | 01-NOV-2025 | 80.00
| 0M-2322-005 | CORDSET 4.0MM 3W W/32A IEC309R 5FOOT | https://www.se.com/us/en/product/0M-2322-005 |  |  | 18.00x20.00x20.00(in) 45.72x50.80x50.80(cent) | 1.99(kilos) 4.39(lbs) |  |  |  | NAM CERTIFIED PARTNER USD | 16-SEP-2025 | 65.00 | 01-NOV-2025 | 72.00
| 0M-2322-007 | CORDSET 4.0MM 3W W/32A IEC309R 7FT | https://www.se.com/us/en/product/0M-2322-007 |  |  | 18.00x20.00x20.00(in) 45.72x50.80x50.80(cent) | 2.30(kilos) 5.08(lbs) |  |  |  | NAM CERTIFIED PARTNER USD | 16-SEP-2025 | 71.00 | 01-NOV-2025 | 78.00
| 0M-2322-009 | CORDSET 4.0MM 3W W/32A IEC309R 9 FT | https://www.se.com/us/en/product/0M-2322-009 |  |  | 18.00x20.00x20.00(in) 45.72x50.80x50.80(cent) | 2.61(kilos) 5.76(lbs) |  |  |  | NAM CERTIFIED PARTNER USD | 16-SEP-2025 | 75.00 | 01-NOV-2025 | 82.00
| 0M-2322-011 | CORDSET 4.0MM 3W W/32A IEC309R 11FT | https://www.se.com/us/en/product/0M-2322-011 |  |  | 18.00x20.00x20.00(in) 45.72x50.80x50.80(cent) | 2.93(kilos) 6.45(lbs) |  |  |  | NAM CERTIFIED PARTNER USD | 16-SEP-2025 | 80.00 | 01-NOV-2025 | 88.00
| 0M-2322-013 | CORDSET 4.0MM 3W W/32A IEC309R 13 FT | https://www.se.com/us/en/product/0M-2322-013 |  |  | 18.00x20.00x20.00(in) 45.72x50.80x50.80(cent) | 3.23(kilos) 7.13(lbs) |  |  |  | NAM CERTIFIED PARTNER USD | 16-SEP-2025 | 86.00 | 01-NOV-2025 | 94.00
| 0M-2322-019 | CORDSET 4.0MM 3W W/32A IEC309R 19FT | https://www.se.com/us/en/product/0M-2322-019 |  |  | 24.00x20.00x20.00(in) 60.96x50.80x50.80(cent) | 4.16(kilos) 9.18(lbs) |  |  |  | NAM CERTIFIED PARTNER USD | 16-SEP-2025 | 100.00 | 01-NOV-2025 | 109.00
| 0M-2322-021 | CORDSET 4.0MM 3W W/32A IEC309R 21 FT | https://www.se.com/us/en/product/0M-2322-021 |  |  | 24.00x20.00x20.00(in) 60.96x50.80x50.80(cent) | 4.48(kilos) 9.87(lbs) |  |  |  | NAM CERTIFIED PARTNER USD | 16-SEP-2025 | 102.00 | 01-NOV-2025 | 112.00
| 0M-2322-023 | CORDSET 4.0MM 3W W/32A IEC309R 23FT | https://www.se.com/us/en/product/0M-2322-023 |  |  | 24.00x20.00x20.00(in) 60.96x50.80x50.80(cent) | 4.79(kilos) 10.55(lbs) |  |  |  | NAM CERTIFIED PARTNER USD | 16-SEP-2025 | 106.00 | 01-NOV-2025 | 116.00
| 0M-2322-025 | CORDSET 4.0MM 3W W/32A IEC309R 25 FT | https://www.se.com/us/en/product/0M-2322-025 |  |  | 24.00x20.00x20.00(in) 60.96x50.80x50.80(cent) | 5.10(kilos) 11.24(lbs) |  |  |  | NAM CERTIFIED PARTNER USD | 16-SEP-2025 | 113.00 | 01-NOV-2025 | 125.00
| 0M-2322-027 | CORDSET 4.0MM 3W W/32A IEC309R 27FT | https://www.se.com/us/en/product/0M-2322-027 |  |  | 24.00x20.00x20.00(in) 60.96x50.80x50.80(cent) | 5.41(kilos) 11.93(lbs) |  |  |  | NAM CERTIFIED PARTNER USD | 16-SEP-2025 | 119.00 | 01-NOV-2025 | 131.00
| 0M-2322-029 | CORDSET 4.0MM 3W W/32A IEC309R 29 FT | https://www.se.com/us/en/product/0M-2322-029 |  |  | 24.00x20.00x20.00(in) 60.96x50.80x50.80(cent) | 5.72(kilos) 12.62(lbs) |  |  |  | NAM CERTIFIED PARTNER USD | 16-SEP-2025 | 124.00 | 01-NOV-2025 | 137.00
| 0M-2322-031 | CORDSET 4.0MM 3W W/32A IEC309R 31FT | https://www.se.com/us/en/product/0M-2322-031 |  |  | 24.00x20.00x20.00(in) 60.96x50.80x50.80(cent) | 6.03(kilos) 13.30(lbs) |  |  |  | NAM CERTIFIED PARTNER USD | 16-SEP-2025 | 130.00 | 01-NOV-2025 | 143.00
| 0M-2322-033 | CORDSET 4.0MM 3W W/32A IEC309R 33 FT | https://www.se.com/us/en/product/0M-2322-033 |  |  | 24.00x20.00x20.00(in) 60.96x50.80x50.80(cent) | 6.36(kilos) 14.02(lbs) |  |  |  | NAM CERTIFIED PARTNER USD | 16-SEP-2025 | 131.00 | 01-NOV-2025 | 144.00
| 0M-2322-035 | CORDSET 4.0MM 3W W/32A IEC309R 35FT | https://www.se.com/us/en/product/0M-2322-035 |  |  | 9.06x22.44x24.41(in) 23.00x57.00x62.00(cent) | 6.66(kilos) 14.68(lbs) |  |  |  | NAM CERTIFIED PARTNER USD | 16-SEP-2025 | 138.00 | 01-NOV-2025 | 152.00
| 0M-2600 | LOAD TEST PORT 80KW PSX-PDU 120V | https://www.se.com/us/en/product/0M-2600 |  |  | 6.50x6.50x6.50(in) 16.51x16.51x16.51(cent) | 1.36(kilos) 3.00(lbs) |  |  |  | NAM CERTIFIED PARTNER USD | 16-SEP-2025 | 1065.00 | 01-NOV-2025 | 1170.00
| 0M-2601 | KIT 80KW PSX-PDU BLACK EXTERIOR | https://www.se.com/us/en/product/0M-2601 |  |  | 0.00x0.00x0.00(in) 0.01x0.01x0.01(cent) | 49.90(kilos) 110.02(lbs) |  |  |  | NAM CERTIFIED PARTNER USD | 16-SEP-2025 | 2300.00 | 01-NOV-2025 | 2530.00
| 0M-2603 | ASSY THREE POLE TESTED 80A CKT BREAKER | https://www.se.com/us/en/product/0M-2603 |  |  | 4.00x3.50x3.50(in) 10.16x8.89x8.89(cent) | 0.77(kilos) 1.70(lbs) |  |  |  | NAM CERTIFIED PARTNER USD | 16-SEP-2025 | 133.00 | 01-NOV-2025 | 146.00
| 0M-2609 | UNDER FLOOR INPUT SINGLE FEED 80KW PSX-PDU | https://www.se.com/us/en/product/0M-2609 |  |  | 0.00x0.00x0.00(in) 0.01x0.01x0.01(cent) | 6.80(kilos) 15.00(lbs) |  |  |  | NAM CERTIFIED PARTNER USD | 16-SEP-2025 | 417.00 | 01-NOV-2025 | 459.00
| 0M-2614-015 | S/A CORDSET #2 5W IEC309P 15FOOT | https://www.se.com/us/en/product/0M-2614-015 |  |  | 5.00x5.00x36.00(in) 12.70x12.70x91.44(cent) | 13.47(kilos) 29.71(lbs) |  |  |  | NAM CERTIFIED PARTNER USD | 16-SEP-2025 | 907.00 | 01-NOV-2025 | 998.00
| 0M-2615-001 | S/A CORDSET 80A SUBFEED 1 PSX-RDP13 OH IEC309 | https://www.se.com/us/en/product/0M-2615-001 |  |  | 0.00x0.00x0.00(in) 0.01x0.01x0.01(cent) | 13.61(kilos) 30.01(lbs) |  |  |  | NAM CERTIFIED PARTNER USD | 16-SEP-2025 | 1440.00 | 01-NOV-2025 | 1585.00
| 0M-2979 | ASSY RDP RACK 42U 1000MM SIDE PANEL BLK | https://www.se.com/us/en/product/0M-2979 |  |  | 5.91x39.37x78.74(in) 15.01x100.00x200.00(cent) | 23.00(kilos) 50.72(lbs) |  |  |  | NAM CERTIFIED PARTNER USD | 16-SEP-2025 | 182.00 | 01-NOV-2025 | 200.00
| 0M-3037 | S/A PACKAGING RDP RACK TROUGH | https://www.se.com/us/en/product/0M-3037 |  |  | 23.60x10.00x4.90(in) 59.94x25.40x12.45(cent) | 7.71(kilos) 17.00(lbs) |  |  |  | NAM CERTIFIED PARTNER USD | 16-SEP-2025 | 792.00 | 01-NOV-2025 | 871.00
| 0M-3080 | KIT BATTERY CABLE - MX28B/SPLIT BUS | https://www.se.com/us/en/product/0M-3080 | [6 empty] | 731304510857 | NAM CERTIFIED PARTNER USD | 16-SEP-2025 | 143.00 | 01-NOV-2025 | 157.00
| 0M-4201 | LOAD TEST PORT | https://www.se.com/us/en/product/0M-4201 |  |  | 6.00x6.00x6.00(in) 15.24x15.24x15.24(cent) | 0.91(kilos) 2.00(lbs) |  |  |  | NAM CERTIFIED PARTNER USD | 16-SEP-2025 | 600.00 | 01-NOV-2025 | 660.00
| 0M-4264 | 3-POLE, 20A BOLT-ON SQUARE D BREAKER | https://www.se.com/us/en/product/0M-4264 |  |  | 3.50x3.50x3.50(in) 8.89x8.89x8.89(cent) | 0.50(kilos) 1.10(lbs) |  |  |  | NAM CERTIFIED PARTNER USD | 16-SEP-2025 | 96.00 | 01-NOV-2025 | 106.00
| 0M-4265 | 1-POLE, 20A BOLT-ON SQUARE D BREAKER | https://www.se.com/us/en/product/0M-4265 |  |  | 3.25x2.25x2.25(in) 8.26x5.72x5.72(cent) | 0.57(kilos) 1.25(lbs) |  |  |  | NAM CERTIFIED PARTNER USD | 16-SEP-2025 | 44.00 | 01-NOV-2025 | 48.00
| 0M-4766 | KIT LOWER TERMINAL BLOCK OPTION | https://www.se.com/us/en/product/0M-4766 |  |  | 12.00x12.00x12.00(in) 30.48x30.48x30.48(cent) | 4.99(kilos) 11.00(lbs) |  |  |  | NAM CERTIFIED PARTNER USD | 16-SEP-2025 | 435.00 | 01-NOV-2025 | 479.00
| 0M-5011 | ASSY ISX-20KF FINAL ITEMS | https://www.se.com/us/en/product/0M-5011 |  |  | 0.00x0.00x0.00(in) 0.01x0.01x0.01(cent) | 4.99(kilos) 11.00(lbs) |  |  |  | NAM CERTIFIED PARTNER USD | 16-SEP-2025 | 920.00 | 01-NOV-2025 | 1015.00
| 0M-5245 | ASSY TESTED CKT BRKR 3P 150A 120/240V PNL | https://www.se.com/us/en/product/0M-5245 |  |  | 4.00x3.50x3.50(in) 10.16x8.89x8.89(cent) | 0.77(kilos) 1.70(lbs) |  |  |  | NAM CERTIFIED PARTNER USD | 16-SEP-2025 | 478.00 | 01-NOV-2025 | 526.00
| 0M-5350-005 | TC 5WIRE W/L21-20 5 FOOT | https://www.se.com/us/en/product/0M-5350-005 |  |  | 18.00x20.00x20.00(in) 45.72x50.80x50.80(cent) | 1.99(kilos) 4.39(lbs) |  |  |  | NAM CERTIFIED PARTNER USD | 16-SEP-2025 | 145.00 | 01-NOV-2025 | 159.00
| 0M-5350-007 | TC 5WIRE W/L21-20 7FOOT | https://www.se.com/us/en/product/0M-5350-007 |  |  | 18.00x20.00x20.00(in) 45.72x50.80x50.80(cent) | 2.30(kilos) 5.07(lbs) |  |  |  | NAM CERTIFIED PARTNER USD | 16-SEP-2025 | 153.00 | 01-NOV-2025 | 168.00
| 0M-5350-009 | TC 5WIRE W/L21-20 9FOOT | https://www.se.com/us/en/product/0M-5350-009 |  |  | 18.00x20.00x20.00(in) 45.72x50.80x50.80(cent) | 2.61(kilos) 5.76(lbs) |  |  |  | NAM CERTIFIED PARTNER USD | 16-SEP-2025 | 159.00 | 01-NOV-2025 | 175.00
| 0M-5350-011 | TC 5WIRE W/L21-20 11FOOT | https://www.se.com/us/en/product/0M-5350-011 |  |  | 18.00x20.00x20.00(in) 45.72x50.80x50.80(cent) | 2.93(kilos) 6.45(lbs) |  |  |  | NAM CERTIFIED PARTNER USD | 16-SEP-2025 | 166.00 | 01-NOV-2025 | 182.00
| 0M-5350-013 | TC 5WIRE W/L21-20 13FOOT | https://www.se.com/us/en/product/0M-5350-013 |  |  | 18.00x20.00x20.00(in) 45.72x50.80x50.80(cent) | 3.23(kilos) 7.13(lbs) |  |  |  | NAM CERTIFIED PARTNER USD | 16-SEP-2025 | 172.00 | 01-NOV-2025 | 189.00
| 0M-5350-015 | TC 5WIRE W/L21-20 15FOOT | https://www.se.com/us/en/product/0M-5350-015 |  |  | 18.00x20.00x20.00(in) 45.72x50.80x50.80(cent) | 3.55(kilos) 7.82(lbs) |  |  |  | NAM CERTIFIED PARTNER USD | 16-SEP-2025 | 178.00 | 01-NOV-2025 | 196.00
| 0M-5350-017 | TC 5WIRE W/L21-20 17FOOT | https://www.se.com/us/en/product/0M-5350-017 |  |  | 18.00x20.00x20.00(in) 45.72x50.80x50.80(cent) | 3.86(kilos) 8.50(lbs) |  |  |  | NAM CERTIFIED PARTNER USD | 16-SEP-2025 | 185.00 | 01-NOV-2025 | 203.00
| 0M-5350-019 | TC 5WIRE W/L21-20 19FOOT | https://www.se.com/us/en/product/0M-5350-019 |  |  | 18.00x20.00x20.00(in) 45.72x50.80x50.80(cent) | 4.17(kilos) 9.19(lbs) |  |  |  | NAM CERTIFIED PARTNER USD | 16-SEP-2025 | 190.00 | 01-NOV-2025 | 209.00
| 0M-5350-021 | TC 5WIRE W/L21-20 21FOOT | https://www.se.com/us/en/product/0M-5350-021 |  |  | 24.00x20.00x20.00(in) 60.96x50.80x50.80(cent) | 4.48(kilos) 9.87(lbs) |  |  |  | NAM CERTIFIED PARTNER USD | 16-SEP-2025 | 197.00 | 01-NOV-2025 | 216.00
| 0M-5350-023 | TC 5WIRE W/L21-20 23FOOT | https://www.se.com/us/en/product/0M-5350-023 |  |  | 24.00x20.00x20.00(in) 60.96x50.80x50.80(cent) | 4.79(kilos) 10.56(lbs) |  |  |  | NAM CERTIFIED PARTNER USD | 16-SEP-2025 | 201.00 | 01-NOV-2025 | 221.00
| 0M-5350-025 | TC 5WIRE W/L21-20 25FOOT | https://www.se.com/us/en/product/0M-5350-025 |  |  | 24.00x20.00x20.00(in) 60.96x50.80x50.80(cent) | 5.10(kilos) 11.24(lbs) |  |  |  | NAM CERTIFIED PARTNER USD | 16-SEP-2025 | 184.00 | 01-NOV-2025 | 202.00
| 0M-5350-027 | TC 5WIRE W/L21-20 27FOOT | https://www.se.com/us/en/product/0M-5350-027 |  |  | 24.00x20.00x20.00(in) 60.96x50.80x50.80(cent) | 5.41(kilos) 11.93(lbs) |  |  |  | NAM CERTIFIED PARTNER USD | 16-SEP-2025 | 199.00 | 01-NOV-2025 | 219.00
| 0M-5350-029 | TC 5WIRE W/L21-20 29FOOT | https://www.se.com/us/en/product/0M-5350-029 |  |  | 24.00x20.00x20.00(in) 60.96x50.80x50.80(cent) | 5.72(kilos) 12.62(lbs) |  |  |  | NAM CERTIFIED PARTNER USD | 16-SEP-2025 | 197.00 | 01-NOV-2025 | 217.00
| 0M-5350-031 | TC 5WIRE W/L21-20 31FOOT | https://www.se.com/us/en/product/0M-5350-031 |  |  | 24.00x20.00x20.00(in) 60.96x50.80x50.80(cent) | 6.03(kilos) 13.30(lbs) |  |  |  | NAM CERTIFIED PARTNER USD | 16-SEP-2025 | 213.00 | 01-NOV-2025 | 234.00
| 0M-5350-033 | TC 5WIRE W/L21-20 33FOOT | https://www.se.com/us/en/product/0M-5350-033 |  |  | 24.00x20.00x20.00(in) 60.96x50.80x50.80(cent) | 6.35(kilos) 13.99(lbs) |  |  |  | NAM CERTIFIED PARTNER USD | 16-SEP-2025 | 187.00 | 01-NOV-2025 | 206.00
| 0M-5350-035 | TC 5WIRE W/L21-20 35FOOT | https://www.se.com/us/en/product/0M-5350-035 |  |  | 24.00x20.00x20.00(in) 60.96x50.80x50.80(cent) | 6.65(kilos) 14.67(lbs) |  |  |  | NAM CERTIFIED PARTNER USD | 16-SEP-2025 | 217.00 | 01-NOV-2025 | 239.00
| 0M-5350-037 | TC 5WIRE W/L21-20 37FOOT | https://www.se.com/us/en/product/0M-5350-037 |  |  | 24.00x20.00x20.00(in) 60.96x50.80x50.80(cent) | 6.97(kilos) 15.36(lbs) |  |  |  | NAM CERTIFIED PARTNER USD | 16-SEP-2025 | 167.00 | 01-NOV-2025 | 184.00
| 0M-5350-039 | TC 5WIRE W/L21-20 39FOOT | https://www.se.com/us/en/product/0M-5350-039 |  |  | 24.00x20.00x20.00(in) 60.96x50.80x50.80(cent) | 7.28(kilos) 16.04(lbs) |  |  |  | NAM CERTIFIED PARTNER USD | 16-SEP-2025 | 171.00 | 01-NOV-2025 | 188.00
| 0M-5350-041 | TC 5WIRE W/L21-20 41FOOT | https://www.se.com/us/en/product/0M-5350-041 |  |  | 26.00x22.00x22.00(in) 66.04x55.88x55.88(cent) | 7.59(kilos) 16.73(lbs) |  |  |  | NAM CERTIFIED PARTNER USD | 16-SEP-2025 | 220.00 | 01-NOV-2025 | 242.00
| 0M-5350-043 | TC 5WIRE W/L21-20 43FOOT | https://www.se.com/us/en/product/0M-5350-043 |  |  | 26.00x22.00x22.00(in) 66.04x55.88x55.88(cent) | 7.90(kilos) 17.42(lbs) |  |  |  | NAM CERTIFIED PARTNER USD | 16-SEP-2025 | 179.00 | 01-NOV-2025 | 197.00
| 0M-5350-045 | TC 5WIRE W/L21-20 45FOOT | https://www.se.com/us/en/product/0M-5350-045 |  |  | 26.00x22.00x22.00(in) 66.04x55.88x55.88(cent) | 8.21(kilos) 18.10(lbs) |  |  |  | NAM CERTIFIED PARTNER USD | 16-SEP-2025 | 183.00 | 01-NOV-2025 | 202.00
| 0M-5350-047 | TC 5WIRE W/L21-20 47FOOT | https://www.se.com/us/en/product/0M-5350-047 |  |  | 26.00x22.00x22.00(in) 66.04x55.88x55.88(cent) | 8.52(kilos) 18.79(lbs) |  |  |  | NAM CERTIFIED PARTNER USD | 16-SEP-2025 | 191.00 | 01-NOV-2025 | 210.00
| 0M-5350-049 | TC 5WIRE W/L21-20 49FOOT | https://www.se.com/us/en/product/0M-5350-049 |  |  | 26.00x22.00x22.00(in) 66.04x55.88x55.88(cent) | 8.83(kilos) 19.47(lbs) |  |  |  | NAM CERTIFIED PARTNER USD | 16-SEP-2025 | 192.00 | 01-NOV-2025 | 211.00
| 0M-5350-055 | TC 5WIRE W/L21-20 55FOOT | https://www.se.com/us/en/product/0M-5350-055 |  |  | 26.00x22.00x22.00(in) 66.04x55.88x55.88(cent) | 9.77(kilos) 21.53(lbs) |  |  |  | NAM CERTIFIED PARTNER USD | 16-SEP-2025 | 205.00 | 01-NOV-2025 | 226.00
| 0M-5350-059 | TC 5WIRE W/L21-20 59FOOT | https://www.se.com/us/en/product/0M-5350-059 |  |  | 26.00x22.00x22.00(in) 66.04x55.88x55.88(cent) | 10.39(kilos) 22.90(lbs) |  |  |  | NAM CERTIFIED PARTNER USD | 16-SEP-2025 | 215.00 | 01-NOV-2025 | 237.00
| 0M-5350-061 | TC 5WIRE W/L21-20 61FOOT | https://www.se.com/us/en/product/0M-5350-061 |  |  | 0.00x0.00x0.00(in) 0.01x0.01x0.01(cent) | 0.01(kilos) 0.02(lbs) |  |  |  | NAM CERTIFIED PARTNER USD | 16-SEP-2025 | 328.00 | 01-NOV-2025 | 361.00
| 0M-5350-065 | TC 5WIRE W/L21-20 65FOOT | https://www.se.com/us/en/product/0M-5350-065 |  |  | 27.99x24.02x24.02(in) 71.10x61.00x61.00(cent) | 11.36(kilos) 25.05(lbs) |  |  |  | NAM CERTIFIED PARTNER USD | 16-SEP-2025 | 342.00 | 01-NOV-2025 | 376.00
| 0M-5352-005 | TC 4WIRE W/L15-30 5 FOOT | https://www.se.com/us/en/product/0M-5352-005 |  |  | 18.00x20.00x20.00(in) 45.72x50.80x50.80(cent) | 1.99(kilos) 4.39(lbs) |  |  |  | NAM CERTIFIED PARTNER USD | 16-SEP-2025 | 87.00 | 01-NOV-2025 | 96.00
| 0M-5353-005 | TC 4WIRE W/L14-30 5 FOOT | https://www.se.com/us/en/product/0M-5353-005 |  |  | 18.00x20.00x20.00(in) 45.72x50.80x50.80(cent) | 1.99(kilos) 4.39(lbs) |  |  |  | NAM CERTIFIED PARTNER USD | 16-SEP-2025 | 377.00 | 01-NOV-2025 | 415.00
| 0M-5353-015 | TC 4WIRE W/L14-30 15 FOOT | https://www.se.com/us/en/product/0M-5353-015 |  |  | 18.00x20.00x20.00(in) 45.72x50.80x50.80(cent) | 3.55(kilos) 7.82(lbs) |  |  |  | NAM CERTIFIED PARTNER USD | 16-SEP-2025 | 152.00 | 01-NOV-2025 | 167.00
| 0M-5353-019 | TC 4WIRE W/L14-30 19 FOOT | https://www.se.com/us/en/product/0M-5353-019 |  |  | 18.00x20.00x20.00(in) 45.72x50.80x50.80(cent) | 4.17(kilos) 9.19(lbs) |  |  |  | NAM CERTIFIED PARTNER USD | 16-SEP-2025 | 150.00 | 01-NOV-2025 | 165.00
| 0M-5355-009 | TC 3WIRE W/L6-15 9 FOOT | https://www.se.com/us/en/product/0M-5355-009 |  |  | 18.00x20.00x20.00(in) 45.72x50.80x50.80(cent) | 2.61(kilos) 5.76(lbs) |  |  |  | NAM CERTIFIED PARTNER USD | 16-SEP-2025 | 122.00 | 01-NOV-2025 | 134.00
| 0M-5356-005 | TC 3WIRE W/L5-30 5 FOOT | https://www.se.com/us/en/product/0M-5356-005 |  |  | 18.00x20.00x20.00(in) 45.72x50.80x50.80(cent) | 1.99(kilos) 4.39(lbs) |  |  |  | NAM CERTIFIED PARTNER USD | 16-SEP-2025 | 130.00 | 01-NOV-2025 | 143.00
| 0M-5356-007 | TC 3WIRE W/L5-30 7 FOOT | https://www.se.com/us/en/product/0M-5356-007 |  |  | 18.00x20.00x20.00(in) 45.72x50.80x50.80(cent) | 2.30(kilos) 5.07(lbs) |  |  |  | NAM CERTIFIED PARTNER USD | 16-SEP-2025 | 133.00 | 01-NOV-2025 | 146.00
| 0M-5356-009 | TC 3WIRE W/L5-30 9 FOOT | https://www.se.com/us/en/product/0M-5356-009 |  |  | 18.00x20.00x20.00(in) 45.72x50.80x50.80(cent) | 2.61(kilos) 5.76(lbs) |  |  |  | NAM CERTIFIED PARTNER USD | 16-SEP-2025 | 137.00 | 01-NOV-2025 | 150.00
| 0M-5356-011 | TC 3WIRE W/L5-30 11 FOOT | https://www.se.com/us/en/product/0M-5356-011 |  |  | 18.00x20.00x20.00(in) 45.72x50.80x50.80(cent) | 2.93(kilos) 6.45(lbs) |  |  |  | NAM CERTIFIED PARTNER USD | 16-SEP-2025 | 147.00 | 01-NOV-2025 | 161.00
| 0M-5356-013 | TC 3WIRE W/L5-30 13 FOOT | https://www.se.com/us/en/product/0M-5356-013 |  |  | 18.00x20.00x20.00(in) 45.72x50.80x50.80(cent) | 3.23(kilos) 7.13(lbs) |  |  |  | NAM CERTIFIED PARTNER USD | 16-SEP-2025 | 230.00 | 01-NOV-2025 | 253.00
| 0M-5356-015 | TC 3WIRE W/L5-30 15 FOOT | https://www.se.com/us/en/product/0M-5356-015 |  |  | 18.00x20.00x20.00(in) 45.72x50.80x50.80(cent) | 3.55(kilos) 7.82(lbs) |  |  |  | NAM CERTIFIED PARTNER USD | 16-SEP-2025 | 169.00 | 01-NOV-2025 | 186.00
| 0M-5356-017 | TC 3WIRE W/L5-30 17 FOOT | https://www.se.com/us/en/product/0M-5356-017 |  |  | 18.00x20.00x20.00(in) 45.72x50.80x50.80(cent) | 3.86(kilos) 8.50(lbs) |  |  |  | NAM CERTIFIED PARTNER USD | 16-SEP-2025 | 167.00 | 01-NOV-2025 | 184.00
| 0M-5356-019 | TC 3WIRE W/L5-30 19 FOOT | https://www.se.com/us/en/product/0M-5356-019 |  |  | 18.00x20.00x20.00(in) 45.72x50.80x50.80(cent) | 4.17(kilos) 9.19(lbs) |  |  |  | NAM CERTIFIED PARTNER USD | 16-SEP-2025 | 261.00 | 01-NOV-2025 | 287.00
| 0M-5356-021 | TC 3WIRE W/L5-30 21 FOOT | https://www.se.com/us/en/product/0M-5356-021 |  |  | 24.00x20.00x20.00(in) 60.96x50.80x50.80(cent) | 4.48(kilos) 9.87(lbs) |  |  |  | NAM CERTIFIED PARTNER USD | 16-SEP-2025 | 236.00 | 01-NOV-2025 | 259.00
| 0M-5356-023 | TC 3WIRE W/L5-30 23 FOOT | https://www.se.com/us/en/product/0M-5356-023 |  |  | 24.00x20.00x20.00(in) 60.96x50.80x50.80(cent) | 4.79(kilos) 10.56(lbs) |  |  |  | NAM CERTIFIED PARTNER USD | 16-SEP-2025 | 161.00 | 01-NOV-2025 | 178.00
| 0M-5356-025 | TC 3WIRE W/L5-30 25 FOOT | https://www.se.com/us/en/product/0M-5356-025 |  |  | 24.00x20.00x20.00(in) 60.96x50.80x50.80(cent) | 5.10(kilos) 11.24(lbs) |  |  |  | NAM CERTIFIED PARTNER USD | 16-SEP-2025 | 273.00 | 01-NOV-2025 | 300.00
| 0M-5356-027 | TC 3WIRE W/L5-30 27 FOOT | https://www.se.com/us/en/product/0M-5356-027 |  |  | 24.00x20.00x20.00(in) 60.96x50.80x50.80(cent) | 5.41(kilos) 11.93(lbs) |  |  |  | NAM CERTIFIED PARTNER USD | 16-SEP-2025 | 250.00 | 01-NOV-2025 | 275.00
| 0M-5356-029 | TC 3WIRE W/L5-30 29 FOOT | https://www.se.com/us/en/product/0M-5356-029 |  |  | 24.00x20.00x20.00(in) 60.96x50.80x50.80(cent) | 5.72(kilos) 12.62(lbs) |  |  |  | NAM CERTIFIED PARTNER USD | 16-SEP-2025 | 171.00 | 01-NOV-2025 | 188.00
| 0M-5356-031 | TC 3WIRE W/L5-30 31 FOOT | https://www.se.com/us/en/product/0M-5356-031 |  |  | 24.00x20.00x20.00(in) 60.96x50.80x50.80(cent) | 6.03(kilos) 13.30(lbs) |  |  |  | NAM CERTIFIED PARTNER USD | 16-SEP-2025 | 174.00 | 01-NOV-2025 | 191.00
| 0M-5356-035 | TC 3WIRE W/L5-30 35 FOOT | https://www.se.com/us/en/product/0M-5356-035 |  |  | 24.00x20.00x20.00(in) 60.96x50.80x50.80(cent) | 6.65(kilos) 14.67(lbs) |  |  |  | NAM CERTIFIED PARTNER USD | 16-SEP-2025 | 181.00 | 01-NOV-2025 | 199.00
| 0M-5357-005 | TC 3WIRE W/L5-20 5 FOOT | https://www.se.com/us/en/product/0M-5357-005 |  |  | 18.00x20.00x20.00(in) 45.72x50.80x50.80(cent) | 1.99(kilos) 4.39(lbs) |  |  |  | NAM CERTIFIED PARTNER USD | 16-SEP-2025 | 186.00 | 01-NOV-2025 | 205.00
| 0M-5357-007 | TC 3WIRE W/L5-20 7 FOOT | https://www.se.com/us/en/product/0M-5357-007 |  |  | 18.00x20.00x20.00(in) 45.72x50.80x50.80(cent) | 2.30(kilos) 5.07(lbs) |  |  |  | NAM CERTIFIED PARTNER USD | 16-SEP-2025 | 180.00 | 01-NOV-2025 | 198.00
| 0M-5357-009 | TC 3WIRE W/L5-20 9 FOOT | https://www.se.com/us/en/product/0M-5357-009 |  |  | 18.00x20.00x20.00(in) 45.72x50.80x50.80(cent) | 2.61(kilos) 5.76(lbs) |  |  |  | NAM CERTIFIED PARTNER USD | 16-SEP-2025 | 190.00 | 01-NOV-2025 | 209.00
| 0M-5357-011 | TC 3WIRE W/L5-20 11FOOT | https://www.se.com/us/en/product/0M-5357-011 |  |  | 18.00x20.00x20.00(in) 45.72x50.80x50.80(cent) | 2.93(kilos) 6.45(lbs) |  |  |  | NAM CERTIFIED PARTNER USD | 16-SEP-2025 | 221.00 | 01-NOV-2025 | 244.00
| 0M-5357-013 | TC 3WIRE W/L5-20 13 FOOT | https://www.se.com/us/en/product/0M-5357-013 |  |  | 18.00x20.00x20.00(in) 45.72x50.80x50.80(cent) | 3.23(kilos) 7.13(lbs) |  |  |  | NAM CERTIFIED PARTNER USD | 16-SEP-2025 | 224.00 | 01-NOV-2025 | 246.00
| 0M-5357-015 | TC 3WIRE W/L5-20 15 FOOT | https://www.se.com/us/en/product/0M-5357-015 |  |  | 18.00x20.00x20.00(in) 45.72x50.80x50.80(cent) | 3.55(kilos) 7.82(lbs) |  |  |  | NAM CERTIFIED PARTNER USD | 16-SEP-2025 | 255.00 | 01-NOV-2025 | 280.00
| 0M-5357-017 | TC 3WIRE W/L5-20 17 FOOT | https://www.se.com/us/en/product/0M-5357-017 |  |  | 18.00x20.00x20.00(in) 45.72x50.80x50.80(cent) | 3.86(kilos) 8.50(lbs) |  |  |  | NAM CERTIFIED PARTNER USD | 16-SEP-2025 | 252.00 | 01-NOV-2025 | 277.00
| 0M-5357-019 | TC 3WIRE W/L5-20 19 FOOT | https://www.se.com/us/en/product/0M-5357-019 |  |  | 18.00x20.00x20.00(in) 45.72x50.80x50.80(cent) | 4.17(kilos) 9.19(lbs) |  |  |  | NAM CERTIFIED PARTNER USD | 16-SEP-2025 | 252.00 | 01-NOV-2025 | 277.00
| 0M-5357-021 | TC 3WIRE W/L5-20 21 FOOT | https://www.se.com/us/en/product/0M-5357-021 |  |  | 24.00x20.00x20.00(in) 60.96x50.80x50.80(cent) | 4.48(kilos) 9.87(lbs) |  |  |  | NAM CERTIFIED PARTNER USD | 16-SEP-2025 | 230.00 | 01-NOV-2025 | 253.00
| 0M-5357-023 | TC 3WIRE W/L5-20 23 FOOT | https://www.se.com/us/en/product/0M-5357-023 |  |  | 24.00x20.00x20.00(in) 60.96x50.80x50.80(cent) | 4.79(kilos) 10.56(lbs) |  |  |  | NAM CERTIFIED PARTNER USD | 16-SEP-2025 | 271.00 | 01-NOV-2025 | 298.00
| 0M-5357-025 | TC 3WIRE W/L5-20 25 FOOT | https://www.se.com/us/en/product/0M-5357-025 |  |  | 24.00x20.00x20.00(in) 60.96x50.80x50.80(cent) | 5.10(kilos) 11.24(lbs) |  |  |  | NAM CERTIFIED PARTNER USD | 16-SEP-2025 | 160.00 | 01-NOV-2025 | 176.00
| 0M-5357-027 | TC 3WIRE W/L5-20 27 FOOT | https://www.se.com/us/en/product/0M-5357-027 |  |  | 24.00x20.00x20.00(in) 60.96x50.80x50.80(cent) | 5.41(kilos) 11.93(lbs) |  |  |  | NAM CERTIFIED PARTNER USD | 16-SEP-2025 | 257.00 | 01-NOV-2025 | 282.00
| 0M-5357-029 | TC 3WIRE W/L5-20 29 FOOT | https://www.se.com/us/en/product/0M-5357-029 |  |  | 24.00x20.00x20.00(in) 60.96x50.80x50.80(cent) | 5.72(kilos) 12.62(lbs) |  |  |  | NAM CERTIFIED PARTNER USD | 16-SEP-2025 | 250.00 | 01-NOV-2025 | 275.00
| 0M-5357-031 | TC 3WIRE W/L5-20 31 FOOT | https://www.se.com/us/en/product/0M-5357-031 |  |  | 24.00x20.00x20.00(in) 60.96x50.80x50.80(cent) | 6.03(kilos) 13.30(lbs) |  |  |  | NAM CERTIFIED PARTNER USD | 16-SEP-2025 | 242.00 | 01-NOV-2025 | 266.00
| 0M-5357-033 | TC 3WIRE W/L5-20 33 FOOT | https://www.se.com/us/en/product/0M-5357-033 |  |  | 24.00x20.00x20.00(in) 60.96x50.80x50.80(cent) | 6.35(kilos) 13.99(lbs) |  |  |  | NAM CERTIFIED PARTNER USD | 16-SEP-2025 | 172.00 | 01-NOV-2025 | 190.00
| 0M-5357-035 | TC 3WIRE W/L5-20 35 FOOT | https://www.se.com/us/en/product/0M-5357-035 |  |  | 24.00x20.00x20.00(in) 60.96x50.80x50.80(cent) | 6.65(kilos) 14.67(lbs) |  |  |  | NAM CERTIFIED PARTNER USD | 16-SEP-2025 | 177.00 | 01-NOV-2025 | 194.00
| 0M-5357-037 | TC 3WIRE W/L5-20 37 FOOT | https://www.se.com/us/en/product/0M-5357-037 |  |  | 24.00x20.00x20.00(in) 60.96x50.80x50.80(cent) | 6.97(kilos) 15.36(lbs) |  |  |  | NAM CERTIFIED PARTNER USD | 16-SEP-2025 | 179.00 | 01-NOV-2025 | 197.00
| 0M-5357-039 | TC 3WIRE W/L5-20 39 FOOT | https://www.se.com/us/en/product/0M-5357-039 |  |  | 24.00x20.00x20.00(in) 60.96x50.80x50.80(cent) | 7.28(kilos) 16.04(lbs) |  |  |  | NAM CERTIFIED PARTNER USD | 16-SEP-2025 | 260.00 | 01-NOV-2025 | 286.00
| 0M-5357-041 | TC 3WIRE W/L5-20 41 FOOT | https://www.se.com/us/en/product/0M-5357-041 |  |  | 26.00x22.00x22.00(in) 66.04x55.88x55.88(cent) | 7.59(kilos) 16.73(lbs) |  |  |  | NAM CERTIFIED PARTNER USD | 16-SEP-2025 | 317.00 | 01-NOV-2025 | 349.00
| 0M-5357-043 | TC 3WIRE W/L5-20 43 FOOT | https://www.se.com/us/en/product/0M-5357-043 |  |  | 26.00x22.00x22.00(in) 66.04x55.88x55.88(cent) | 7.90(kilos) 17.42(lbs) |  |  |  | NAM CERTIFIED PARTNER USD | 16-SEP-2025 | 189.00 | 01-NOV-2025 | 208.00
| 0M-5357-045 | TC 3WIRE W/L5-20 45 FOOT | https://www.se.com/us/en/product/0M-5357-045 |  |  | 26.00x22.00x22.00(in) 66.04x55.88x55.88(cent) | 8.21(kilos) 18.10(lbs) |  |  |  | NAM CERTIFIED PARTNER USD | 16-SEP-2025 | 192.00 | 01-NOV-2025 | 211.00
| 0M-5357-047 | TC 3WIRE W/L5-20 47 FOOT | https://www.se.com/us/en/product/0M-5357-047 |  |  | 26.00x22.00x22.00(in) 66.04x55.88x55.88(cent) | 8.52(kilos) 18.79(lbs) |  |  |  | NAM CERTIFIED PARTNER USD | 16-SEP-2025 | 196.00 | 01-NOV-2025 | 215.00
| 0M-5357-049 | TC 3WIRE W/L5-20 49 FOOT | https://www.se.com/us/en/product/0M-5357-049 |  |  | 26.00x22.00x22.00(in) 66.04x55.88x55.88(cent) | 8.83(kilos) 19.47(lbs) |  |  |  | NAM CERTIFIED PARTNER USD | 16-SEP-2025 | 200.00 | 01-NOV-2025 | 220.00
| 0M-5357-053 | TC 3WIRE W/L5-20 53 FOOT | https://www.se.com/us/en/product/0M-5357-053 |  |  | 26.00x22.00x22.00(in) 66.04x55.88x55.88(cent) | 9.45(kilos) 20.84(lbs) |  |  |  | NAM CERTIFIED PARTNER USD | 16-SEP-2025 | 205.00 | 01-NOV-2025 | 226.00
| 0M-5358-005 | TC 3WIRE W/L5-15 5 FOOT | https://www.se.com/us/en/product/0M-5358-005 |  |  | 18.00x20.00x20.00(in) 45.72x50.80x50.80(cent) | 1.99(kilos) 4.39(lbs) |  |  |  | NAM CERTIFIED PARTNER USD | 16-SEP-2025 | 123.00 | 01-NOV-2025 | 135.00
| 0M-5358-009 | TC 3WIRE W/L5-15 9 FOOT | https://www.se.com/us/en/product/0M-5358-009 |  |  | 18.00x20.00x20.00(in) 45.72x50.80x50.80(cent) | 2.61(kilos) 5.76(lbs) |  |  |  | NAM CERTIFIED PARTNER USD | 16-SEP-2025 | 192.00 | 01-NOV-2025 | 212.00
| 0M-5358-011 | TC 3WIRE W/L5-15 11 FOOT | https://www.se.com/us/en/product/0M-5358-011 |  |  | 18.00x20.00x20.00(in) 45.72x50.80x50.80(cent) | 2.94(kilos) 6.48(lbs) |  |  |  | NAM CERTIFIED PARTNER USD | 16-SEP-2025 | 133.00 | 01-NOV-2025 | 146.00
| 0M-5358-013 | TC 3WIRE W/L5-15 13 FOOT | https://www.se.com/us/en/product/0M-5358-013 |  |  | 18.00x20.00x20.00(in) 45.72x50.80x50.80(cent) | 3.23(kilos) 7.13(lbs) |  |  |  | NAM CERTIFIED PARTNER USD | 16-SEP-2025 | 128.00 | 01-NOV-2025 | 141.00
| 0M-5358-015 | TC 3WIRE W/L5-15 15 FOOT | https://www.se.com/us/en/product/0M-5358-015 |  |  | 18.00x20.00x20.00(in) 45.72x50.80x50.80(cent) | 3.55(kilos) 7.82(lbs) |  |  |  | NAM CERTIFIED PARTNER USD | 16-SEP-2025 | 138.00 | 01-NOV-2025 | 152.00
| 0M-5358-021 | TC 3WIRE W/L5-15 21 FOOT | https://www.se.com/us/en/product/0M-5358-021 |  |  | 24.00x20.00x20.00(in) 60.96x50.80x50.80(cent) | 4.48(kilos) 9.87(lbs) |  |  |  | NAM CERTIFIED PARTNER USD | 16-SEP-2025 | 141.00 | 01-NOV-2025 | 155.00
| 0M-5358-023 | TC 3WIRE W/L5-15 23 FOOT | https://www.se.com/us/en/product/0M-5358-023 |  |  | 24.00x20.00x20.00(in) 60.96x50.80x50.80(cent) | 4.80(kilos) 10.58(lbs) |  |  |  | NAM CERTIFIED PARTNER USD | 16-SEP-2025 | 145.00 | 01-NOV-2025 | 159.00
| 0M-5358-025 | TC 3WIRE W/L5-15 25 FOOT | https://www.se.com/us/en/product/0M-5358-025 |  |  | 24.00x20.00x20.00(in) 60.96x50.80x50.80(cent) | 5.10(kilos) 11.24(lbs) |  |  |  | NAM CERTIFIED PARTNER USD | 16-SEP-2025 | 148.00 | 01-NOV-2025 | 162.00
| 0M-5358-043 | TC 3WIRE W/L5-15 43 FOOT | https://www.se.com/us/en/product/0M-5358-043 |  |  | 26.00x22.00x22.00(in) 66.04x55.88x55.88(cent) | 7.90(kilos) 17.42(lbs) |  |  |  | NAM CERTIFIED PARTNER USD | 16-SEP-2025 | 186.00 | 01-NOV-2025 | 205.00
| 0M-5359-005 | TC 3WIRE W/L6-30 5 FOOT | https://www.se.com/us/en/product/0M-5359-005 |  |  | 18.00x20.00x20.00(in) 45.72x50.80x50.80(cent) | 1.99(kilos) 4.39(lbs) |  |  |  | NAM CERTIFIED PARTNER USD | 16-SEP-2025 | 144.00 | 01-NOV-2025 | 158.00
| 0M-5359-007 | TC 3WIRE W/L6-30 7 FOOT | https://www.se.com/us/en/product/0M-5359-007 |  |  | 18.00x20.00x20.00(in) 45.72x50.80x50.80(cent) | 2.30(kilos) 5.07(lbs) |  |  |  | NAM CERTIFIED PARTNER USD | 16-SEP-2025 | 153.00 | 01-NOV-2025 | 169.00
| 0M-5359-009 | TC 3WIRE W/L6-30 9 FOOT | https://www.se.com/us/en/product/0M-5359-009 |  |  | 18.00x20.00x20.00(in) 45.72x50.80x50.80(cent) | 2.61(kilos) 5.76(lbs) |  |  |  | NAM CERTIFIED PARTNER USD | 16-SEP-2025 | 163.00 | 01-NOV-2025 | 179.00
| 0M-5359-011 | TC 3WIRE W/L6-30 11 FOOT | https://www.se.com/us/en/product/0M-5359-011 |  |  | 18.00x20.00x20.00(in) 45.72x50.80x50.80(cent) | 2.93(kilos) 6.45(lbs) |  |  |  | NAM CERTIFIED PARTNER USD | 16-SEP-2025 | 181.00 | 01-NOV-2025 | 199.00
| 0M-5359-013 | TC 3WIRE W/L6-30 13 FOOT | https://www.se.com/us/en/product/0M-5359-013 |  |  | 18.00x20.00x20.00(in) 45.72x50.80x50.80(cent) | 3.23(kilos) 7.13(lbs) |  |  |  | NAM CERTIFIED PARTNER USD | 16-SEP-2025 | 191.00 | 01-NOV-2025 | 210.00
| 0M-5359-015 | TC 3WIRE W/L6-30 15 FOOT | https://www.se.com/us/en/product/0M-5359-015 |  |  | 18.00x20.00x20.00(in) 45.72x50.80x50.80(cent) | 3.55(kilos) 7.82(lbs) |  |  |  | NAM CERTIFIED PARTNER USD | 16-SEP-2025 | 166.00 | 01-NOV-2025 | 182.00
| 0M-5359-017 | TC 3WIRE W/L6-30 17 FOOT | https://www.se.com/us/en/product/0M-5359-017 |  |  | 18.00x20.00x20.00(in) 45.72x50.80x50.80(cent) | 3.86(kilos) 8.50(lbs) |  |  |  | NAM CERTIFIED PARTNER USD | 16-SEP-2025 | 192.00 | 01-NOV-2025 | 211.00
| 0M-5359-019 | TC 3WIRE W/L6-30 19 FOOT | https://www.se.com/us/en/product/0M-5359-019 |  |  | 18.00x20.00x20.00(in) 45.72x50.80x50.80(cent) | 4.17(kilos) 9.19(lbs) |  |  |  | NAM CERTIFIED PARTNER USD | 16-SEP-2025 | 174.00 | 01-NOV-2025 | 191.00
| 0M-5359-021 | TC 3WIRE W/L6-30 21 FOOT | https://www.se.com/us/en/product/0M-5359-021 |  |  | 24.00x20.00x20.00(in) 60.96x50.80x50.80(cent) | 4.48(kilos) 9.87(lbs) |  |  |  | NAM CERTIFIED PARTNER USD | 16-SEP-2025 | 180.00 | 01-NOV-2025 | 198.00
| 0M-5359-023 | TC 3WIRE W/L6-30 23 FOOT | https://www.se.com/us/en/product/0M-5359-023 |  |  | 24.00x20.00x20.00(in) 60.96x50.80x50.80(cent) | 4.79(kilos) 10.56(lbs) |  |  |  | NAM CERTIFIED PARTNER USD | 16-SEP-2025 | 185.00 | 01-NOV-2025 | 203.00
| 0M-5359-025 | TC 3WIRE W/L6-30 25 FOOT | https://www.se.com/us/en/product/0M-5359-025 |  |  | 24.00x20.00x20.00(in) 60.96x50.80x50.80(cent) | 5.10(kilos) 11.24(lbs) |  |  |  | NAM CERTIFIED PARTNER USD | 16-SEP-2025 | 212.00 | 01-NOV-2025 | 233.00
| 0M-5359-027 | TC 3WIRE W/L6-30 27 FOOT | https://www.se.com/us/en/product/0M-5359-027 |  |  | 24.00x20.00x20.00(in) 60.96x50.80x50.80(cent) | 5.41(kilos) 11.93(lbs) |  |  |  | NAM CERTIFIED PARTNER USD | 16-SEP-2025 | 221.00 | 01-NOV-2025 | 243.00
| 0M-5359-029 | TC 3WIRE W/L6-30 29 FOOT | https://www.se.com/us/en/product/0M-5359-029 |  |  | 24.00x20.00x20.00(in) 60.96x50.80x50.80(cent) | 5.72(kilos) 12.62(lbs) |  |  |  | NAM CERTIFIED PARTNER USD | 16-SEP-2025 | 239.00 | 01-NOV-2025 | 262.00
| 0M-5359-031 | TC 3WIRE W/L6-30 31 FOOT | https://www.se.com/us/en/product/0M-5359-031 |  |  | 24.00x20.00x20.00(in) 60.96x50.80x50.80(cent) | 6.03(kilos) 13.30(lbs) |  |  |  | NAM CERTIFIED PARTNER USD | 16-SEP-2025 | 285.00 | 01-NOV-2025 | 313.00
| 0M-5359-033 | TC 3WIRE W/L6-30 33 FOOT | https://www.se.com/us/en/product/0M-5359-033 |  |  | 24.00x20.00x20.00(in) 60.96x50.80x50.80(cent) | 6.35(kilos) 13.99(lbs) |  |  |  | NAM CERTIFIED PARTNER USD | 16-SEP-2025 | 138.00 | 01-NOV-2025 | 152.00
| 0M-5359-035 | TC 3WIRE W/L6-30 35 FOOT | https://www.se.com/us/en/product/0M-5359-035 |  |  | 24.00x20.00x20.00(in) 60.96x50.80x50.80(cent) | 6.65(kilos) 14.67(lbs) |  |  |  | NAM CERTIFIED PARTNER USD | 16-SEP-2025 | 144.00 | 01-NOV-2025 | 158.00
| 0M-5359-037 | TC 3WIRE W/L6-30 37 FOOT | https://www.se.com/us/en/product/0M-5359-037 |  |  | 24.00x20.00x20.00(in) 60.96x50.80x50.80(cent) | 6.97(kilos) 15.36(lbs) |  |  |  | NAM CERTIFIED PARTNER USD | 16-SEP-2025 | 146.00 | 01-NOV-2025 | 161.00
| 0M-5359-039 | TC 3WIRE W/L6-30 39 FOOT | https://www.se.com/us/en/product/0M-5359-039 |  |  | 24.00x20.00x20.00(in) 60.96x50.80x50.80(cent) | 7.28(kilos) 16.04(lbs) |  |  |  | NAM CERTIFIED PARTNER USD | 16-SEP-2025 | 150.00 | 01-NOV-2025 | 165.00
| 0M-5359-041 | TC 3WIRE W/L6-30 41 FOOT | https://www.se.com/us/en/product/0M-5359-041 |  |  | 26.00x22.00x22.00(in) 66.04x55.88x55.88(cent) | 7.59(kilos) 16.73(lbs) |  |  |  | NAM CERTIFIED PARTNER USD | 16-SEP-2025 | 155.00 | 01-NOV-2025 | 170.00
| 0M-5359-043 | TC 3WIRE W/L6-30 43 FOOT | https://www.se.com/us/en/product/0M-5359-043 |  |  | 26.00x22.00x22.00(in) 66.04x55.88x55.88(cent) | 7.90(kilos) 17.42(lbs) |  |  |  | NAM CERTIFIED PARTNER USD | 16-SEP-2025 | 157.00 | 01-NOV-2025 | 173.00
| 0M-5359-045 | TC 3WIRE W/L6-30 45 FOOT | https://www.se.com/us/en/product/0M-5359-045 |  |  | 26.00x22.00x22.00(in) 66.04x55.88x55.88(cent) | 8.21(kilos) 18.10(lbs) |  |  |  | NAM CERTIFIED PARTNER USD | 16-SEP-2025 | 160.00 | 01-NOV-2025 | 176.00
| 0M-5359-047 | TC 3WIRE W/L6-30 47 FOOT | https://www.se.com/us/en/product/0M-5359-047 |  |  | 26.00x22.00x22.00(in) 66.04x55.88x55.88(cent) | 8.52(kilos) 18.79(lbs) |  |  |  | NAM CERTIFIED PARTNER USD | 16-SEP-2025 | 163.00 | 01-NOV-2025 | 179.00
| 0M-5359-049 | TC 3WIRE W/L6-30 49 FOOT | https://www.se.com/us/en/product/0M-5359-049 |  |  | 26.00x22.00x22.00(in) 66.04x55.88x55.88(cent) | 8.83(kilos) 19.47(lbs) |  |  |  | NAM CERTIFIED PARTNER USD | 16-SEP-2025 | 167.00 | 01-NOV-2025 | 184.00
| 0M-5360-005 | TC 3WIRE W/L6-20 5 FOOT | https://www.se.com/us/en/product/0M-5360-005 |  |  | 18.00x20.00x20.00(in) 45.72x50.80x50.80(cent) | 1.99(kilos) 4.39(lbs) |  |  |  | NAM CERTIFIED PARTNER USD | 16-SEP-2025 | 179.00 | 01-NOV-2025 | 197.00
| 0M-5360-007 | TC 3WIRE W/L6-20 7 FOOT | https://www.se.com/us/en/product/0M-5360-007 |  |  | 18.00x20.00x20.00(in) 45.72x50.80x50.80(cent) | 2.30(kilos) 5.07(lbs) |  |  |  | NAM CERTIFIED PARTNER USD | 16-SEP-2025 | 189.00 | 01-NOV-2025 | 208.00
| 0M-5360-009 | TC 3WIRE W/L6-20 9 FOOT | https://www.se.com/us/en/product/0M-5360-009 |  |  | 18.00x20.00x20.00(in) 45.72x50.80x50.80(cent) | 2.61(kilos) 5.76(lbs) |  |  |  | NAM CERTIFIED PARTNER USD | 16-SEP-2025 | 135.00 | 01-NOV-2025 | 149.00
| 0M-5360-011 | TC 3WIRE W/L6-20 11 FOOT | https://www.se.com/us/en/product/0M-5360-011 |  |  | 18.00x20.00x20.00(in) 45.72x50.80x50.80(cent) | 2.93(kilos) 6.45(lbs) |  |  |  | NAM CERTIFIED PARTNER USD | 16-SEP-2025 | 205.00 | 01-NOV-2025 | 225.00
| 0M-5360-013 | TC 3WIRE W/L6-20 13 FOOT | https://www.se.com/us/en/product/0M-5360-013 |  |  | 18.00x20.00x20.00(in) 45.72x50.80x50.80(cent) | 3.23(kilos) 7.13(lbs) |  |  |  | NAM CERTIFIED PARTNER USD | 16-SEP-2025 | 209.00 | 01-NOV-2025 | 230.00
| 0M-5360-015 | TC 3WIRE W/L6-20 15 FOOT | https://www.se.com/us/en/product/0M-5360-015 |  |  | 18.00x20.00x20.00(in) 45.72x50.80x50.80(cent) | 3.55(kilos) 7.82(lbs) |  |  |  | NAM CERTIFIED PARTNER USD | 16-SEP-2025 | 251.00 | 01-NOV-2025 | 277.00
| 0M-5360-017 | TC 3WIRE W/L6-20 17 FOOT | https://www.se.com/us/en/product/0M-5360-017 |  |  | 18.00x20.00x20.00(in) 45.72x50.80x50.80(cent) | 3.86(kilos) 8.50(lbs) |  |  |  | NAM CERTIFIED PARTNER USD | 16-SEP-2025 | 146.00 | 01-NOV-2025 | 161.00
| 0M-5360-019 | TC 3WIRE W/L6-20 19 FOOT | https://www.se.com/us/en/product/0M-5360-019 |  |  | 18.00x20.00x20.00(in) 45.72x50.80x50.80(cent) | 4.17(kilos) 9.19(lbs) |  |  |  | NAM CERTIFIED PARTNER USD | 16-SEP-2025 | 230.00 | 01-NOV-2025 | 253.00
| 0M-5360-021 | TC 3WIRE W/L6-20 21 FOOT | https://www.se.com/us/en/product/0M-5360-021 |  |  | 24.00x20.00x20.00(in) 60.96x50.80x50.80(cent) | 4.48(kilos) 9.87(lbs) |  |  |  | NAM CERTIFIED PARTNER USD | 16-SEP-2025 | 155.00 | 01-NOV-2025 | 170.00
| 0M-5360-023 | TC 3WIRE W/L6-20 23 FOOT | https://www.se.com/us/en/product/0M-5360-023 |  |  | 24.00x20.00x20.00(in) 60.96x50.80x50.80(cent) | 4.79(kilos) 10.56(lbs) |  |  |  | NAM CERTIFIED PARTNER USD | 16-SEP-2025 | 265.00 | 01-NOV-2025 | 291.00
| 0M-5360-025 | TC 3WIRE W/L6-20 25 FOOT | https://www.se.com/us/en/product/0M-5360-025 |  |  | 24.00x20.00x20.00(in) 60.96x50.80x50.80(cent) | 5.10(kilos) 11.24(lbs) |  |  |  | NAM CERTIFIED PARTNER USD | 16-SEP-2025 | 166.00 | 01-NOV-2025 | 183.00
| 0M-5360-027 | TC 3WIRE W/L6-20 27 FOOT | https://www.se.com/us/en/product/0M-5360-027 |  |  | 24.00x20.00x20.00(in) 60.96x50.80x50.80(cent) | 5.41(kilos) 11.93(lbs) |  |  |  | NAM CERTIFIED PARTNER USD | 16-SEP-2025 | 164.00 | 01-NOV-2025 | 181.00
| 0M-5360-031 | TC 3WIRE W/L6-20 31 FOOT | https://www.se.com/us/en/product/0M-5360-031 |  |  | 24.00x20.00x20.00(in) 60.96x50.80x50.80(cent) | 6.03(kilos) 13.30(lbs) |  |  |  | NAM CERTIFIED PARTNER USD | 16-SEP-2025 | 171.00 | 01-NOV-2025 | 188.00
| 0M-5360-035 | TC 3WIRE W/L6-20 35 FOOT | https://www.se.com/us/en/product/0M-5360-035 |  |  | 24.00x20.00x20.00(in) 60.96x50.80x50.80(cent) | 6.65(kilos) 14.67(lbs) |  |  |  | NAM CERTIFIED PARTNER USD | 16-SEP-2025 | 177.00 | 01-NOV-2025 | 194.00
| 0M-5360-041 | TC 3WIRE W/L6-20 41 FOOT | https://www.se.com/us/en/product/0M-5360-041 |  |  | 26.00x22.00x22.00(in) 66.04x55.88x55.88(cent) | 7.59(kilos) 16.73(lbs) |  |  |  | NAM CERTIFIED PARTNER USD | 16-SEP-2025 | 186.00 | 01-NOV-2025 | 205.00
| 0M-5362 | S/A TESTED BRKR 1P 15A PNL | https://www.se.com/us/en/product/0M-5362 |  |  | 3.25x2.25x2.25(in) 8.26x5.72x5.72(cent) | 0.57(kilos) 1.25(lbs) |  |  |  | NAM CERTIFIED PARTNER USD | 16-SEP-2025 | 53.00 | 01-NOV-2025 | 58.00
| 0M-5363 | S/A TESTED BRKR 1P 30A PNL | https://www.se.com/us/en/product/0M-5363 |  |  | 3.25x2.25x2.25(in) 8.26x5.72x5.72(cent) | 0.57(kilos) 1.25(lbs) |  |  |  | NAM CERTIFIED PARTNER USD | 16-SEP-2025 | 55.00 | 01-NOV-2025 | 61.00
| 0M-5364 | S/A TESTED BRKR 2P 15A PNL | https://www.se.com/us/en/product/0M-5364 |  |  | 3.50x2.00x3.50(in) 8.89x5.08x8.89(cent) | 0.57(kilos) 1.25(lbs) |  |  |  | NAM CERTIFIED PARTNER USD | 16-SEP-2025 | 145.00 | 01-NOV-2025 | 159.00
| 0M-5365 | S/A TESTED BRKR 2P 20A PNL | https://www.se.com/us/en/product/0M-5365 |  |  | 3.50x2.50x3.50(in) 8.89x6.35x8.89(cent) | 0.57(kilos) 1.25(lbs) |  |  |  | NAM CERTIFIED PARTNER USD | 16-SEP-2025 | 145.00 | 01-NOV-2025 | 159.00
| 0M-5472 | KIT 500MCM LUG | https://www.se.com/us/en/product/0M-5472 |  |  | 4.00x4.00x4.00(in) 10.16x10.16x10.16(cent) | 0.18(kilos) 0.40(lbs) |  |  |  | NAM CERTIFIED PARTNER USD | 16-SEP-2025 | 38.00 | 01-NOV-2025 | 41.00
| 0M-5473 | KIT 1/0 FLEX LUG | https://www.se.com/us/en/product/0M-5473 |  |  | 3.00x3.00x3.00(in) 7.62x7.62x7.62(cent) | 0.14(kilos) 0.30(lbs) |  |  |  | NAM CERTIFIED PARTNER USD | 16-SEP-2025 | 31.00 | 01-NOV-2025 | 34.00
| 0M-5683A | S/A 80K PDU MCCB SUBFEED 225A | https://www.se.com/us/en/product/0M-5683A |  |  | 5.00x5.00x7.00(in) 12.70x12.70x17.78(cent) | 9.07(kilos) 20.00(lbs) |  |  |  | NAM CERTIFIED PARTNER USD | 16-SEP-2025 | 1025.00 | 01-NOV-2025 | 1125.00
| 0M-5886-005 | CORDSET #6 50A 250V 3P-4W 5FT | https://www.se.com/us/en/product/0M-5886-005 |  |  | 4.00x14.00x18.00(in) 10.16x35.56x45.72(cent) | 2.22(kilos) 4.90(lbs) |  |  |  | NAM CERTIFIED PARTNER USD | 16-SEP-2025 | 259.00 | 01-NOV-2025 | 285.00
| 0M-5886-007 | CORDSET #6 50A 250V 3P-4W 7FT | https://www.se.com/us/en/product/0M-5886-007 |  |  | 4.00x14.00x18.00(in) 10.16x35.56x45.72(cent) | 2.72(kilos) 6.00(lbs) |  |  |  | NAM CERTIFIED PARTNER USD | 16-SEP-2025 | 214.00 | 01-NOV-2025 | 235.00
| 0M-5886-009 | CORDSET #6 50A 250V 3P-4W 9FT | https://www.se.com/us/en/product/0M-5886-009 |  |  | 6.00x14.00x18.00(in) 15.24x35.56x45.72(cent) | 3.22(kilos) 7.10(lbs) |  |  |  | NAM CERTIFIED PARTNER USD | 16-SEP-2025 | 229.00 | 01-NOV-2025 | 252.00
| 0M-5886-011 | CORDSET #6 50A 250V 3P-4W 11FT | https://www.se.com/us/en/product/0M-5886-011 |  |  | 6.00x14.00x18.00(in) 15.24x35.56x45.72(cent) | 3.77(kilos) 8.30(lbs) |  |  |  | NAM CERTIFIED PARTNER USD | 16-SEP-2025 | 321.00 | 01-NOV-2025 | 353.00
| 0M-5886-013 | CORDSET #6 50A 250V 3P-4W 13FT | https://www.se.com/us/en/product/0M-5886-013 |  |  | 6.00x14.00x18.00(in) 15.24x35.56x45.72(cent) | 4.26(kilos) 9.40(lbs) |  |  |  | NAM CERTIFIED PARTNER USD | 16-SEP-2025 | 261.00 | 01-NOV-2025 | 287.00
| 0M-5886-015 | CORDSET #6 50A 250V 3P-4W 15FT | https://www.se.com/us/en/product/0M-5886-015 |  |  | 8.00x14.00x18.00(in) 20.32x35.56x45.72(cent) | 4.99(kilos) 11.00(lbs) |  |  |  | NAM CERTIFIED PARTNER USD | 16-SEP-2025 | 276.00 | 01-NOV-2025 | 304.00
| 0M-5886-017 | CORDSET #6 50A 250V 3P-4W 17FT | https://www.se.com/us/en/product/0M-5886-017 |  |  | 8.00x14.00x18.00(in) 20.32x35.56x45.72(cent) | 5.67(kilos) 12.50(lbs) |  |  |  | NAM CERTIFIED PARTNER USD | 16-SEP-2025 | 438.00 | 01-NOV-2025 | 481.00
| 0M-5886-019 | CORDSET #6 50A 250V 3P-4W 19FT | https://www.se.com/us/en/product/0M-5886-019 |  |  | 8.00x14.00x18.00(in) 20.32x35.56x45.72(cent) | 6.17(kilos) 13.60(lbs) |  |  |  | NAM CERTIFIED PARTNER USD | 16-SEP-2025 | 308.00 | 01-NOV-2025 | 338.00
| 0M-5886-021 | CORDSET #6 50A 250V 3P-4W 21FT | https://www.se.com/us/en/product/0M-5886-021 |  |  | 10.00x14.00x18.00(in) 25.40x35.56x45.72(cent) | 6.71(kilos) 14.80(lbs) |  |  |  | NAM CERTIFIED PARTNER USD | 16-SEP-2025 | 323.00 | 01-NOV-2025 | 355.00
| 0M-5886-023 | CORDSET #6 50A 250V 3P-4W 23FT | https://www.se.com/us/en/product/0M-5886-023 |  |  | 10.00x14.00x18.00(in) 25.40x35.56x45.72(cent) | 7.26(kilos) 16.00(lbs) |  |  |  | NAM CERTIFIED PARTNER USD | 16-SEP-2025 | 339.00 | 01-NOV-2025 | 373.00
| 0M-5886-025 | CORDSET #6 50A 250V 3P-4W 25FT | https://www.se.com/us/en/product/0M-5886-025 |  |  | 10.00x14.00x18.00(in) 25.40x35.56x45.72(cent) | 7.71(kilos) 17.00(lbs) |  |  |  | NAM CERTIFIED PARTNER USD | 16-SEP-2025 | 344.00 | 01-NOV-2025 | 379.00
| 0M-5886-027 | CORDSET #6 50A 250V 3P-4W 27FT | https://www.se.com/us/en/product/0M-5886-027 |  |  | 10.00x14.00x18.00(in) 25.40x35.56x45.72(cent) | 8.26(kilos) 18.20(lbs) |  |  |  | NAM CERTIFIED PARTNER USD | 16-SEP-2025 | 370.00 | 01-NOV-2025 | 407.00
| 0M-5886-029 | CORDSET #6 50A 250V 3P-4W 29FT | https://www.se.com/us/en/product/0M-5886-029 |  |  | 12.00x14.00x18.00(in) 30.48x35.56x45.72(cent) | 8.98(kilos) 19.80(lbs) |  |  |  | NAM CERTIFIED PARTNER USD | 16-SEP-2025 | 376.00 | 01-NOV-2025 | 414.00
| 0M-5886-031 | CORDSET #6 50A 250V 3P-4W 31FT | https://www.se.com/us/en/product/0M-5886-031 |  |  | 12.00x14.00x18.00(in) 30.48x35.56x45.72(cent) | 9.53(kilos) 21.00(lbs) |  |  |  | NAM CERTIFIED PARTNER USD | 16-SEP-2025 | 393.00 | 01-NOV-2025 | 432.00
| 0M-5886-033 | CORDSET #6 50A 250V 3P-4W 33FT | https://www.se.com/us/en/product/0M-5886-033 |  |  | 12.00x14.00x18.00(in) 30.48x35.56x45.72(cent) | 10.02(kilos) 22.10(lbs) |  |  |  | NAM CERTIFIED PARTNER USD | 16-SEP-2025 | 417.00 | 01-NOV-2025 | 459.00
| 0M-5886-035 | CORDSET #6 50A 250V 3P-4W 35FT | https://www.se.com/us/en/product/0M-5886-035 |  |  | 12.00x14.00x18.00(in) 30.48x35.56x45.72(cent) | 10.57(kilos) 23.30(lbs) |  |  |  | NAM CERTIFIED PARTNER USD | 16-SEP-2025 | 424.00 | 01-NOV-2025 | 467.00
| 0M-5886-037 | CORDSET #6 50A 250V 3P-4W 37FT | https://www.se.com/us/en/product/0M-5886-037 |  |  | 12.00x18.00x18.00(in) 30.48x45.72x45.72(cent) | 11.07(kilos) 24.40(lbs) |  |  |  | NAM CERTIFIED PARTNER USD | 16-SEP-2025 | 441.00 | 01-NOV-2025 | 485.00
| 0M-5886-039 | CORDSET #6 50A 250V 3P-4W 39FT | https://www.se.com/us/en/product/0M-5886-039 |  |  | 12.00x18.00x18.00(in) 30.48x45.72x45.72(cent) | 11.57(kilos) 25.51(lbs) |  |  |  | NAM CERTIFIED PARTNER USD | 16-SEP-2025 | 456.00 | 01-NOV-2025 | 501.00
| 0M-5886-041 | CORDSET #6 50A 250V 3P-4W 41FT | https://www.se.com/us/en/product/0M-5886-041 |  |  | 12.00x18.00x18.00(in) 30.48x45.72x45.72(cent) | 12.11(kilos) 26.70(lbs) |  |  |  | NAM CERTIFIED PARTNER USD | 16-SEP-2025 | 471.00 | 01-NOV-2025 | 518.00
| 0M-5886-043 | CORDSET #6 50A 250V 3P-4W 43FT | https://www.se.com/us/en/product/0M-5886-043 |  |  | 12.00x18.00x18.00(in) 30.48x45.72x45.72(cent) | 12.61(kilos) 27.81(lbs) |  |  |  | NAM CERTIFIED PARTNER USD | 16-SEP-2025 | 487.00 | 01-NOV-2025 | 536.00
| 0M-5886-045 | CORDSET #6 50A 250V 3P-4W 45FT | https://www.se.com/us/en/product/0M-5886-045 |  |  | 12.00x18.00x18.00(in) 30.48x45.72x45.72(cent) | 13.15(kilos) 29.00(lbs) |  |  |  | NAM CERTIFIED PARTNER USD | 16-SEP-2025 | 504.00 | 01-NOV-2025 | 554.00
| 0M-5886-047 | CORDSET #6 50A 250V 3P-4W 47FT | https://www.se.com/us/en/product/0M-5886-047 |  |  | 14.00x18.00x18.00(in) 35.56x45.72x45.72(cent) | 13.65(kilos) 30.10(lbs) |  |  |  | NAM CERTIFIED PARTNER USD | 16-SEP-2025 | 519.00 | 01-NOV-2025 | 571.00
| 0M-5886-049 | CORDSET #6 50A 250V 3P-4W 49FT | https://www.se.com/us/en/product/0M-5886-049 |  |  | 14.00x18.00x18.00(in) 35.56x45.72x45.72(cent) | 14.15(kilos) 31.21(lbs) |  |  |  | NAM CERTIFIED PARTNER USD | 16-SEP-2025 | 536.00 | 01-NOV-2025 | 589.00
| 0M-5886-051 | CORDSET #6 50A 250V 3P-4W 51FT | https://www.se.com/us/en/product/0M-5886-051 |  |  | 14.00x18.00x18.00(in) 35.56x45.72x45.72(cent) | 14.70(kilos) 32.40(lbs) |  |  |  | NAM CERTIFIED PARTNER USD | 16-SEP-2025 | 549.00 | 01-NOV-2025 | 604.00
| 0M-5892 | 225A SUBFEED KIT ISX PDU | https://www.se.com/us/en/product/0M-5892 |  |  | 12.00x12.00x12.00(in) 30.48x30.48x30.48(cent) | 4.54(kilos) 10.00(lbs) |  |  |  | NAM CERTIFIED PARTNER USD | 16-SEP-2025 | 627.00 | 01-NOV-2025 | 689.00
| 0M-8577 | ISX ACCESORY BOX LARGE | https://www.se.com/us/en/product/0M-8577 | [7 empty] | NAM CERTIFIED PARTNER USD | 16-SEP-2025 | 13.50 | 01-NOV-2025 | 15.00
| 0M-8578 | ISX ACCESORY BOX SMALL | https://www.se.com/us/en/product/0M-8578 | [7 empty] | NAM CERTIFIED PARTNER USD | 16-SEP-2025 | 13.50 | 01-NOV-2025 | 15.00
| 0M-815481A-005 | ASSY WHIP 5WIRE 12AWG L21-20 5FT | https://www.se.com/us/en/product/0M-815481A-005 |  |  | 12.00x12.00x12.00(in) 30.48x30.48x30.48(cent) | 5.44(kilos) 12.00(lbs) |  |  |  | NAM CERTIFIED PARTNER USD | 16-SEP-2025 | 97.00 | 01-NOV-2025 | 106.00
| 0M-815481A-007 | ASSY WHIP 5WIRE 12AWG L21-20 7FT | https://www.se.com/us/en/product/0M-815481A-007 |  |  | 12.00x12.00x12.00(in) 30.48x30.48x30.48(cent) | 5.44(kilos) 12.00(lbs) |  |  |  | NAM CERTIFIED PARTNER USD | 16-SEP-2025 | 103.00 | 01-NOV-2025 | 113.00
| 0M-815481A-009 | ASSY WHIP 5WIRE 12AWG L21-20 9FT | https://www.se.com/us/en/product/0M-815481A-009 |  |  | 12.00x12.00x12.00(in) 30.48x30.48x30.48(cent) | 5.44(kilos) 12.00(lbs) |  |  |  | NAM CERTIFIED PARTNER USD | 16-SEP-2025 | 106.00 | 01-NOV-2025 | 117.00
| 0M-815481A-011 | ASSY WHIP 5WIRE 12AWG L21-20 11FT | https://www.se.com/us/en/product/0M-815481A-011 |  |  | 12.00x12.00x12.00(in) 30.48x30.48x30.48(cent) | 5.44(kilos) 12.00(lbs) |  |  |  | NAM CERTIFIED PARTNER USD | 16-SEP-2025 | 111.00 | 01-NOV-2025 | 122.00
| 0M-815481A-013 | ASSY WHIP 5WIRE 12AWG L21-20 13FT | https://www.se.com/us/en/product/0M-815481A-013 |  |  | 12.00x12.00x12.00(in) 30.48x30.48x30.48(cent) | 5.44(kilos) 12.00(lbs) |  |  |  | NAM CERTIFIED PARTNER USD | 16-SEP-2025 | 115.00 | 01-NOV-2025 | 126.00
| 0M-815481A-015 | ASSY WHIP 5WIRE 12AWG L21-20 15FT | https://www.se.com/us/en/product/0M-815481A-015 |  |  | 12.00x12.00x12.00(in) 30.48x30.48x30.48(cent) | 5.44(kilos) 12.00(lbs) |  |  |  | NAM CERTIFIED PARTNER USD | 16-SEP-2025 | 122.00 | 01-NOV-2025 | 134.00
| 0M-815481A-017 | ASSY WHIP 5WIRE 12AWG L21-20 17FT | https://www.se.com/us/en/product/0M-815481A-017 |  |  | 12.00x12.00x12.00(in) 30.48x30.48x30.48(cent) | 5.44(kilos) 12.00(lbs) |  |  |  | NAM CERTIFIED PARTNER USD | 16-SEP-2025 | 114.00 | 01-NOV-2025 | 126.00
| 0M-815481A-019 | ASSY WHIP 5WIRE 12AWG L21-20 19FT | https://www.se.com/us/en/product/0M-815481A-019 |  |  | 12.00x12.00x12.00(in) 30.48x30.48x30.48(cent) | 5.44(kilos) 12.00(lbs) |  |  |  | NAM CERTIFIED PARTNER USD | 16-SEP-2025 | 150.00 | 01-NOV-2025 | 165.00
| 0M-815481A-021 | ASSY WHIP 5WIRE 12AWG L21-20 21FT | https://www.se.com/us/en/product/0M-815481A-021 |  |  | 12.00x12.00x12.00(in) 30.48x30.48x30.48(cent) | 5.44(kilos) 12.00(lbs) |  |  |  | NAM CERTIFIED PARTNER USD | 16-SEP-2025 | 137.00 | 01-NOV-2025 | 151.00
| 0M-815481A-023 | ASSY WHIP 5WIRE 12AWG L21-20 23FT | https://www.se.com/us/en/product/0M-815481A-023 |  |  | 12.00x12.00x12.00(in) 30.48x30.48x30.48(cent) | 5.44(kilos) 12.00(lbs) |  |  |  | NAM CERTIFIED PARTNER USD | 16-SEP-2025 | 135.00 | 01-NOV-2025 | 149.00
| 0M-815481A-025 | ASSY WHIP 5WIRE 12AWG L21-20 25FT | https://www.se.com/us/en/product/0M-815481A-025 |  |  | 12.00x12.00x12.00(in) 30.48x30.48x30.48(cent) | 5.44(kilos) 12.00(lbs) |  |  |  | NAM CERTIFIED PARTNER USD | 16-SEP-2025 | 139.00 | 01-NOV-2025 | 153.00
| 0M-815481A-027 | ASSY WHIP 5WIRE 12AWG L21-20 27FT | https://www.se.com/us/en/product/0M-815481A-027 |  |  | 12.00x12.00x12.00(in) 30.48x30.48x30.48(cent) | 5.44(kilos) 12.00(lbs) |  |  |  | NAM CERTIFIED PARTNER USD | 16-SEP-2025 | 145.00 | 01-NOV-2025 | 159.00
| 0M-815481A-031 | ASSY WHIP 5WIRE 12AWG L21-20 31FT | https://www.se.com/us/en/product/0M-815481A-031 |  |  | 12.00x12.00x12.00(in) 30.48x30.48x30.48(cent) | 5.44(kilos) 12.00(lbs) |  |  |  | NAM CERTIFIED PARTNER USD | 16-SEP-2025 | 146.00 | 01-NOV-2025 | 160.00
| 0M-815481A-039 | ASSY WHIP 5WIRE 12AWG L21-20 39FT | https://www.se.com/us/en/product/0M-815481A-039 |  |  | 12.00x12.00x12.00(in) 30.48x30.48x30.48(cent) | 5.44(kilos) 12.00(lbs) |  |  |  | NAM CERTIFIED PARTNER USD | 16-SEP-2025 | 171.00 | 01-NOV-2025 | 188.00
| 0M-815481A-045 | ASSY WHIP 5WIRE 12AWG L21-20 45FT | https://www.se.com/us/en/product/0M-815481A-045 |  |  | 12.00x12.00x12.00(in) 30.48x30.48x30.48(cent) | 5.44(kilos) 12.00(lbs) |  |  |  | NAM CERTIFIED PARTNER USD | 16-SEP-2025 | 183.00 | 01-NOV-2025 | 202.00
| 0M-815481A-049 | ASSY WHIP 5WIRE 12AWG L21-20 49FT | https://www.se.com/us/en/product/0M-815481A-049 |  |  | 12.00x12.00x12.00(in) 30.48x30.48x30.48(cent) | 5.44(kilos) 12.00(lbs) |  |  |  | NAM CERTIFIED PARTNER USD | 16-SEP-2025 | 192.00 | 01-NOV-2025 | 211.00
| 0M-815481A-051 | ASSY WHIP 5WIRE 12AWG L21-20 51FT | https://www.se.com/us/en/product/0M-815481A-051 |  |  | 12.00x12.00x12.00(in) 30.48x30.48x30.48(cent) | 5.44(kilos) 12.00(lbs) |  |  |  | NAM CERTIFIED PARTNER USD | 16-SEP-2025 | 197.00 | 01-NOV-2025 | 217.00
| 0M-815481A-055 | ASSY WHIP 5WIRE 12AWG L21-20 55FT | https://www.se.com/us/en/product/0M-815481A-055 |  |  | 12.00x12.00x12.00(in) 30.48x30.48x30.48(cent) | 5.44(kilos) 12.00(lbs) |  |  |  | NAM CERTIFIED PARTNER USD | 16-SEP-2025 | 205.00 | 01-NOV-2025 | 226.00
| 0M-815481A-057 | ASSY WHIP 5WIRE 12AWG L21-20 57FT | https://www.se.com/us/en/product/0M-815481A-057 |  |  | 12.00x12.00x12.00(in) 30.48x30.48x30.48(cent) | 5.44(kilos) 12.00(lbs) |  |  |  | NAM CERTIFIED PARTNER USD | 16-SEP-2025 | 210.00 | 01-NOV-2025 | 230.00
| 0M-815481A-059 | ASSY WHIP 5WIRE 12AWG L21-20 59FT | https://www.se.com/us/en/product/0M-815481A-059 |  |  | 12.00x12.00x12.00(in) 30.48x30.48x30.48(cent) | 5.44(kilos) 12.00(lbs) |  |  |  | NAM CERTIFIED PARTNER USD | 16-SEP-2025 | 215.00 | 01-NOV-2025 | 237.00
| 0M-815481A-061 | ASSY WHIP 5WIRE 12AWG L21-20 61FT | https://www.se.com/us/en/product/0M-815481A-061 |  |  | 12.00x12.00x12.00(in) 30.48x30.48x30.48(cent) | 5.44(kilos) 12.00(lbs) |  |  |  | NAM CERTIFIED PARTNER USD | 16-SEP-2025 | 328.00 | 01-NOV-2025 | 361.00
| 0M-815482-005 | ASSY WHIP 5WIRE 10AWG L21-30 5FT | https://www.se.com/us/en/product/0M-815482-005 |  |  | 60.00x2.00x2.00(in) 152.40x5.08x5.08(cent) | 3.63(kilos) 8.00(lbs) |  |  |  | NAM CERTIFIED PARTNER USD | 16-SEP-2025 | 202.00 | 01-NOV-2025 | 222.00
| 0M-815482-007 | ASSY WHIP 5WIRE 10AWG L21-30 7FT | https://www.se.com/us/en/product/0M-815482-007 |  |  | 84.00x2.00x2.00(in) 213.36x5.08x5.08(cent) | 1.81(kilos) 4.00(lbs) |  |  |  | NAM CERTIFIED PARTNER USD | 16-SEP-2025 | 216.00 | 01-NOV-2025 | 238.00
| 0M-815482-009 | ASSY WHIP 5WIRE 10AWG L21-30 9FT | https://www.se.com/us/en/product/0M-815482-009 |  |  | 96.00x2.00x2.00(in) 243.84x5.08x5.08(cent) | 1.81(kilos) 4.00(lbs) |  |  |  | NAM CERTIFIED PARTNER USD | 16-SEP-2025 | 230.00 | 01-NOV-2025 | 253.00
| 0M-815482-011 | ASSY WHIP 5WIRE 10AWG L21-30 11FT | https://www.se.com/us/en/product/0M-815482-011 |  |  | 108.00x2.00x2.00(in) 274.32x5.08x5.08(cent) | 1.81(kilos) 4.00(lbs) |  |  |  | NAM CERTIFIED PARTNER USD | 16-SEP-2025 | 244.00 | 01-NOV-2025 | 269.00
| 0M-815482-013 | ASSY WHIP 5WIRE 10AWG L21-30 13FT | https://www.se.com/us/en/product/0M-815482-013 |  |  | 132.00x2.00x2.00(in) 335.28x5.08x5.08(cent) | 1.81(kilos) 4.00(lbs) |  |  |  | NAM CERTIFIED PARTNER USD | 16-SEP-2025 | 258.00 | 01-NOV-2025 | 284.00
| 0M-815482-015 | ASSY WHIP 5WIRE 10AWG L21-30 15FT | https://www.se.com/us/en/product/0M-815482-015 |  |  | 180.00x2.00x2.00(in) 457.20x5.08x5.08(cent) | 4.54(kilos) 10.00(lbs) |  |  |  | NAM CERTIFIED PARTNER USD | 16-SEP-2025 | 273.00 | 01-NOV-2025 | 300.00
| 0M-815482-017 | ASSY WHIP 5WIRE 10AWG L21-30 17FT | https://www.se.com/us/en/product/0M-815482-017 |  |  | 204.00x2.00x2.00(in) 518.16x5.08x5.08(cent) | 1.81(kilos) 4.00(lbs) |  |  |  | NAM CERTIFIED PARTNER USD | 16-SEP-2025 | 240.00 | 01-NOV-2025 | 264.00
| 0M-815482-019 | ASSY WHIP 5WIRE 10AWG L21-30 19FT | https://www.se.com/us/en/product/0M-815482-019 |  |  | 228.00x2.00x2.00(in) 579.12x5.08x5.08(cent) | 4.54(kilos) 10.00(lbs) |  |  |  | NAM CERTIFIED PARTNER USD | 16-SEP-2025 | 301.00 | 01-NOV-2025 | 331.00
| 0M-815482-021 | ASSY WHIP 5WIRE 10AWG L21-30 21FT | https://www.se.com/us/en/product/0M-815482-021 |  |  | 252.00x2.00x2.00(in) 640.08x5.08x5.08(cent) | 1.81(kilos) 4.00(lbs) |  |  |  | NAM CERTIFIED PARTNER USD | 16-SEP-2025 | 265.00 | 01-NOV-2025 | 292.00
| 0M-815482-023 | ASSY WHIP 5WIRE 10AWG L21-30 23FT | https://www.se.com/us/en/product/0M-815482-023 |  |  | 276.00x2.00x2.00(in) 701.04x5.08x5.08(cent) | 1.81(kilos) 4.00(lbs) |  |  |  | NAM CERTIFIED PARTNER USD | 16-SEP-2025 | 278.00 | 01-NOV-2025 | 306.00
| 0M-815482-025 | ASSY WHIP 5WIRE 10AWG L21-30 25FT | https://www.se.com/us/en/product/0M-815482-025 |  |  | 300.00x2.00x2.00(in) 762.00x5.08x5.08(cent) | 2.27(kilos) 5.00(lbs) |  |  |  | NAM CERTIFIED PARTNER USD | 16-SEP-2025 | 291.00 | 01-NOV-2025 | 320.00
| 0M-815482-027 | ASSY WHIP 5WIRE 10AWG L21-30 27FT | https://www.se.com/us/en/product/0M-815482-027 |  |  | 324.00x2.00x2.00(in) 822.96x5.08x5.08(cent) | 1.81(kilos) 4.00(lbs) |  |  |  | NAM CERTIFIED PARTNER USD | 16-SEP-2025 | 357.00 | 01-NOV-2025 | 393.00
| 0M-815482-029 | ASSY WHIP 5WIRE 10AWG L21-30 29FT | https://www.se.com/us/en/product/0M-815482-029 |  |  | 348.00x2.00x2.00(in) 883.92x5.08x5.08(cent) | 1.81(kilos) 4.00(lbs) |  |  |  | NAM CERTIFIED PARTNER USD | 16-SEP-2025 | 371.00 | 01-NOV-2025 | 409.00
| 0M-815482-031 | ASSY WHIP 5WIRE 10AWG L21-30 31FT | https://www.se.com/us/en/product/0M-815482-031 |  |  | 372.00x2.00x2.00(in) 944.88x5.08x5.08(cent) | 2.27(kilos) 5.00(lbs) |  |  |  | NAM CERTIFIED PARTNER USD | 16-SEP-2025 | 320.00 | 01-NOV-2025 | 352.00
| 0M-815482-033 | ASSY WHIP 5WIRE 10AWG L21-30 33FT | https://www.se.com/us/en/product/0M-815482-033 |  |  | 396.00x2.00x2.00(in) 1005.84x5.08x5.08(cent) | 2.27(kilos) 5.00(lbs) |  |  |  | NAM CERTIFIED PARTNER USD | 16-SEP-2025 | 332.00 | 01-NOV-2025 | 365.00
| 0M-815482-035 | ASSY WHIP 5WIRE 10AWG L21-30 35FT | https://www.se.com/us/en/product/0M-815482-035 |  |  | 420.00x2.00x2.00(in) 1066.80x5.08x5.08(cent) | 2.27(kilos) 5.00(lbs) |  |  |  | NAM CERTIFIED PARTNER USD | 16-SEP-2025 | 344.00 | 01-NOV-2025 | 379.00
| 0M-815482-037 | ASSY WHIP 5WIRE 10AWG L21-30 37FT | https://www.se.com/us/en/product/0M-815482-037 |  |  | 444.00x2.00x2.00(in) 1127.76x5.08x5.08(cent) | 2.27(kilos) 5.00(lbs) |  |  |  | NAM CERTIFIED PARTNER USD | 16-SEP-2025 | 357.00 | 01-NOV-2025 | 392.00
| 0M-815482-039 | ASSY WHIP 5WIRE 10AWG L21-30 39FT | https://www.se.com/us/en/product/0M-815482-039 |  |  | 468.00x2.00x2.00(in) 1188.72x5.08x5.08(cent) | 6.35(kilos) 14.00(lbs) |  |  |  | NAM CERTIFIED PARTNER USD | 16-SEP-2025 | 372.00 | 01-NOV-2025 | 409.00
| 0M-815482-041 | ASSY WHIP 5WIRE 10AWG L21-30 41FT | https://www.se.com/us/en/product/0M-815482-041 |  |  | 492.00x2.00x2.00(in) 1249.68x5.08x5.08(cent) | 2.27(kilos) 5.00(lbs) |  |  |  | NAM CERTIFIED PARTNER USD | 16-SEP-2025 | 382.00 | 01-NOV-2025 | 420.00
| 0M-815482-043 | ASSY WHIP 5WIRE 10AWG L21-30 43FT | https://www.se.com/us/en/product/0M-815482-043 |  |  | 516.00x2.00x2.00(in) 1310.64x5.08x5.08(cent) | 2.27(kilos) 5.00(lbs) |  |  |  | NAM CERTIFIED PARTNER USD | 16-SEP-2025 | 394.00 | 01-NOV-2025 | 433.00
| 0M-815482-045 | ASSY WHIP 5WIRE 10AWG L21-30 45FT | https://www.se.com/us/en/product/0M-815482-045 |  |  | 1080.00x2.00x2.00(in) 2743.20x5.08x5.08(cent) | 2.27(kilos) 5.00(lbs) |  |  |  | NAM CERTIFIED PARTNER USD | 16-SEP-2025 | 609.00 | 01-NOV-2025 | 670.00
| 0M-815482-047 | ASSY WHIP 5WIRE 10AWG L21-30 47FT | https://www.se.com/us/en/product/0M-815482-047 |  |  | 1128.00x2.00x2.00(in) 2865.12x5.08x5.08(cent) | 2.27(kilos) 5.00(lbs) |  |  |  | NAM CERTIFIED PARTNER USD | 16-SEP-2025 | 419.00 | 01-NOV-2025 | 460.00
| 0M-815482-049 | ASSY WHIP 5WIRE 10AWG L21-30 49FT | https://www.se.com/us/en/product/0M-815482-049 |  |  | 1176.00x2.00x2.00(in) 2987.04x5.08x5.08(cent) | 6.80(kilos) 15.00(lbs) |  |  |  | NAM CERTIFIED PARTNER USD | 16-SEP-2025 | 513.00 | 01-NOV-2025 | 564.00
| 0M-815482-051 | ASSY WHIP 5WIRE 10AWG L21-30 51FT | https://www.se.com/us/en/product/0M-815482-051 |  |  | 612.00x2.00x2.00(in) 1554.48x5.08x5.08(cent) | 2.72(kilos) 6.00(lbs) |  |  |  | NAM CERTIFIED PARTNER USD | 16-SEP-2025 | 443.00 | 01-NOV-2025 | 488.00
| 0M-815482-053 | ASSY WHIP 5WIRE 10AWG L21-30 53FT | https://www.se.com/us/en/product/0M-815482-053 |  |  | 636.00x2.00x2.00(in) 1615.44x5.08x5.08(cent) | 2.72(kilos) 6.00(lbs) |  |  |  | NAM CERTIFIED PARTNER USD | 16-SEP-2025 | 456.00 | 01-NOV-2025 | 501.00
| 0M-815482-055 | ASSY WHIP 5WIRE 10AWG L21-30 55FT | https://www.se.com/us/en/product/0M-815482-055 |  |  | 660.00x2.00x2.00(in) 1676.40x5.08x5.08(cent) | 2.72(kilos) 6.00(lbs) |  |  |  | NAM CERTIFIED PARTNER USD | 16-SEP-2025 | 468.00 | 01-NOV-2025 | 515.00
| 0M-815484A-009 | ASSY WHIP 3WIRE 12AWG L5-20 9FT | https://www.se.com/us/en/product/0M-815484A-009 |  |  | 12.00x12.00x12.00(in) 30.48x30.48x30.48(cent) | 5.44(kilos) 12.00(lbs) |  |  |  | NAM CERTIFIED PARTNER USD | 16-SEP-2025 | 133.00 | 01-NOV-2025 | 146.00
| 0M-815484A-011 | ASSY WHIP 3WIRE 12AWG L5-20 11FT | https://www.se.com/us/en/product/0M-815484A-011 |  |  | 12.00x12.00x12.00(in) 30.48x30.48x30.48(cent) | 5.44(kilos) 12.00(lbs) |  |  |  | NAM CERTIFIED PARTNER USD | 16-SEP-2025 | 135.00 | 01-NOV-2025 | 149.00
| 0M-815484A-015 | ASSY WHIP 3WIRE 12AWG L5-20 15FT | https://www.se.com/us/en/product/0M-815484A-015 |  |  | 12.00x12.00x12.00(in) 30.48x30.48x30.48(cent) | 5.44(kilos) 12.00(lbs) |  |  |  | NAM CERTIFIED PARTNER USD | 16-SEP-2025 | 144.00 | 01-NOV-2025 | 158.00
| 0M-815484A-017 | ASSY WHIP 3WIRE 12AWG L5-20 17FT | https://www.se.com/us/en/product/0M-815484A-017 |  |  | 12.00x12.00x12.00(in) 30.48x30.48x30.48(cent) | 5.44(kilos) 12.00(lbs) |  |  |  | NAM CERTIFIED PARTNER USD | 16-SEP-2025 | 146.00 | 01-NOV-2025 | 161.00
| 0M-815484A-021 | ASSY WHIP 3WIRE 12AWG L5-20 21FT | https://www.se.com/us/en/product/0M-815484A-021 |  |  | 12.00x12.00x12.00(in) 30.48x30.48x30.48(cent) | 5.44(kilos) 12.00(lbs) |  |  |  | NAM CERTIFIED PARTNER USD | 16-SEP-2025 | 153.00 | 01-NOV-2025 | 168.00
| 0M-815484A-025 | ASSY WHIP 3WIRE 12AWG L5-20 25FT | https://www.se.com/us/en/product/0M-815484A-025 |  |  | 12.00x12.00x12.00(in) 30.48x30.48x30.48(cent) | 5.44(kilos) 12.00(lbs) |  |  |  | NAM CERTIFIED PARTNER USD | 16-SEP-2025 | 160.00 | 01-NOV-2025 | 176.00
| 0M-815489-005 | ASSY WHIP 60A IEC309 5FT | https://www.se.com/us/en/product/0M-815489-005 |  |  | 60.00x3.00x3.00(in) 152.40x7.62x7.62(cent) | 1.36(kilos) 3.00(lbs) |  |  |  | NAM CERTIFIED PARTNER USD | 16-SEP-2025 | 484.00 | 01-NOV-2025 | 533.00
| 0M-815489-007 | ASSY WHIP 60A IEC309 7FT | https://www.se.com/us/en/product/0M-815489-007 |  |  | 84.00x3.00x3.00(in) 213.36x7.62x7.62(cent) | 1.36(kilos) 3.00(lbs) |  |  |  | NAM CERTIFIED PARTNER USD | 16-SEP-2025 | 384.00 | 01-NOV-2025 | 422.00
| 0M-815489-009 | ASSY WHIP 60A IEC309 9FT | https://www.se.com/us/en/product/0M-815489-009 |  |  | 108.00x3.00x3.00(in) 274.32x7.62x7.62(cent) | 1.36(kilos) 3.00(lbs) |  |  |  | NAM CERTIFIED PARTNER USD | 16-SEP-2025 | 557.00 | 01-NOV-2025 | 613.00
| 0M-815489-011 | ASSY WHIP 60A IEC309 11FT | https://www.se.com/us/en/product/0M-815489-011 |  |  | 132.00x3.00x3.00(in) 335.28x7.62x7.62(cent) | 1.81(kilos) 4.00(lbs) |  |  |  | NAM CERTIFIED PARTNER USD | 16-SEP-2025 | 582.00 | 01-NOV-2025 | 641.00
| 0M-815489-013 | ASSY WHIP 60A IEC309 13FT | https://www.se.com/us/en/product/0M-815489-013 |  |  | 156.00x3.00x3.00(in) 396.24x7.62x7.62(cent) | 1.81(kilos) 4.00(lbs) |  |  |  | NAM CERTIFIED PARTNER USD | 16-SEP-2025 | 611.00 | 01-NOV-2025 | 672.00
| 0M-815489-015 | ASSY WHIP 60A IEC309 15FT | https://www.se.com/us/en/product/0M-815489-015 |  |  | 180.00x3.00x3.00(in) 457.20x7.62x7.62(cent) | 1.81(kilos) 4.00(lbs) |  |  |  | NAM CERTIFIED PARTNER USD | 16-SEP-2025 | 650.00 | 01-NOV-2025 | 715.00
| 0M-815489-017 | ASSY WHIP 60A IEC309 17FT | https://www.se.com/us/en/product/0M-815489-017 |  |  | 204.00x3.00x3.00(in) 518.16x7.62x7.62(cent) | 1.81(kilos) 4.00(lbs) |  |  |  | NAM CERTIFIED PARTNER USD | 16-SEP-2025 | 673.00 | 01-NOV-2025 | 740.00
| 0M-815489-019 | ASSY WHIP 60A IEC309 19FT | https://www.se.com/us/en/product/0M-815489-019 |  |  | 228.00x3.00x3.00(in) 579.12x7.62x7.62(cent) | 1.81(kilos) 4.00(lbs) |  |  |  | NAM CERTIFIED PARTNER USD | 16-SEP-2025 | 704.00 | 01-NOV-2025 | 774.00
| 0M-815489-021 | ASSY WHIP 60A IEC309 21FT | https://www.se.com/us/en/product/0M-815489-021 |  |  | 252.00x3.00x3.00(in) 640.08x7.62x7.62(cent) | 1.81(kilos) 4.00(lbs) |  |  |  | NAM CERTIFIED PARTNER USD | 16-SEP-2025 | 735.00 | 01-NOV-2025 | 808.00
| 0M-815489-023 | ASSY WHIP 60A IEC309 23FT | https://www.se.com/us/en/product/0M-815489-023 |  |  | 276.00x3.00x3.00(in) 701.04x7.62x7.62(cent) | 1.81(kilos) 4.00(lbs) |  |  |  | NAM CERTIFIED PARTNER USD | 16-SEP-2025 | 522.00 | 01-NOV-2025 | 574.00
| 0M-815489-025 | ASSY WHIP 60A IEC309 25FT | https://www.se.com/us/en/product/0M-815489-025 |  |  | 300.00x3.00x3.00(in) 762.00x7.62x7.62(cent) | 1.81(kilos) 4.00(lbs) |  |  |  | NAM CERTIFIED PARTNER USD | 16-SEP-2025 | 527.00 | 01-NOV-2025 | 580.00
| 0M-815489-027 | ASSY WHIP 60A IEC309 27FT | https://www.se.com/us/en/product/0M-815489-027 |  |  | 324.00x3.00x3.00(in) 822.96x7.62x7.62(cent) | 2.27(kilos) 5.00(lbs) |  |  |  | NAM CERTIFIED PARTNER USD | 16-SEP-2025 | 548.00 | 01-NOV-2025 | 603.00
| 0M-815489-029 | ASSY WHIP 60A IEC309 29FT | https://www.se.com/us/en/product/0M-815489-029 |  |  | 348.00x3.00x3.00(in) 883.92x7.62x7.62(cent) | 1.81(kilos) 4.00(lbs) |  |  |  | NAM CERTIFIED PARTNER USD | 16-SEP-2025 | 567.00 | 01-NOV-2025 | 624.00
| 0M-815489-031 | ASSY WHIP 60A IEC309 31FT | https://www.se.com/us/en/product/0M-815489-031 |  |  | 372.00x3.00x3.00(in) 944.88x7.62x7.62(cent) | 2.27(kilos) 5.00(lbs) |  |  |  | NAM CERTIFIED PARTNER USD | 16-SEP-2025 | 586.00 | 01-NOV-2025 | 645.00
| 0M-815489-033 | ASSY WHIP 60A IEC309 33FT | https://www.se.com/us/en/product/0M-815489-033 |  |  | 396.00x3.00x3.00(in) 1005.84x7.62x7.62(cent) | 2.27(kilos) 5.00(lbs) |  |  |  | NAM CERTIFIED PARTNER USD | 16-SEP-2025 | 608.00 | 01-NOV-2025 | 669.00
| 0M-815518 | ASSY CKT BRKR 3P 60A SQD QOB | https://www.se.com/us/en/product/0M-815518 |  |  | 0.00x0.00x0.00(in) 0.01x0.01x0.01(cent) | 0.91(kilos) 2.00(lbs) |  |  |  | NAM CERTIFIED PARTNER USD | 16-SEP-2025 | 91.00 | 01-NOV-2025 | 100.00
| 827-0406 | "HOLE PLUG FOR 1.125" WHIP" | https://www.se.com/us/en/product/827-0406 | [7 empty] | NAM CERTIFIED PARTNER USD | 16-SEP-2025 | 31.00 | 01-NOV-2025 | 34.00
| PD1PADAPT1-N | Adaptor for T1 Type Circuit Breaker, 1-Pole, Neutral | https://www.se.com/us/en/product/PD1PADAPT1-N |  |  | 5.00x5.00x5.00(in) 12.70x12.70x12.70(cent) | 0.91(kilos) 2.01(lbs) |  |  | 731304277460 | NAM CERTIFIED PARTNER USD | 16-SEP-2025 | 125.00 | 01-NOV-2025 | 137.00
| PD3P60AT1B | 3-Pole Circuit Breaker, 60A, T1 Type for Symmetra PX250/500kW | https://www.se.com/us/en/product/PD3P60AT1B | 480 3 PH |  | 17.01x22.01x21.50(in) 43.20x55.90x54.60(cent) | 2.70(kilos) 5.95(lbs) |  |  | 731304277958 | NAM CERTIFIED PARTNER USD | 16-SEP-2025 | 377.00 | 01-NOV-2025 | 415.00
| PD3P70AT1B | 3-Pole Circuit Breaker, 70A, T1 Type for Symmetra PX250/500kW | https://www.se.com/us/en/product/PD3P70AT1B | 480 3 PH,400 3 PH | 480 3 PH,400 3 PH | 170.00x22.01x21.50(in) 431.80x55.90x54.60(cent) | 2.70(kilos) 5.95(lbs) |  |  | 731304267249 | NAM CERTIFIED PARTNER USD | 16-SEP-2025 | 1130.00 | 01-NOV-2025 | 1245.00
| PD3P80AT1B | 3-Pole Circuit Breaker, 80A, T1 Type for Symmetra PX250/500kW | https://www.se.com/us/en/product/PD3P80AT1B | 480 3 PH,400 3 PH | 480 3 PH,400 3 PH | 17.01x22.01x21.50(in) 43.20x55.90x54.60(cent) | 2.70(kilos) 5.95(lbs) |  |  | 731304267140 | NAM CERTIFIED PARTNER USD | 16-SEP-2025 | 351.00 | 01-NOV-2025 | 386.00
| PD3P90AT1B | 3-Pole Circuit Breaker, 90A, T1 Type for Symmetra PX250/500kW | https://www.se.com/us/en/product/PD3P90AT1B | 480 3 PH,400 3 PH | 480 3 PH,400 3 PH | 17.01x22.01x21.50(in) 43.20x55.90x54.60(cent) | 2.70(kilos) 5.95(lbs) |  |  | 731304267157 | NAM CERTIFIED PARTNER USD | 16-SEP-2025 | 414.00 | 01-NOV-2025 | 456.00
| PD3P100AT1B | 3-Pole Circuit Breaker, 100A, T1 Type for Symmetra PX250/500kW | https://www.se.com/us/en/product/PD3P100AT1B | 480 3 PH,400 3 PH | 480 3 PH,400 3 PH | 17.01x22.01x21.50(in) 43.20x55.90x54.60(cent) | 2.80(kilos) 6.17(lbs) |  |  | 731304267164 | NAM CERTIFIED PARTNER USD | 16-SEP-2025 | 443.00 | 01-NOV-2025 | 487.00
| PD3P125AT3B | 3-Pole Circuit Breaker, 125A, T3 Type for Symmetra PX250/500kW | https://www.se.com/us/en/product/PD3P125AT3B | 480 3 PH,400 3 PH | 480 3 PH,400 3 PH | 17.01x22.01x21.50(in) 43.20x55.90x54.60(cent) | 3.70(kilos) 8.16(lbs) |  |  | 731304267171 | NAM CERTIFIED PARTNER USD | 16-SEP-2025 | 618.00 | 01-NOV-2025 | 680.00
| PD3P150AT3B | 3-Pole Circuit Breaker, 150A, T3 Type for Symmetra PX250/500kW | https://www.se.com/us/en/product/PD3P150AT3B | 480 3 PH,400 3 PH | 480 3 PH,400 3 PH | 17.01x22.01x21.50(in) 43.20x55.90x54.60(cent) | 3.70(kilos) 8.16(lbs) |  |  | 731304267188 | NAM CERTIFIED PARTNER USD | 16-SEP-2025 | 618.00 | 01-NOV-2025 | 680.00
| PD3P175AT3B | 3-Pole Circuit Breaker, 175A, T3 Type for Symmetra PX250/500kW | https://www.se.com/us/en/product/PD3P175AT3B | 480 3 PH,400 3 PH | 480 3 PH,400 3 PH | 17.01x22.01x21.50(in) 43.20x55.90x54.60(cent) | 3.70(kilos) 8.16(lbs) |  |  | 731304267195 | NAM CERTIFIED PARTNER USD | 16-SEP-2025 | 828.00 | 01-NOV-2025 | 911.00
| PD3P200AT3B | 3-Pole Circuit Breaker, 200A, T3 Type for Symmetra PX250/500kW | https://www.se.com/us/en/product/PD3P200AT3B | 480 3 PH,400 3 PH | 480 3 PH,400 3 PH | 17.01x22.01x21.50(in) 43.20x55.90x54.60(cent) | 3.70(kilos) 8.16(lbs) |  |  | 731304267744 | NAM CERTIFIED PARTNER USD | 16-SEP-2025 | 967.00 | 01-NOV-2025 | 1065.00
| PD3P225AT3B | 3-Pole Circuit Breaker, 225A, T3 Type for Symmetra PX250/500kW | https://www.se.com/us/en/product/PD3P225AT3B | 480 3 PH,400 3 PH | 480 3 PH,400 3 PH | 17.01x22.01x21.50(in) 43.20x55.90x54.60(cent) | 3.70(kilos) 8.16(lbs) |  |  | 731304267201 | NAM CERTIFIED PARTNER USD | 16-SEP-2025 | 642.00 | 01-NOV-2025 | 706.00
| PD3P300AETT5B | 3-Pole Circuit Breaker, 300A, Electronic Trip, T5 Type for Symmetra PX250/500KW | https://www.se.com/us/en/product/PD3P300AETT5B | 480 3 PH,400 3 PH | 480 3 PH ,400 3 PH | 12.01x12.01x12.52(in) 30.50x30.50x31.80(cent) | 4.55(kilos) 10.03(lbs) |  |  | 731304303404 | NAM CERTIFIED PARTNER USD | 16-SEP-2025 | 1180.00 | 01-NOV-2025 | 1300.00
| PD3P300AT5B | 3-Pole Circuit Breaker, 300A, T5 Type for Symmetra PX250/500kW | https://www.se.com/us/en/product/PD3P300AT5B | 480 3 PH,400 3 PH | 480 3 PH,400 3 PH | 17.01x22.01x21.50(in) 43.20x55.90x54.60(cent) | 7.90(kilos) 17.42(lbs) |  |  | 731304267218 | NAM CERTIFIED PARTNER USD | 16-SEP-2025 | 1370.00 | 01-NOV-2025 | 1505.00
| PD3P400AT5B | 3-Pole Circuit Breaker, 400A, T5 Type for Symmetra PX250/500kW | https://www.se.com/us/en/product/PD3P400AT5B | 480 3 PH,400 3 PH | 480 3 PH,400 3 PH | 17.01x22.01x21.50(in) 43.20x55.90x54.60(cent) | 7.80(kilos) 17.20(lbs) |  |  | 731304267232 | NAM CERTIFIED PARTNER USD | 16-SEP-2025 | 1550.00 | 01-NOV-2025 | 1705.00
| PD3PADAPT1 | Adaptor for T1 Type Circuit Breaker, 3 Pole | https://www.se.com/us/en/product/PD3PADAPT1 | 480 3 PH,400 3 PH |  | 18.39x10.20x7.64(in) 46.70x25.90x19.40(cent) | 1.36(kilos) 3.00(lbs) |  |  | 731304267256 | NAM CERTIFIED PARTNER USD | 16-SEP-2025 | 201.00 | 01-NOV-2025 | 221.00
| PD3PADAPT3 | Adaptor for T3 Type Circuit Breaker, 3 Pole | https://www.se.com/us/en/product/PD3PADAPT3 | 480 3 PH,400 3 PH | 480 3 PH | 18.39x10.91x7.64(in) 46.70x27.70x19.40(cent) | 1.82(kilos) 4.01(lbs) |  |  | 731304267263 | NAM CERTIFIED PARTNER USD | 16-SEP-2025 | 228.00 | 01-NOV-2025 | 250.00
| PD3PADAPT5 | Adaptor for T5 Type Circuit Breaker, 3 Pole | https://www.se.com/us/en/product/PD3PADAPT5 | 480 3 PH,400 3 PH | 480 3 PH | 18.27x10.20x7.64(in) 46.40x25.90x19.40(cent) | 2.27(kilos) 5.01(lbs) |  |  | 731304267751 | NAM CERTIFIED PARTNER USD | 16-SEP-2025 | 489.00 | 01-NOV-2025 | 538.00
| PD4P60AT1B | 4-Pole Circuit Breaker, 60A, T1 Type for Symmetra PX250/500kW | https://www.se.com/us/en/product/PD4P60AT1B | 480 3 PH,400 3 PH |  | 17.01x22.01x21.50(in) 43.20x55.90x54.60(cent) | 2.70(kilos) 5.95(lbs) |  |  | 731304277965 | NAM CERTIFIED PARTNER USD | 16-SEP-2025 | 520.00 | 01-NOV-2025 | 572.00
| PD4P100AT1B | 4-Pole Circuit Breaker, 100A, T1 Type for Symmetra PX250/500kW | https://www.se.com/us/en/product/PD4P100AT1B | 480 3 PH,400 3 PH | 480 3 PH,400 3 PH | 9.02x7.99x6.50(in) 22.90x20.30x16.50(cent) | 2.68(kilos) 5.91(lbs) |  |  | 731304278467 | NAM CERTIFIED PARTNER USD | 16-SEP-2025 | 555.00 | 01-NOV-2025 | 610.00
| PD40F6FK1-M | APC PDU 208V/208V W/ MBP | https://www.se.com/us/en/product/PD40F6FK1-M | 208 3 PH | 120 ,208 3 PH | 85.98x35.98x47.99(in) 218.40x91.40x121.90(cent) | 590.00(kilos) 1300.95(lbs) |  |  | 731304221029 | NAM CERTIFIED PARTNER USD | 16-SEP-2025 | 17075.00 | 01-NOV-2025 | 18785.00
| PD40G6FK1-M | APC PDU 480V/208V W/ MBP | https://www.se.com/us/en/product/PD40G6FK1-M | 480 3 PH | 120 ,208 3 PH | 85.98x35.98x47.99(in) 218.40x91.40x121.90(cent) | 590.00(kilos) 1300.95(lbs) |  |  | 731304221043 | NAM CERTIFIED PARTNER USD | 16-SEP-2025 | 17885.00 | 01-NOV-2025 | 19675.00
| PD60F6FK1 | APC 60KVA PDU W/ 208 PRI 208/120 SEC | https://www.se.com/us/en/product/PD60F6FK1 | 208 3 PH | 120 ,208 3 PH | 85.98x35.98x47.99(in) 218.40x91.40x121.90(cent) | 470.00(kilos) 1036.35(lbs) |  |  | 731304205814 | NAM CERTIFIED PARTNER USD | 16-SEP-2025 | 15690.00 | 01-NOV-2025 | 17255.00
| PD60G6FK1 | APC 60KVA PDU W/ 480 PRI 208/120 SEC | https://www.se.com/us/en/product/PD60G6FK1 | 480 3 PH | 120 ,208 3 PH | 85.98x35.98x47.99(in) 218.40x91.40x121.90(cent) | 470.00(kilos) 1036.35(lbs) |  |  | 731304205821 | NAM CERTIFIED PARTNER USD | 16-SEP-2025 | 15690.00 | 01-NOV-2025 | 17255.00
| PDM1316IEC-3P | APC IT Power Distribution Module 3x1 Pole 3 Wire 16A 3xIEC309 300cm, 360cm, 420cm | https://www.se.com/us/en/product/PDM1316IEC-3P | 400 3 PH | 230 | 5.98x17.01x15.98(in) 15.20x43.20x40.60(cent) | 4.60(kilos) 10.14(lbs) |  |  | 731304257974 | NAM CERTIFIED PARTNER USD | 16-SEP-2025 | 1120.00 | 01-NOV-2025 | 1230.00
| PDM1320IEC-3P-1 | APC IT Power Distribution Module 3x1 Pole 3 Wire 20A 240V IEC309 260cm 380cm 500cm | https://www.se.com/us/en/product/PDM1320IEC-3P-1 | 240 | 240 | 5.98x17.01x16.50(in) 15.20x43.20x41.90(cent) | 4.60(kilos) 10.14(lbs) |  |  | 731304268178 | NAM CERTIFIED PARTNER USD | 16-SEP-2025 | 621.00 | 01-NOV-2025 | 683.00
| PDM1320IEC-3P-2 | APC IT Power Distribution Module 3x1 Pole 3 Wire 20A 240V IEC309 680cm 860cm 1040cm | https://www.se.com/us/en/product/PDM1320IEC-3P-2 | 240 | 240 | 5.98x17.01x16.50(in) 15.20x43.20x41.90(cent) | 7.73(kilos) 17.04(lbs) |  |  | 731304268185 | NAM CERTIFIED PARTNER USD | 16-SEP-2025 | 802.00 | 01-NOV-2025 | 882.00
| PDM1320IEC-3P-3 | APC IT Power Distribution Module 3x1 Pole 3 Wire 20A 240V IEC309 1680cm 1680cm 1680cm | https://www.se.com/us/en/product/PDM1320IEC-3P-3 | 240 | 240 | 5.98x17.01x16.50(in) 15.20x43.20x41.90(cent) | 10.00(kilos) 22.05(lbs) |  |  | 731304268192 | NAM CERTIFIED PARTNER USD | 16-SEP-2025 | 975.00 | 01-NOV-2025 | 1075.00
| PDM1320L5-3P-1 | APC IT Power Distribution Module 3x1 Pole 3 Wire 20A 250V L5-20 UL 260cm 380cm 500cm | https://www.se.com/us/en/product/PDM1320L5-3P-1 | 208 3 PH | 120 | 5.00x17.52x15.98(in) 12.70x44.50x40.60(cent) | 2.50(kilos) 5.51(lbs) |  |  | 731304272045 | NAM CERTIFIED PARTNER USD | 16-SEP-2025 | 1095.00 | 01-NOV-2025 | 1205.00
| PDM1320L5-3P-2 | APC IT Power Distribution Module 3x1 Pole 3 Wire 20A 250V L5-20 UL 680cm 860cm 1040cm | https://www.se.com/us/en/product/PDM1320L5-3P-2 | 208 3 PH | 120 | 5.00x17.52x15.98(in) 12.70x44.50x40.60(cent) | 2.50(kilos) 5.51(lbs) |  |  | 731304272052 | NAM CERTIFIED PARTNER USD | 16-SEP-2025 | 1540.00 | 01-NOV-2025 | 1690.00
| PDM1320L5-3P-3 | APC IT Power Distribution Module 3x1 Pole 3 Wire 20A 240V L5-20 UL 1680cm 1680cm 1680cm | https://www.se.com/us/en/product/PDM1320L5-3P-3 | 208 3 PH | 120 | 5.00x17.52x15.98(in) 12.70x44.50x40.60(cent) | 2.50(kilos) 5.51(lbs) |  |  | 731304272069 | NAM CERTIFIED PARTNER USD | 16-SEP-2025 | 2220.00 | 01-NOV-2025 | 2445.00
| PDM1332IEC-3P | APC IT Power Distribution Module 3x1 Pole 3 Wire 32A 3xIEC309 300cm, 360cm, 420cm | https://www.se.com/us/en/product/PDM1332IEC-3P | 400 3 PH | 230 | 5.98x17.01x5.98(in) 15.20x43.20x15.20(cent) | 7.30(kilos) 16.10(lbs) |  |  | 731304257622 | NAM CERTIFIED PARTNER USD | 16-SEP-2025 | 1030.00 | 01-NOV-2025 | 1130.00
| PDM1332IEC-3P-2 | APC IT Power Distribution Module 3x1 Pole 3 Wire 32A 3xIEC309 480cm, 540cm, 600cm | https://www.se.com/us/en/product/PDM1332IEC-3P-2 | 400 3 PH | 230 | 5.98x17.01x5.98(in) 15.20x43.20x15.20(cent) | 7.30(kilos) 16.10(lbs) |  |  | 731304261742 | NAM CERTIFIED PARTNER USD | 16-SEP-2025 | 1105.00 | 01-NOV-2025 | 1215.00
| PDM1332IEC-3P-3 | APC IT Power Distribution Module 3x1 Pole 3 Wire 32A 3xIEC309 660cm, 720cm, 780cm | https://www.se.com/us/en/product/PDM1332IEC-3P-3 | 400 3 PH | 230 | 5.98x17.01x17.01(in) 15.20x43.20x43.20(cent) | 7.30(kilos) 16.10(lbs) |  |  | 731304261759 | NAM CERTIFIED PARTNER USD | 16-SEP-2025 | 1220.00 | 01-NOV-2025 | 1340.00
| PDM2316IEC-3P30R-1 | Pwr Dist. Mod. 3X1 Pole 3 Wire RCD 16A 3XIEC309 300cm, 360cm, 420cm | https://www.se.com/us/en/product/PDM2316IEC-3P30R-1 | 400 3 PH | 230 | 10.00x17.01x15.98(in) 25.40x43.20x40.60(cent) | 7.70(kilos) 16.98(lbs) |  |  | 731304285915 | NAM CERTIFIED PARTNER USD | 16-SEP-2025 | 1120.00 | 01-NOV-2025 | 1230.00
| PDM2316IEC-3P30R-3 | Power Dist. Mod. 3X1 Pole 3 Wire RCD 16A 3XIEC309 660cm, 720cm, 780cm | https://www.se.com/us/en/product/PDM2316IEC-3P30R-3 | 400 3 PH | 230 | 10.00x17.01x15.98(in) 25.40x43.20x40.60(cent) | 7.70(kilos) 16.98(lbs) |  |  | 731304285939 | NAM CERTIFIED PARTNER USD | 16-SEP-2025 | 1335.00 | 01-NOV-2025 | 1465.00
| PDM2330L6-12-380 | APC IT Power Distribution Module 2 Pole 3 Wire 30A L1-L2 L6-30 380cm | https://www.se.com/us/en/product/PDM2330L6-12-380 | 208 | 208 | 5.00x17.48x15.98(in) 12.70x44.40x40.60(cent) | 5.20(kilos) 11.47(lbs) |  |  | 731304285991 | NAM CERTIFIED PARTNER USD | 16-SEP-2025 | 531.00 | 01-NOV-2025 | 585.00
| PDM2330L6-12-500 | APC IT Power Distribution Module 2 Pole 3 Wire 30A L1-L2 L6-30 500CM | https://www.se.com/us/en/product/PDM2330L6-12-500 | 208 | 208 | 5.00x17.48x15.98(in) 12.70x44.40x40.60(cent) | 5.20(kilos) 11.47(lbs) |  |  | 731304286004 | NAM CERTIFIED PARTNER USD | 16-SEP-2025 | 547.00 | 01-NOV-2025 | 602.00
| PDM2330L6-12-620 | APC IT Power Distribution Module 2 Pole 3 Wire 30A L1-L2 L6-30 620CM | https://www.se.com/us/en/product/PDM2330L6-12-620 | 208 | 208 | 5.00x17.48x15.98(in) 12.70x44.40x40.60(cent) | 5.20(kilos) 11.47(lbs) |  |  | 731304286011 | NAM CERTIFIED PARTNER USD | 16-SEP-2025 | 575.00 | 01-NOV-2025 | 633.00
| PDM2330L6-12-740 | APC IT Power Distribution Module 2 Pole 3 Wire 30A L1-L2 L6-30 740CM | https://www.se.com/us/en/product/PDM2330L6-12-740 | 208 | 208 | 5.00x17.48x15.98(in) 12.70x44.40x40.60(cent) | 5.20(kilos) 11.47(lbs) |  |  | 731304286028 | NAM CERTIFIED PARTNER USD | 16-SEP-2025 | 602.00 | 01-NOV-2025 | 662.00
| PDM2330L6-12-860 | APC IT Power Distribution Module 2 Pole 3 Wire 30A L1-L2 L6-30 860CM | https://www.se.com/us/en/product/PDM2330L6-12-860 | 208 | 208 | 5.00x17.48x15.98(in) 12.70x44.40x40.60(cent) | 5.20(kilos) 11.47(lbs) |  |  | 731304286035 | NAM CERTIFIED PARTNER USD | 16-SEP-2025 | 616.00 | 01-NOV-2025 | 677.00
| PDM2330L6-12-980 | APC IT Power Distribution Module 2 Pole 3 Wire 30A L1-L2 L6-30 980CM | https://www.se.com/us/en/product/PDM2330L6-12-980 | 208 | 208 | 5.00x17.48x15.98(in) 12.70x44.40x40.60(cent) | 5.20(kilos) 11.47(lbs) |  |  | 731304286042 | NAM CERTIFIED PARTNER USD | 16-SEP-2025 | 635.00 | 01-NOV-2025 | 698.00
| PDM2330L6-12-1200 | APC IT Power Distribution Module 2 Pole 3 Wire 30A L1-L2 L6-30 1200CM | https://www.se.com/us/en/product/PDM2330L6-12-1200 | 208 | 208 | 5.00x17.48x15.98(in) 12.70x44.40x40.60(cent) | 5.20(kilos) 11.47(lbs) |  |  | 731304285960 | NAM CERTIFIED PARTNER USD | 16-SEP-2025 | 756.00 | 01-NOV-2025 | 831.00
| PDM2330L6-12-1400 | APC IT Power Distribution Module 2 Pole 3 Wire 30A L1-L2 L6-30 1400CM | https://www.se.com/us/en/product/PDM2330L6-12-1400 | 208 | 208 | 10.00x17.01x15.98(in) 25.40x43.20x40.60(cent) | 7.70(kilos) 16.98(lbs) |  |  | 731304285977 | NAM CERTIFIED PARTNER USD | 16-SEP-2025 | 808.00 | 01-NOV-2025 | 888.00
| PDM2330L6-12-1680 | APC IT Power Distribution Module 2 Pole 3 Wire 30A L1-L2 L6-30 1680CM | https://www.se.com/us/en/product/PDM2330L6-12-1680 | 208 | 208 | 10.00x17.01x15.98(in) 25.40x43.20x40.60(cent) | 7.70(kilos) 16.98(lbs) |  |  | 731304285984 | NAM CERTIFIED PARTNER USD | 16-SEP-2025 | 882.00 | 01-NOV-2025 | 970.00
| PDM2330L6-23-380 | APC IT Power Distribution Module 2 Pole 3 Wire 30A L2-L3 L6-30 380CM | https://www.se.com/us/en/product/PDM2330L6-23-380 | 208 | 208 | 5.00x17.48x15.98(in) 12.70x44.40x40.60(cent) | 5.20(kilos) 11.47(lbs) |  |  | 731304286080 | NAM CERTIFIED PARTNER USD | 16-SEP-2025 | 531.00 | 01-NOV-2025 | 585.00
| PDM2330L6-23-500 | APC IT Power Distribution Module 2 Pole 3 Wire 30A L2-L3 L6-30 500CM | https://www.se.com/us/en/product/PDM2330L6-23-500 | 208 | 208 | 5.00x17.48x15.98(in) 12.70x44.40x40.60(cent) | 5.20(kilos) 11.47(lbs) |  |  | 731304286097 | NAM CERTIFIED PARTNER USD | 16-SEP-2025 | 546.00 | 01-NOV-2025 | 601.00
| PDM2330L6-23-620 | APC IT Power Distribution Module 2 Pole 3 Wire 30A L2-L3 L6-30 620CM | https://www.se.com/us/en/product/PDM2330L6-23-620 | 208 | 208 | 5.00x17.48x15.98(in) 12.70x44.40x40.60(cent) | 5.20(kilos) 11.47(lbs) |  |  | 731304286103 | NAM CERTIFIED PARTNER USD | 16-SEP-2025 | 576.00 | 01-NOV-2025 | 634.00
| PDM2330L6-23-740 | APC IT Power Distribution Module 2 Pole 3 Wire 30A L2-L3 L6-30 740CM | https://www.se.com/us/en/product/PDM2330L6-23-740 | 208 | 208 | 5.00x17.48x15.98(in) 12.70x44.40x40.60(cent) | 5.20(kilos) 11.47(lbs) |  |  | 731304286110 | NAM CERTIFIED PARTNER USD | 16-SEP-2025 | 601.00 | 01-NOV-2025 | 661.00
| PDM2330L6-23-860 | APC IT Power Distribution Module 2 Pole 3 Wire 30A L2-L3 L6-30 860CM | https://www.se.com/us/en/product/PDM2330L6-23-860 | 208 | 208 | 5.00x17.48x15.98(in) 12.70x44.40x40.60(cent) | 5.20(kilos) 11.47(lbs) |  |  | 731304286127 | NAM CERTIFIED PARTNER USD | 16-SEP-2025 | 617.00 | 01-NOV-2025 | 679.00
| PDM2330L6-23-980 | APC IT Power Distribution Module 2 Pole 3 Wire 30A L2-L3 L6-30 980CM | https://www.se.com/us/en/product/PDM2330L6-23-980 | 208 | 208 | 5.00x17.48x15.98(in) 12.70x44.40x40.60(cent) | 5.20(kilos) 11.47(lbs) |  |  | 731304286134 | NAM CERTIFIED PARTNER USD | 16-SEP-2025 | 639.00 | 01-NOV-2025 | 703.00
| PDM2330L6-23-1200 | APC IT Power Distribution Module 2 Pole 3 Wire 30A L2-L3 L6-30 1200CM | https://www.se.com/us/en/product/PDM2330L6-23-1200 | 208 | 208 | 5.00x17.48x15.98(in) 12.70x44.40x40.60(cent) | 5.20(kilos) 11.47(lbs) |  |  | 731304286059 | NAM CERTIFIED PARTNER USD | 16-SEP-2025 | 751.00 | 01-NOV-2025 | 826.00
| PDM2330L6-23-1400 | APC IT Power Distribution Module 2 Pole 3 Wire 30A L2-L3 L6-30 1400CM | https://www.se.com/us/en/product/PDM2330L6-23-1400 | 208 | 208 | 5.00x17.48x15.98(in) 12.70x44.40x40.60(cent) | 5.20(kilos) 11.47(lbs) |  |  | 731304286066 | NAM CERTIFIED PARTNER USD | 16-SEP-2025 | 802.00 | 01-NOV-2025 | 882.00
| PDM2330L6-23-1680 | APC IT Power Distribution Module 2 Pole 3 Wire 30A L2-L3 L6-30 1680CM | https://www.se.com/us/en/product/PDM2330L6-23-1680 | 208 | 208 | 5.00x17.48x15.98(in) 12.70x44.40x40.60(cent) | 5.20(kilos) 11.47(lbs) |  |  | 731304286073 | NAM CERTIFIED PARTNER USD | 16-SEP-2025 | 881.00 | 01-NOV-2025 | 970.00
| PDM2330L6-31-380 | APC IT Power Distribution Module 2 Pole 3 Wire 30A L3-L1 L6-30 380CM | https://www.se.com/us/en/product/PDM2330L6-31-380 | 208 | 208 | 5.00x17.48x15.98(in) 12.70x44.40x40.60(cent) | 5.20(kilos) 11.47(lbs) |  |  | 731304286172 | NAM CERTIFIED PARTNER USD | 16-SEP-2025 | 532.00 | 01-NOV-2025 | 585.00
| PDM2330L6-31-500 | APC IT Power Distribution Module 2 Pole 3 Wire 30A L3-L1 L6-30 500CM | https://www.se.com/us/en/product/PDM2330L6-31-500 | 208 | 208 | 5.00x17.48x15.98(in) 12.70x44.40x40.60(cent) | 5.20(kilos) 11.47(lbs) |  |  | 731304286189 | NAM CERTIFIED PARTNER USD | 16-SEP-2025 | 545.00 | 01-NOV-2025 | 600.00
| PDM2330L6-31-620 | APC IT Power Distribution Module 2 Pole 3 Wire 30A L3-L1 L6-30 620CM | https://www.se.com/us/en/product/PDM2330L6-31-620 | 208 | 208 | 5.00x17.48x15.98(in) 12.70x44.40x40.60(cent) | 5.20(kilos) 11.47(lbs) |  |  | 731304286196 | NAM CERTIFIED PARTNER USD | 16-SEP-2025 | 575.00 | 01-NOV-2025 | 632.00
| PDM2330L6-31-740 | APC IT Power Distribution Module 2 Pole 3 Wire 30A L3-L1 L6-30 740CM | https://www.se.com/us/en/product/PDM2330L6-31-740 | 208 | 208 | 5.00x17.48x15.98(in) 12.70x44.40x40.60(cent) | 5.20(kilos) 11.47(lbs) |  |  | 731304286202 | NAM CERTIFIED PARTNER USD | 16-SEP-2025 | 601.00 | 01-NOV-2025 | 661.00
| PDM2330L6-31-860 | APC IT Power Distribution Module 2 Pole 3 Wire 30A L3-L1 L6-30 860CM | https://www.se.com/us/en/product/PDM2330L6-31-860 | 208 | 208 | 5.00x17.48x15.98(in) 12.70x44.40x40.60(cent) | 5.20(kilos) 11.47(lbs) |  |  | 731304286219 | NAM CERTIFIED PARTNER USD | 16-SEP-2025 | 616.00 | 01-NOV-2025 | 678.00
| PDM2330L6-31-980 | APC IT Power Distribution Module 2 Pole 3 Wire 30A L3-L1 L6-30 980CM | https://www.se.com/us/en/product/PDM2330L6-31-980 | 208 | 208 | 5.00x17.48x15.98(in) 12.70x44.40x40.60(cent) | 5.20(kilos) 11.47(lbs) |  |  | 731304286226 | NAM CERTIFIED PARTNER USD | 16-SEP-2025 | 635.00 | 01-NOV-2025 | 698.00
| PDM2330L6-31-1200 | APC IT Power Distribution Module 2 Pole 3 Wire 30A L3-L1 L6-30 1200CM | https://www.se.com/us/en/product/PDM2330L6-31-1200 | 208 | 208 | 5.00x17.48x15.98(in) 12.70x44.40x40.60(cent) | 5.20(kilos) 11.47(lbs) |  |  | 731304286141 | NAM CERTIFIED PARTNER USD | 16-SEP-2025 | 751.00 | 01-NOV-2025 | 826.00
| PDM2330L6-31-1400 | APC IT Power Distribution Module 2 Pole 3 Wire 30A L3-L1 L6-30 1400CM | https://www.se.com/us/en/product/PDM2330L6-31-1400 | 208 | 208 | 5.00x17.48x15.98(in) 12.70x44.40x40.60(cent) | 5.20(kilos) 11.47(lbs) |  |  | 731304286158 | NAM CERTIFIED PARTNER USD | 16-SEP-2025 | 803.00 | 01-NOV-2025 | 883.00
| PDM2330L6-31-1680 | APC IT Power Distribution Module 2 Pole 3 Wire 30A L3-L1 L6-30 1680CM | https://www.se.com/us/en/product/PDM2330L6-31-1680 | 208 | 208 | 5.00x17.48x15.98(in) 12.70x44.40x40.60(cent) | 5.20(kilos) 11.47(lbs) |  |  | 731304286165 | NAM CERTIFIED PARTNER USD | 16-SEP-2025 | 885.00 | 01-NOV-2025 | 973.00
| PDM2332IEC-3P30R-1 | PWR Dist. Mod. 3x1 POLE 3 WIRE RCD 32A 3xIEC309 300CM, 360CM, 420CM | https://www.se.com/us/en/product/PDM2332IEC-3P30R-1 | 400 3 PH | 230 | 10.00x17.01x15.98(in) 25.40x43.20x40.60(cent) | 7.70(kilos) 16.98(lbs) |  |  | 731304265641 | NAM CERTIFIED PARTNER USD | 16-SEP-2025 | 980.00 | 01-NOV-2025 | 1080.00
| PDM2332IEC-3P30R-2 | Power Dist. Mod. 3x1 POLE 3 Wire RCD 32A 3xIEC309 480CM, 540CM, 600CM | https://www.se.com/us/en/product/PDM2332IEC-3P30R-2 | 400 3 PH | 230 | 10.00x17.01x15.98(in) 25.40x43.20x40.60(cent) | 10.40(kilos) 22.93(lbs) |  |  | 731304265658 | NAM CERTIFIED PARTNER USD | 16-SEP-2025 | 1075.00 | 01-NOV-2025 | 1180.00
| PDM2332IEC-3P30R-3 | Power Dist. Mod. 3x1 POLE 3 Wire RCD 32A 3xIEC309 660CM, 720CM, 780CM | https://www.se.com/us/en/product/PDM2332IEC-3P30R-3 | 400 3 PH | 230 | 10.00x17.01x15.98(in) 25.40x43.20x40.60(cent) | 13.10(kilos) 28.89(lbs) |  |  | 731304266419 | NAM CERTIFIED PARTNER USD | 16-SEP-2025 | 1190.00 | 01-NOV-2025 | 1310.00
| PDM3450CS50-200 | APC IT Power Distribution Module 3 Pole 4 Wire 50A CS50 200cm | https://www.se.com/us/en/product/PDM3450CS50-200 | 208 3 PH | 208 3 PH | 5.00x17.52x15.98(in) 12.70x44.50x40.60(cent) | 4.27(kilos) 9.41(lbs) |  |  | 731304281504 | NAM CERTIFIED PARTNER USD | 16-SEP-2025 | 995.00 | 01-NOV-2025 | 1095.00
| PDM3450CS50-260 | APC IT Power Distribution Module 3 Pole 4 Wire 50A CS50 260cm | https://www.se.com/us/en/product/PDM3450CS50-260 | 208 3 PH | 208 3 PH | 5.00x17.52x15.98(in) 12.70x44.50x40.60(cent) | 4.45(kilos) 9.81(lbs) |  |  | 731304281511 | NAM CERTIFIED PARTNER USD | 16-SEP-2025 | 1075.00 | 01-NOV-2025 | 1180.00
| PDM3450CS50-320 | APC IT Power Distribution Module 3 Pole 4 Wire 50A CS50 320cm | https://www.se.com/us/en/product/PDM3450CS50-320 | 208 3 PH | 208 3 PH | 5.00x17.52x15.98(in) 12.70x44.50x40.60(cent) | 4.64(kilos) 10.23(lbs) |  |  | 731304281528 | NAM CERTIFIED PARTNER USD | 16-SEP-2025 | 1095.00 | 01-NOV-2025 | 1205.00
| PDM3450CS50-380 | APC IT Power Distribution Module 3 Pole 4 Wire 50A CS50 380cm | https://www.se.com/us/en/product/PDM3450CS50-380 | 208 3 PH | 208 3 PH | 5.00x17.52x15.98(in) 12.70x44.50x40.60(cent) | 4.82(kilos) 10.63(lbs) |  |  | 731304281535 | NAM CERTIFIED PARTNER USD | 16-SEP-2025 | 1150.00 | 01-NOV-2025 | 1265.00
| PDM3450CS50-440 | APC IT Power Distribution Module 3 Pole 4 Wire 50A CS50 440cm | https://www.se.com/us/en/product/PDM3450CS50-440 | 208 3 PH | 208 3 PH | 5.00x17.52x15.98(in) 12.70x44.50x40.60(cent) | 5.00(kilos) 11.03(lbs) |  |  | 731304281542 | NAM CERTIFIED PARTNER USD | 16-SEP-2025 | 1195.00 | 01-NOV-2025 | 1315.00
| PDM3450CS50-500 | APC IT Power Distribution Module 3 Pole 4 Wire 50A CS50 500cm | https://www.se.com/us/en/product/PDM3450CS50-500 | 208 3 PH | 208 3 PH | 5.00x17.52x15.98(in) 12.70x44.50x40.60(cent) | 5.18(kilos) 11.42(lbs) |  |  | 731304281559 | NAM CERTIFIED PARTNER USD | 16-SEP-2025 | 1215.00 | 01-NOV-2025 | 1335.00
| PDM3450CS50-560 | APC IT Power Distribution Module 3 Pole 4 Wire 50A CS50 560cm | https://www.se.com/us/en/product/PDM3450CS50-560 | 208 3 PH | 208 3 PH | 5.00x17.52x15.98(in) 12.70x44.50x40.60(cent) | 5.36(kilos) 11.82(lbs) |  |  | 731304281566 | NAM CERTIFIED PARTNER USD | 16-SEP-2025 | 1295.00 | 01-NOV-2025 | 1425.00
| PDM3450CS50-620 | APC IT Power Distribution Module 3 Pole 4 Wire 50A CS50 620cm | https://www.se.com/us/en/product/PDM3450CS50-620 | 208 3 PH | 208 3 PH | 5.00x17.52x15.98(in) 12.70x44.50x40.60(cent) | 5.55(kilos) 12.24(lbs) |  |  | 731304281573 | NAM CERTIFIED PARTNER USD | 16-SEP-2025 | 1315.00 | 01-NOV-2025 | 1450.00
| PDM3450CS50-680 | APC IT Power Distribution Module 3 Pole 4 Wire 50A CS50 680cm | https://www.se.com/us/en/product/PDM3450CS50-680 | 208 3 PH | 208 3 PH | 5.00x17.52x15.98(in) 12.70x44.50x40.60(cent) | 5.73(kilos) 12.63(lbs) |  |  | 731304281580 | NAM CERTIFIED PARTNER USD | 16-SEP-2025 | 1400.00 | 01-NOV-2025 | 1535.00
| PDM3450CS50-740 | APC IT Power Distribution Module 3 Pole 4 Wire 50A CS50 740c | https://www.se.com/us/en/product/PDM3450CS50-740 | 208 3 PH | 208 3 PH | 5.00x17.52x15.98(in) 12.70x44.50x40.60(cent) | 5.91(kilos) 13.03(lbs) |  |  | 731304281597 | NAM CERTIFIED PARTNER USD | 16-SEP-2025 | 1420.00 | 01-NOV-2025 | 1560.00
| PDM3450CS50-800 | APC IT Power Distribution Module 3 Pole 4 Wire 50A CS50 800cm | https://www.se.com/us/en/product/PDM3450CS50-800 | 208 3 PH | 208 3 PH | 5.00x17.52x15.98(in) 12.70x44.50x40.60(cent) | 6.09(kilos) 13.43(lbs) |  |  | 731304281610 | NAM CERTIFIED PARTNER USD | 16-SEP-2025 | 1465.00 | 01-NOV-2025 | 1615.00
| PDM3450CS50-860 | APC IT Power Distribution Module 3 Pole 4 Wire 50A CS50 860cm | https://www.se.com/us/en/product/PDM3450CS50-860 | 208 3 PH | 208 3 PH | 5.00x17.52x15.98(in) 12.70x44.50x40.60(cent) | 6.27(kilos) 13.83(lbs) |  |  | 731304281627 | NAM CERTIFIED PARTNER USD | 16-SEP-2025 | 1570.00 | 01-NOV-2025 | 1730.00
| PDM3450CS50-920 | APC IT Power Distribution Module 3 Pole 4 Wire 50A CS50 920cm | https://www.se.com/us/en/product/PDM3450CS50-920 | 208 3 PH | 208 3 PH | 5.00x17.52x15.98(in) 12.70x44.50x40.60(cent) | 6.45(kilos) 14.22(lbs) |  |  | 731304281634 | NAM CERTIFIED PARTNER USD | 16-SEP-2025 | 1565.00 | 01-NOV-2025 | 1720.00
| PDM3450CS50-980 | APC IT Power Distribution Module 3 Pole 4 Wire 50A CS50 980cm | https://www.se.com/us/en/product/PDM3450CS50-980 | 208 3 PH | 208 3 PH | 5.00x17.52x15.98(in) 12.70x44.50x40.60(cent) | 6.64(kilos) 14.64(lbs) |  |  | 731304281641 | NAM CERTIFIED PARTNER USD | 16-SEP-2025 | 1635.00 | 01-NOV-2025 | 1795.00
| PDM3450CS50-1040 | APC IT Power Distribution Module 3 Pole 4 Wire 50A CS50 1040cm | https://www.se.com/us/en/product/PDM3450CS50-1040 | 208 3 PH | 208 3 PH | 5.00x17.52x15.98(in) 12.70x44.50x40.60(cent) | 6.82(kilos) 15.04(lbs) |  |  | 731304281481 | NAM CERTIFIED PARTNER USD | 16-SEP-2025 | 1635.00 | 01-NOV-2025 | 1795.00
| PDM3450CS50-1680 | APC IT Power Distribution Module 3 Pole 4 Wire 50A CS50 1680CM | https://www.se.com/us/en/product/PDM3450CS50-1680 | 208 3 PH | 208 3 PH | 5.00x17.48x15.98(in) 12.70x44.40x40.60(cent) | 6.82(kilos) 15.04(lbs) |  |  | 731304281658 | NAM CERTIFIED PARTNER USD | 16-SEP-2025 | 2175.00 | 01-NOV-2025 | 2395.00
| PDM3460IEC309-200 | APC IT Power Distribution Module 3 Pole 4 Wire 60A IEC309 200cm | https://www.se.com/us/en/product/PDM3460IEC309-200 | 208 3 PH | 208 3 PH | 5.00x17.52x15.98(in) 12.70x44.50x40.60(cent) | 2.50(kilos) 5.51(lbs) |  |  | 731304272670 | NAM CERTIFIED PARTNER USD | 16-SEP-2025 | 1270.00 | 01-NOV-2025 | 1395.00
| PDM3460IEC309-260 | APC IT POWER DISTRIBUTION MODULE 3 POLE 4 WIRE 60A IEC309 260CM | https://www.se.com/us/en/product/PDM3460IEC309-260 | 208 3 PH | 208 3 PH | 5.00x17.52x15.98(in) 12.70x44.50x40.60(cent) | 4.45(kilos) 9.81(lbs) |  |  | 731304272588 | NAM CERTIFIED PARTNER USD | 16-SEP-2025 | 1340.00 | 01-NOV-2025 | 1475.00
| PDM3460IEC309-320 | APC IT Power Distribution Module 3 Pole 4 Wire 60A IEC309 320cm | https://www.se.com/us/en/product/PDM3460IEC309-320 | 208 3 PH | 208 3 PH | 5.00x17.52x15.98(in) 12.70x44.50x40.60(cent) | 4.64(kilos) 10.23(lbs) |  |  | 731304272618 | NAM CERTIFIED PARTNER USD | 16-SEP-2025 | 1420.00 | 01-NOV-2025 | 1560.00
| PDM3460IEC309-380 | APC IT Power Distribution Module 3 Pole 4 Wire 60A IEC309 380cm | https://www.se.com/us/en/product/PDM3460IEC309-380 | 208 3 PH | 208 3 PH | 5.00x17.52x15.98(in) 12.70x44.50x40.60(cent) | 4.82(kilos) 10.63(lbs) |  |  | 731304272571 | NAM CERTIFIED PARTNER USD | 16-SEP-2025 | 1450.00 | 01-NOV-2025 | 1595.00
| PDM3460IEC309-440 | APC IT Power Distribution Module 3 Pole 4 Wire 60A IEC309 440cm | https://www.se.com/us/en/product/PDM3460IEC309-440 | 208 3 PH | 208 3 PH | 5.00x17.52x15.98(in) 12.70x44.50x40.60(cent) | 5.00(kilos) 11.03(lbs) |  |  | 731304272601 | NAM CERTIFIED PARTNER USD | 16-SEP-2025 | 1545.00 | 01-NOV-2025 | 1695.00
| PDM3460IEC309-500 | APC IT Power Distribution Module 3 Pole 4 Wire 60A IEC309 500cm | https://www.se.com/us/en/product/PDM3460IEC309-500 | 208 3 PH | 208 3 PH | 5.00x17.52x15.98(in) 12.70x44.50x40.60(cent) | 5.18(kilos) 11.42(lbs) |  |  | 731304272502 | NAM CERTIFIED PARTNER USD | 16-SEP-2025 | 1595.00 | 01-NOV-2025 | 1755.00
| PDM3460IEC309-560 | APC IT Power Distribution Module 3 Pole 4 Wire 60A IEC309 560cm | https://www.se.com/us/en/product/PDM3460IEC309-560 | 208 3 PH | 208 3 PH | 5.00x17.52x15.98(in) 12.70x44.50x40.60(cent) | 5.36(kilos) 11.82(lbs) |  |  | 731304272540 | NAM CERTIFIED PARTNER USD | 16-SEP-2025 | 1665.00 | 01-NOV-2025 | 1835.00
| PDM3460IEC309-620 | APC IT Power Distribution Module 3 Pole 4 Wire 60A IEC309 620cm | https://www.se.com/us/en/product/PDM3460IEC309-620 | 208 3 PH | 208 3 PH | 5.00x17.52x15.98(in) 12.70x44.50x40.60(cent) | 5.55(kilos) 12.24(lbs) |  |  | 731304272526 | NAM CERTIFIED PARTNER USD | 16-SEP-2025 | 1735.00 | 01-NOV-2025 | 1905.00
| PDM3460IEC309-680 | APC IT Power Distribution Module 3 Pole 4 Wire 60A IEC309 680cm | https://www.se.com/us/en/product/PDM3460IEC309-680 | 208 3 PH | 208 3 PH | 5.00x17.52x15.98(in) 12.70x44.50x40.60(cent) | 5.73(kilos) 12.63(lbs) |  |  | 731304272557 | NAM CERTIFIED PARTNER USD | 16-SEP-2025 | 1795.00 | 01-NOV-2025 | 1975.00
| PDM3460IEC309-740 | APC IT Power Distribution Module 3 Pole 4 Wire 60A IEC309 740cm | https://www.se.com/us/en/product/PDM3460IEC309-740 | 208 3 PH | 208 3 PH | 5.00x17.52x15.98(in) 12.70x44.50x40.60(cent) | 5.91(kilos) 13.03(lbs) |  |  | 731304272595 | NAM CERTIFIED PARTNER USD | 16-SEP-2025 | 1860.00 | 01-NOV-2025 | 2050.00
| PDM3460IEC309-800 | APC IT Power Distribution Module 3 Pole 4 Wire 60A IEC309 800cm | https://www.se.com/us/en/product/PDM3460IEC309-800 | 208 3 PH | 208 3 PH | 5.00x17.52x15.98(in) 12.70x44.50x40.60(cent) | 6.09(kilos) 13.43(lbs) |  |  | 731304272519 | NAM CERTIFIED PARTNER USD | 16-SEP-2025 | 1930.00 | 01-NOV-2025 | 2125.00
| PDM3460IEC309-860 | APC IT Power Distribution Module 3 Pole 4 Wire 60A IEC309 860cm | https://www.se.com/us/en/product/PDM3460IEC309-860 | 208 3 PH | 208 3 PH | 5.00x17.52x15.98(in) 12.70x44.50x40.60(cent) | 6.27(kilos) 13.83(lbs) |  |  | 731304272564 | NAM CERTIFIED PARTNER USD | 16-SEP-2025 | 1970.00 | 01-NOV-2025 | 2165.00
| PDM3460IEC309-920 | APC IT Power Distribution Module 3 Pole 4 Wire 60A IEC309 920cm | https://www.se.com/us/en/product/PDM3460IEC309-920 | 208 3 PH | 208 3 PH | 5.00x17.52x15.98(in) 12.70x44.50x40.60(cent) | 6.45(kilos) 14.22(lbs) |  |  | 731304272625 | NAM CERTIFIED PARTNER USD | 16-SEP-2025 | 2055.00 | 01-NOV-2025 | 2260.00
| PDM3460IEC309-980 | APC IT Power Distribution Module 3 Pole 4 Wire 60A IEC309 980cm | https://www.se.com/us/en/product/PDM3460IEC309-980 | 208 3 PH | 208 3 PH | 5.00x17.52x15.98(in) 12.70x44.50x40.60(cent) | 6.64(kilos) 14.64(lbs) |  |  | 731304272649 | NAM CERTIFIED PARTNER USD | 16-SEP-2025 | 2115.00 | 01-NOV-2025 | 2325.00
| PDM3460IEC309-1040 | APC IT Power Distribution Module 3 Pole 4 Wire 60A IEC309 1040cm | https://www.se.com/us/en/product/PDM3460IEC309-1040 | 208 3 PH | 208 3 PH | 5.00x17.52x15.98(in) 12.70x44.50x40.60(cent) | 5.20(kilos) 11.47(lbs) |  |  | 731304272656 | NAM CERTIFIED PARTNER USD | 16-SEP-2025 | 2195.00 | 01-NOV-2025 | 2415.00
| PDM3460IEC309-1680 | APC IT Power Distribution Module 3 Pole 4 Wire 60A IEC309 1680cm | https://www.se.com/us/en/product/PDM3460IEC309-1680 | 208 3 PH | 208 3 PH | 10.00x20.00x20.00(in) 25.40x50.80x50.80(cent) | 26.36(kilos) 58.12(lbs) |  |  | 731304272632 | NAM CERTIFIED PARTNER USD | 16-SEP-2025 | 2860.00 | 01-NOV-2025 | 3145.00
| PDM3516IEC-140 | APC IT Power Distribution Module 3 Pole 5 Wire 16A IEC309 140cm | https://www.se.com/us/en/product/PDM3516IEC-140 | 400 3 PH | 230 ,400 3 PH | 5.98x17.01x15.98(in) 15.20x43.20x40.60(cent) | 2.30(kilos) 5.07(lbs) |  |  | 731304257943 | NAM CERTIFIED PARTNER USD | 16-SEP-2025 | 428.00 | 01-NOV-2025 | 471.00
| PDM3516IEC-200 | APC IT Power Distribution Module 3 Pole 5 Wire 16A IEC309 200cm | https://www.se.com/us/en/product/PDM3516IEC-200 | 400 3 PH | 230 ,400 3 PH | 5.98x17.01x15.98(in) 15.20x43.20x40.60(cent) | 2.50(kilos) 5.51(lbs) |  |  | 731304258032 | NAM CERTIFIED PARTNER USD | 16-SEP-2025 | 544.00 | 01-NOV-2025 | 598.00
| PDM3516IEC-260 | APC IT Power Distribution Module 3 Pole 5 Wire 16A IEC309 260cm | https://www.se.com/us/en/product/PDM3516IEC-260 | 400 3 PH | 230 ,400 3 PH | 5.98x17.01x15.98(in) 15.20x43.20x40.60(cent) | 2.70(kilos) 5.95(lbs) |  |  | 731304258049 | NAM CERTIFIED PARTNER USD | 16-SEP-2025 | 514.00 | 01-NOV-2025 | 566.00
| PDM3516IEC-320 | APC IT Power Distribution Module 3 Pole 5 Wire 16A IEC309 320cm | https://www.se.com/us/en/product/PDM3516IEC-320 | 400 3 PH | 230 ,400 3 PH | 5.98x17.01x15.98(in) 15.20x43.20x40.60(cent) | 2.90(kilos) 6.39(lbs) |  |  | 731304257981 | NAM CERTIFIED PARTNER USD | 16-SEP-2025 | 570.00 | 01-NOV-2025 | 626.00
| PDM3516IEC-380 | APC IT Power Distribution Module 3 Pole 5 Wire 16A IEC309 380cm | https://www.se.com/us/en/product/PDM3516IEC-380 | 400 3 PH | 230 ,400 3 PH | 5.98x17.01x15.98(in) 15.20x43.20x40.60(cent) | 3.10(kilos) 6.84(lbs) |  |  | 731304258056 | NAM CERTIFIED PARTNER USD | 16-SEP-2025 | 582.00 | 01-NOV-2025 | 640.00
| PDM3516IEC-440 | APC IT Power Distribution Module 3 Pole 5 Wire 16A IEC309 440cm | https://www.se.com/us/en/product/PDM3516IEC-440 | 400 3 PH | 230 ,400 3 PH | 5.98x17.01x15.98(in) 15.20x43.20x40.60(cent) | 3.30(kilos) 7.28(lbs) |  |  | 731304258063 | NAM CERTIFIED PARTNER USD | 16-SEP-2025 | 533.00 | 01-NOV-2025 | 586.00
| PDM3516IEC-500 | APC IT Power Distribution Module 3 Pole 5 Wire 16A IEC309 500cm | https://www.se.com/us/en/product/PDM3516IEC-500 | 400 3 PH | 230 ,400 3 PH | 5.98x17.01x15.98(in) 15.20x43.20x40.60(cent) | 3.50(kilos) 7.72(lbs) |  |  | 731304258070 | NAM CERTIFIED PARTNER USD | 16-SEP-2025 | 588.00 | 01-NOV-2025 | 647.00
| PDM3516IEC-560 | APC IT Power Distribution Module 3 Pole 5 Wire 16A IEC309 560cm | https://www.se.com/us/en/product/PDM3516IEC-560 | 400 3 PH | 230 ,400 3 PH | 5.98x17.01x15.98(in) 15.20x43.20x40.60(cent) | 3.70(kilos) 8.16(lbs) |  |  | 731304258087 | NAM CERTIFIED PARTNER USD | 16-SEP-2025 | 594.00 | 01-NOV-2025 | 653.00
| PDM3516IEC-620 | APC IT Power Distribution Module 3 Pole 5 Wire 16A IEC309 620cm | https://www.se.com/us/en/product/PDM3516IEC-620 | 400 3 PH | 230 ,400 3 PH | 5.98x17.01x15.98(in) 15.20x43.20x40.60(cent) | 3.80(kilos) 8.38(lbs) |  |  | 731304258094 | NAM CERTIFIED PARTNER USD | 16-SEP-2025 | 719.00 | 01-NOV-2025 | 791.00
| PDM3516IEC-680 | APC IT Power Distribution Module 3 Pole 5 Wire 16A IEC309 680cm | https://www.se.com/us/en/product/PDM3516IEC-680 | 400 3 PH | 230 ,400 3 PH | 5.98x17.01x15.98(in) 15.20x43.20x40.60(cent) | 4.00(kilos) 8.82(lbs) |  |  | 731304258100 | NAM CERTIFIED PARTNER USD | 16-SEP-2025 | 702.00 | 01-NOV-2025 | 772.00
| PDM3516IEC-740 | APC IT Power Distribution Module 3 Pole 5 Wire 16A IEC309 740cm | https://www.se.com/us/en/product/PDM3516IEC-740 | 400 3 PH | 230 ,400 3 PH | 5.98x17.01x15.98(in) 15.20x43.20x40.60(cent) | 4.20(kilos) 9.26(lbs) |  |  | 731304258117 | NAM CERTIFIED PARTNER USD | 16-SEP-2025 | 735.00 | 01-NOV-2025 | 809.00
| PDM3516IEC-800 | APC IT Power Distribution Module 3 Pole 5 Wire 16A IEC309 800cm | https://www.se.com/us/en/product/PDM3516IEC-800 | 400 3 PH | 230 ,400 3 PH | 5.98x17.01x15.98(in) 15.20x43.20x40.60(cent) | 4.40(kilos) 9.70(lbs) |  |  | 731304258124 | NAM CERTIFIED PARTNER USD | 16-SEP-2025 | 708.00 | 01-NOV-2025 | 779.00
| PDM3516IEC-860 | APC IT Power Distribution Module 3 Pole 5 Wire 16A IEC309 860cm | https://www.se.com/us/en/product/PDM3516IEC-860 | 400 3 PH | 230 ,400 3 PH | 5.98x17.01x15.98(in) 15.20x43.20x40.60(cent) | 4.60(kilos) 10.14(lbs) |  |  | 731304258230 | NAM CERTIFIED PARTNER USD | 16-SEP-2025 | 574.00 | 01-NOV-2025 | 631.00
| PDM3516IEC-920 | APC IT Power Distribution Module 3 Pole 5 Wire 16A IEC309 920cm | https://www.se.com/us/en/product/PDM3516IEC-920 | 400 3 PH | 230 ,400 3 PH | 5.98x17.01x15.98(in) 15.20x43.20x40.60(cent) | 4.80(kilos) 10.58(lbs) |  |  | 731304258759 | NAM CERTIFIED PARTNER USD | 16-SEP-2025 | 580.00 | 01-NOV-2025 | 638.00
| PDM3516IEC-980 | APC IT Power Distribution Module 3 Pole 5 Wire 16A IEC309 980cm | https://www.se.com/us/en/product/PDM3516IEC-980 | 400 3 PH | 230 ,400 3 PH | 5.98x17.01x15.98(in) 15.20x43.20x40.60(cent) | 5.00(kilos) 11.03(lbs) |  |  | 731304284406 | NAM CERTIFIED PARTNER USD | 16-SEP-2025 | 587.00 | 01-NOV-2025 | 646.00
| PDM3516IEC-1040 | APC IT Power Distribution Module 3 Pole 5 Wire 16A IEC309 1040cm | https://www.se.com/us/en/product/PDM3516IEC-1040 | 400 3 PH | 230 ,400 3 PH | 5.98x17.01x15.98(in) 15.20x43.20x40.60(cent) | 5.20(kilos) 11.47(lbs) |  |  | 731304257998 | NAM CERTIFIED PARTNER USD | 16-SEP-2025 | 592.00 | 01-NOV-2025 | 652.00
| PDM3520IEC309-200 | APC IT Power Distribution Module 3 Pole 5 Wire 20A 240V IEC309 200cm | https://www.se.com/us/en/product/PDM3520IEC309-200 | 230 | 240 | 5.00x17.48x15.98(in) 12.70x44.40x40.60(cent) | 4.27(kilos) 9.41(lbs) |  |  | 731304265375 | NAM CERTIFIED PARTNER USD | 16-SEP-2025 | 572.00 | 01-NOV-2025 | 629.00
| PDM3520IEC309-260 | APC IT Power Distribution Module 3 Pole 5 Wire 20A 240V IEC309 260cm | https://www.se.com/us/en/product/PDM3520IEC309-260 | 230 | 240 | 5.00x17.52x15.98(in) 12.70x44.50x40.60(cent) | 4.45(kilos) 9.81(lbs) |  |  | 731304265368 | NAM CERTIFIED PARTNER USD | 16-SEP-2025 | 579.00 | 01-NOV-2025 | 637.00
| PDM3520IEC309-320 | APC IT Power Distribution Module 3 Pole 5 Wire 20A 240V IEC309 320cm | https://www.se.com/us/en/product/PDM3520IEC309-320 | 230 | 240 | 5.00x17.48x15.98(in) 12.70x44.40x40.60(cent) | 4.64(kilos) 10.23(lbs) |  |  | 731304265399 | NAM CERTIFIED PARTNER USD | 16-SEP-2025 | 579.00 | 01-NOV-2025 | 636.00
| PDM3520IEC309-380 | APC IT Power Distribution Module 3 Pole 5 Wire 20A 240V IEC309 380cm | https://www.se.com/us/en/product/PDM3520IEC309-380 | 230 | 240 | 5.00x17.48x15.98(in) 12.70x44.40x40.60(cent) | 4.82(kilos) 10.63(lbs) |  |  | 731304265382 | NAM CERTIFIED PARTNER USD | 16-SEP-2025 | 575.00 | 01-NOV-2025 | 632.00
| PDM3520IEC309-440 | APC IT Power Distribution Module 3 Pole 5 Wire 20A 240V IEC309 440cm | https://www.se.com/us/en/product/PDM3520IEC309-440 | 230 | 240 | 5.00x17.48x15.98(in) 12.70x44.40x40.60(cent) | 5.00(kilos) 11.03(lbs) |  |  | 731304295846 | NAM CERTIFIED PARTNER USD | 16-SEP-2025 | 594.00 | 01-NOV-2025 | 653.00
| PDM3520IEC309-500 | APC IT Power Distribution Module 3 Pole 5 Wire 20A 240V IEC309 500cm | https://www.se.com/us/en/product/PDM3520IEC309-500 | 230 | 240 | 5.00x17.52x15.98(in) 12.70x44.50x40.60(cent) | 5.18(kilos) 11.42(lbs) |  |  | 731304265290 | NAM CERTIFIED PARTNER USD | 16-SEP-2025 | 612.00 | 01-NOV-2025 | 673.00
| PDM3520IEC309-560 | APC IT Power Distribution Module 3 Pole 5 Wire 20A 240V IEC309 560cm | https://www.se.com/us/en/product/PDM3520IEC309-560 | 230 | 240 | 5.00x17.48x15.98(in) 12.70x44.40x40.60(cent) | 5.36(kilos) 11.82(lbs) |  |  | 731304295853 | NAM CERTIFIED PARTNER USD | 16-SEP-2025 | 609.00 | 01-NOV-2025 | 669.00
| PDM3520IEC309-620 | APC IT Power Distribution Module 3 Pole 5 Wire 20A 240V IEC309 620cm | https://www.se.com/us/en/product/PDM3520IEC309-620 | 230 | 240 | 5.00x17.48x15.98(in) 12.70x44.40x40.60(cent) | 5.55(kilos) 12.24(lbs) |  |  | 731304265306 | NAM CERTIFIED PARTNER USD | 16-SEP-2025 | 616.00 | 01-NOV-2025 | 677.00
| PDM3520IEC309-680 | APC IT Power Distribution Module 3 Pole 5 Wire 20A 240V IEC309 680cm | https://www.se.com/us/en/product/PDM3520IEC309-680 | 230 | 240 | 5.00x17.48x15.98(in) 12.70x44.40x40.60(cent) | 5.73(kilos) 12.63(lbs) |  |  | 731304265313 | NAM CERTIFIED PARTNER USD | 16-SEP-2025 | 623.00 | 01-NOV-2025 | 685.00
| PDM3520IEC309-740 | APC IT Power Distribution Module 3 Pole 5 Wire 20A 240V IEC309 740cm | https://www.se.com/us/en/product/PDM3520IEC309-740 | 230 | 240 | 5.00x17.48x15.98(in) 12.70x44.40x40.60(cent) | 5.91(kilos) 13.03(lbs) |  |  | 731304265320 | NAM CERTIFIED PARTNER USD | 16-SEP-2025 | 614.00 | 01-NOV-2025 | 675.00
| PDM3520IEC309-800 | APC IT Power Distribution Module 3 Pole 5 Wire 20A 240V IEC309 800cm | https://www.se.com/us/en/product/PDM3520IEC309-800 | 230 | 240 | 5.00x17.48x15.98(in) 12.70x44.40x40.60(cent) | 6.09(kilos) 13.43(lbs) |  |  | 731304265337 | NAM CERTIFIED PARTNER USD | 16-SEP-2025 | 619.00 | 01-NOV-2025 | 681.00
| PDM3520IEC309-860 | APC IT Power Distribution Module 3 Pole 5 Wire 20A 240V IEC309 860cm | https://www.se.com/us/en/product/PDM3520IEC309-860 | 230 | 240 | 5.00x17.48x15.98(in) 12.70x44.40x40.60(cent) | 6.27(kilos) 13.83(lbs) |  |  | 731304295884 | NAM CERTIFIED PARTNER USD | 16-SEP-2025 | 641.00 | 01-NOV-2025 | 705.00
| PDM3520IEC309-920 | APC IT Power Distribution Module 3 Pole 5 Wire 20A 240V IEC309 920cm | https://www.se.com/us/en/product/PDM3520IEC309-920 | 230 | 240 | 5.00x17.48x15.98(in) 12.70x44.40x40.60(cent) | 6.45(kilos) 14.22(lbs) |  |  | 731304295891 | NAM CERTIFIED PARTNER USD | 16-SEP-2025 | 642.00 | 01-NOV-2025 | 707.00
| PDM3520IEC309-980 | APC IT Power Distribution Module 3 Pole 5 Wire 20A 240V IEC309 980cm | https://www.se.com/us/en/product/PDM3520IEC309-980 | 230 | 240 | 5.00x17.48x15.98(in) 12.70x44.40x40.60(cent) | 6.64(kilos) 14.64(lbs) |  |  | 731304265344 | NAM CERTIFIED PARTNER USD | 16-SEP-2025 | 638.00 | 01-NOV-2025 | 702.00
| PDM3520IEC309-1040 | APC IT Power Distribution Module 3 Pole 5 Wire 20A 240V IEC309 1040cm | https://www.se.com/us/en/product/PDM3520IEC309-1040 | 230 | 240 | 5.00x17.48x15.98(in) 12.70x44.40x40.60(cent) | 6.82(kilos) 15.04(lbs) |  |  | 731304265351 | NAM CERTIFIED PARTNER USD | 16-SEP-2025 | 652.00 | 01-NOV-2025 | 717.00
| PDM3520IEC309-1680 | APC IT Power Distribution Module 3 Pole 5 Wire 20A 240V IEC309 1680cm | https://www.se.com/us/en/product/PDM3520IEC309-1680 | 230 | 240 | 5.00x17.48x15.98(in) 12.70x44.40x40.60(cent) | 8.82(kilos) 19.45(lbs) |  |  | 731304266495 | NAM CERTIFIED PARTNER USD | 16-SEP-2025 | 739.00 | 01-NOV-2025 | 813.00
| PDM3520L2120-200 | APC IT Power Distribution Module 3 Pole 5 Wire 20A L21-20 200cm | https://www.se.com/us/en/product/PDM3520L2120-200 | 208 3 PH | 120 | 5.00x17.52x15.98(in) 12.70x44.50x40.60(cent) | 2.50(kilos) 5.51(lbs) |  |  | 731304265177 | NAM CERTIFIED PARTNER USD | 16-SEP-2025 | 551.00 | 01-NOV-2025 | 606.00
| PDM3520L2120-260 | APC IT Power Distribution Module 3 Pole 5 Wire 20A L21-20 260cm | https://www.se.com/us/en/product/PDM3520L2120-260 | 208 3 PH | 120 | 5.00x17.52x15.98(in) 12.70x44.50x40.60(cent) | 4.45(kilos) 9.81(lbs) |  |  | 731304265245 | NAM CERTIFIED PARTNER USD | 16-SEP-2025 | 558.00 | 01-NOV-2025 | 614.00
| PDM3520L2120-320 | APC IT Power Distribution Module 3 Pole 5 Wire 20A L21-20 320cm | https://www.se.com/us/en/product/PDM3520L2120-320 | 208 3 PH | 120 | 5.00x17.52x15.98(in) 12.70x44.50x40.60(cent) | 4.64(kilos) 10.23(lbs) |  |  | 731304265153 | NAM CERTIFIED PARTNER USD | 16-SEP-2025 | 576.00 | 01-NOV-2025 | 634.00
| PDM3520L2120-380 | APC IT Power Distribution Module 3 Pole 5 Wire 20A L21-20 380cm | https://www.se.com/us/en/product/PDM3520L2120-380 | 208 3 PH | 120 | 5.00x17.52x15.98(in) 12.70x44.50x40.60(cent) | 4.82(kilos) 10.63(lbs) |  |  | 731304265214 | NAM CERTIFIED PARTNER USD | 16-SEP-2025 | 582.00 | 01-NOV-2025 | 641.00
| PDM3520L2120-440 | APC IT Power Distribution Module 3 Pole 5 Wire 20A L21-20 440cm | https://www.se.com/us/en/product/PDM3520L2120-440 | 208 3 PH | 120 | 5.00x17.52x15.98(in) 12.70x44.50x40.60(cent) | 5.00(kilos) 11.03(lbs) |  |  | 731304265221 | NAM CERTIFIED PARTNER USD | 16-SEP-2025 | 600.00 | 01-NOV-2025 | 660.00
| PDM3520L2120-500 | APC IT Power Distribution Module 3 Pole 5 Wire 20A L21-20 500cm | https://www.se.com/us/en/product/PDM3520L2120-500 | 208 3 PH | 120 | 5.00x17.52x15.98(in) 12.70x44.50x40.60(cent) | 5.18(kilos) 11.42(lbs) |  |  | 731304282198 | NAM CERTIFIED PARTNER USD | 16-SEP-2025 | 610.00 | 01-NOV-2025 | 671.00
| PDM3520L2120-560 | APC IT Power Distribution Module 3 Pole 5 Wire 20A L21-20 560cm | https://www.se.com/us/en/product/PDM3520L2120-560 | 208 3 PH | 120 | 5.00x17.52x15.98(in) 12.70x44.50x40.60(cent) | 5.36(kilos) 11.82(lbs) |  |  | 731304265238 | NAM CERTIFIED PARTNER USD | 16-SEP-2025 | 629.00 | 01-NOV-2025 | 692.00
| PDM3520L2120-620 | APC IT Power Distribution Module 3 Pole 5 Wire 20A L21-20 620cm | https://www.se.com/us/en/product/PDM3520L2120-620 | 208 3 PH | 120 | 5.00x17.52x15.98(in) 12.70x44.50x40.60(cent) | 5.55(kilos) 12.24(lbs) |  |  | 731304265184 | NAM CERTIFIED PARTNER USD | 16-SEP-2025 | 642.00 | 01-NOV-2025 | 706.00
| PDM3520L2120-680 | APC IT Power Distribution Module 3 Pole 5 Wire 20A L21-20 680cm | https://www.se.com/us/en/product/PDM3520L2120-680 | 208 3 PH | 120 | 5.00x17.52x15.98(in) 12.70x44.50x40.60(cent) | 5.73(kilos) 12.63(lbs) |  |  | 731304265276 | NAM CERTIFIED PARTNER USD | 16-SEP-2025 | 660.00 | 01-NOV-2025 | 726.00
| PDM3520L2120-740 | APC IT Power Distribution Module 3 Pole 5 Wire 20A L21-20 740cm | https://www.se.com/us/en/product/PDM3520L2120-740 | 208 3 PH | 120 | 5.00x17.52x15.98(in) 12.70x44.50x40.60(cent) | 5.91(kilos) 13.03(lbs) |  |  | 731304265269 | NAM CERTIFIED PARTNER USD | 16-SEP-2025 | 665.00 | 01-NOV-2025 | 731.00
| PDM3520L2120-800 | APC IT Power Distribution Module 3 Pole 5 Wire 20A L21-20 800cm | https://www.se.com/us/en/product/PDM3520L2120-800 | 208 3 PH | 120 | 5.00x17.52x15.98(in) 12.70x44.50x40.60(cent) | 6.09(kilos) 13.43(lbs) |  |  | 731304265207 | NAM CERTIFIED PARTNER USD | 16-SEP-2025 | 679.00 | 01-NOV-2025 | 747.00
| PDM3520L2120-860 | APC IT Power Distribution Module 3 Pole 5 Wire 20A L21-20 860cm | https://www.se.com/us/en/product/PDM3520L2120-860 | 208 3 PH | 120 | 5.00x17.52x15.98(in) 12.70x44.50x40.60(cent) | 6.27(kilos) 13.83(lbs) |  |  | 731304265160 | NAM CERTIFIED PARTNER USD | 16-SEP-2025 | 691.00 | 01-NOV-2025 | 760.00
| PDM3520L2120-920 | APC IT Power Distribution Module 3 Pole 5 Wire 20A L21-20 920cm | https://www.se.com/us/en/product/PDM3520L2120-920 | 208 3 PH | 120 | 5.00x17.52x15.98(in) 12.70x44.50x40.60(cent) | 6.45(kilos) 14.22(lbs) |  |  | 731304282204 | NAM CERTIFIED PARTNER USD | 16-SEP-2025 | 707.00 | 01-NOV-2025 | 778.00
| PDM3520L2120-980 | APC IT Power Distribution Module 3 Pole 5 Wire 20A L21-20 980cm | https://www.se.com/us/en/product/PDM3520L2120-980 | 208 3 PH | 120 | 5.00x17.52x15.98(in) 12.70x44.50x40.60(cent) | 6.64(kilos) 14.64(lbs) |  |  | 731304265283 | NAM CERTIFIED PARTNER USD | 16-SEP-2025 | 720.00 | 01-NOV-2025 | 792.00
| PDM3520L2120-1040 | APC IT Power Distribution Module 3 Pole 5 Wire 20A L21-20 1040cm | https://www.se.com/us/en/product/PDM3520L2120-1040 | 208 3 PH | 120 | 5.00x17.52x15.98(in) 12.70x44.50x40.60(cent) | 5.20(kilos) 11.47(lbs) |  |  | 731304282211 | NAM CERTIFIED PARTNER USD | 16-SEP-2025 | 738.00 | 01-NOV-2025 | 812.00
| PDM3520L2120-1680 | APC IT Power Distribution Module 3 Pole 5 Wire 20A L21-20 1680cm | https://www.se.com/us/en/product/PDM3520L2120-1680 | 208 3 PH | 120 | 5.00x17.52x15.98(in) 12.70x44.50x40.60(cent) | 5.20(kilos) 11.47(lbs) |  |  | 731304266501 | NAM CERTIFIED PARTNER USD | 16-SEP-2025 | 881.00 | 01-NOV-2025 | 969.00
| PDM3530L2130-200 | APC IT Power Distribution Module 3 Pole 5 Wire 30A L21-30 200cm | https://www.se.com/us/en/product/PDM3530L2130-200 | 208 3 PH | 120 | 5.00x17.52x15.98(in) 12.70x44.50x40.60(cent) | 2.50(kilos) 5.51(lbs) |  |  | 731304272427 | NAM CERTIFIED PARTNER USD | 16-SEP-2025 | 707.00 | 01-NOV-2025 | 777.00
| PDM3530L2130-260 | APC IT Power Distribution Module 3 Pole 5 Wire 30A L21-30 260cm | https://www.se.com/us/en/product/PDM3530L2130-260 | 208 3 PH | 120 | 5.00x17.52x15.98(in) 12.70x44.50x40.60(cent) | 4.45(kilos) 9.81(lbs) |  |  | 731304272410 | NAM CERTIFIED PARTNER USD | 16-SEP-2025 | 739.00 | 01-NOV-2025 | 813.00
| PDM3530L2130-320 | APC IT Power Distribution Module 3 Pole 5 Wire 30A L21-30 320cm | https://www.se.com/us/en/product/PDM3530L2130-320 | 208 3 PH | 120 | 5.00x17.52x15.98(in) 12.70x44.50x40.60(cent) | 4.64(kilos) 10.23(lbs) |  |  | 731304272472 | NAM CERTIFIED PARTNER USD | 16-SEP-2025 | 755.00 | 01-NOV-2025 | 830.00
| PDM3530L2130-380 | APC IT Power Distribution Module 3 Pole 5 Wire 30A L21-30 380cm | https://www.se.com/us/en/product/PDM3530L2130-380 | 208 3 PH | 120 | 5.00x17.52x15.98(in) 12.70x44.50x40.60(cent) | 4.82(kilos) 10.63(lbs) |  |  | 731304273042 | NAM CERTIFIED PARTNER USD | 16-SEP-2025 | 790.00 | 01-NOV-2025 | 868.00
| PDM3530L2130-440 | APC IT Power Distribution Module 3 Pole 5 Wire 30A L21-30 440cm | https://www.se.com/us/en/product/PDM3530L2130-440 | 208 3 PH | 120 | 5.00x17.52x15.98(in) 12.70x44.50x40.60(cent) | 5.00(kilos) 11.03(lbs) |  |  | 731304272441 | NAM CERTIFIED PARTNER USD | 16-SEP-2025 | 818.00 | 01-NOV-2025 | 900.00
| PDM3530L2130-500 | APC IT Power Distribution Module 3 Pole 5 Wire 30A L21-30 500cm | https://www.se.com/us/en/product/PDM3530L2130-500 | 208 3 PH | 120 | 5.00x17.52x15.98(in) 12.70x44.50x40.60(cent) | 5.18(kilos) 11.42(lbs) |  |  | 731304272397 | NAM CERTIFIED PARTNER USD | 16-SEP-2025 | 843.00 | 01-NOV-2025 | 927.00
| PDM3530L2130-560 | APC IT Power Distribution Module 3 Pole 5 Wire 30A L21-30 560cm | https://www.se.com/us/en/product/PDM3530L2130-560 | 208 3 PH | 120 | 5.00x17.52x15.98(in) 12.70x44.50x40.60(cent) | 5.36(kilos) 11.82(lbs) |  |  | 731304272403 | NAM CERTIFIED PARTNER USD | 16-SEP-2025 | 866.00 | 01-NOV-2025 | 953.00
| PDM3530L2130-620 | APC IT Power Distribution Module 3 Pole 5 Wire 30A L21-30 620cm | https://www.se.com/us/en/product/PDM3530L2130-620 | 208 3 PH | 120 | 5.00x17.52x15.98(in) 12.70x44.50x40.60(cent) | 5.55(kilos) 12.24(lbs) |  |  | 731304273035 | NAM CERTIFIED PARTNER USD | 16-SEP-2025 | 903.00 | 01-NOV-2025 | 993.00
| PDM3530L2130-680 | APC IT Power Distribution Module 3 Pole 5 Wire 30A L21-30 680cm | https://www.se.com/us/en/product/PDM3530L2130-680 | 208 3 PH | 120 | 5.00x17.52x15.98(in) 12.70x44.50x40.60(cent) | 5.73(kilos) 12.63(lbs) |  |  | 731304272458 | NAM CERTIFIED PARTNER USD | 16-SEP-2025 | 934.00 | 01-NOV-2025 | 1030.00
| PDM3530L2130-740 | APC IT Power Distribution Module 3 Pole 5 Wire 30A L21-30 740c | https://www.se.com/us/en/product/PDM3530L2130-740 | 208 3 PH | 120 | 5.00x17.52x15.98(in) 12.70x44.50x40.60(cent) | 5.91(kilos) 13.03(lbs) |  |  | 731304273011 | NAM CERTIFIED PARTNER USD | 16-SEP-2025 | 967.00 | 01-NOV-2025 | 1065.00
| PDM3530L2130-800 | APC IT Power Distribution Module 3 Pole 5 Wire 30A L21-30 800cm | https://www.se.com/us/en/product/PDM3530L2130-800 | 208 3 PH | 120 | 5.00x17.52x15.98(in) 12.70x44.50x40.60(cent) | 6.09(kilos) 13.43(lbs) |  |  | 731304272465 | NAM CERTIFIED PARTNER USD | 16-SEP-2025 | 989.00 | 01-NOV-2025 | 1090.00
| PDM3530L2130-860 | APC IT Power Distribution Module 3 Pole 5 Wire 30A L21-30 860cm | https://www.se.com/us/en/product/PDM3530L2130-860 | 208 3 PH | 120 | 5.00x17.52x15.98(in) 12.70x44.50x40.60(cent) | 6.27(kilos) 13.83(lbs) |  |  | 731304273028 | NAM CERTIFIED PARTNER USD | 16-SEP-2025 | 1030.00 | 01-NOV-2025 | 1130.00
| PDM3530L2130-920 | APC IT Power Distribution Module 3 Pole 5 Wire 30A L21-30 920cm | https://www.se.com/us/en/product/PDM3530L2130-920 | 208 3 PH | 120 | 5.00x17.52x15.98(in) 12.70x44.50x40.60(cent) | 6.45(kilos) 14.22(lbs) |  |  | 731304272991 | NAM CERTIFIED PARTNER USD | 16-SEP-2025 | 1040.00 | 01-NOV-2025 | 1145.00
| PDM3530L2130-980 | APC IT Power Distribution Module 3 Pole 5 Wire 30A L21-30 980cm | https://www.se.com/us/en/product/PDM3530L2130-980 | 208 3 PH | 120 | 5.00x17.52x15.98(in) 12.70x44.50x40.60(cent) | 6.64(kilos) 14.64(lbs) |  |  | 731304273004 | NAM CERTIFIED PARTNER USD | 16-SEP-2025 | 1100.00 | 01-NOV-2025 | 1210.00
| PDM3530L2130-1040 | APC IT Power Distribution Module 3 Pole 5 Wire 30A L21-30 1040cm | https://www.se.com/us/en/product/PDM3530L2130-1040 | 208 3 PH | 120 | 5.00x17.52x15.98(in) 12.70x44.50x40.60(cent) | 5.20(kilos) 11.47(lbs) |  |  | 731304272380 | NAM CERTIFIED PARTNER USD | 16-SEP-2025 | 1105.00 | 01-NOV-2025 | 1215.00
| PDM3530L2130-1680 | APC IT Power Distribution Module 3 Pole 5 Wire 30A L21-30 1680cm | https://www.se.com/us/en/product/PDM3530L2130-1680 | 208 3 PH | 120 | 5.00x17.52x15.98(in) 12.70x44.50x40.60(cent) | 5.20(kilos) 11.47(lbs) |  |  | 731304272489 | NAM CERTIFIED PARTNER USD | 16-SEP-2025 | 1430.00 | 01-NOV-2025 | 1570.00
| PDM3532IEC-200 | APC IT Power Distribution Module 3 Pole 5 Wire 32A IEC309 200cm | https://www.se.com/us/en/product/PDM3532IEC-200 | 400 3 PH | 230 ,400 3 PH | 5.98x17.01x15.98(in) 15.20x43.20x40.60(cent) | 3.00(kilos) 6.62(lbs) |  |  | 731304258148 | NAM CERTIFIED PARTNER USD | 16-SEP-2025 | 572.00 | 01-NOV-2025 | 629.00
| PDM3532IEC-260 | APC IT Power Distribution Module 3 Pole 5 Wire 32A IEC309 260cm | https://www.se.com/us/en/product/PDM3532IEC-260 | 400 3 PH | 230 ,400 3 PH | 5.98x17.01x15.98(in) 15.20x43.20x40.60(cent) | 3.30(kilos) 7.28(lbs) |  |  | 731304258155 | NAM CERTIFIED PARTNER USD | 16-SEP-2025 | 641.00 | 01-NOV-2025 | 705.00
| PDM3532IEC-320 | APC IT Power Distribution Module 3 Pole 5 Wire 32A IEC309 320cm | https://www.se.com/us/en/product/PDM3532IEC-320 | 400 3 PH | 230 ,400 3 PH | 5.98x17.01x15.98(in) 15.20x43.20x40.60(cent) | 3.60(kilos) 7.94(lbs) |  |  | 731304258001 | NAM CERTIFIED PARTNER USD | 16-SEP-2025 | 633.00 | 01-NOV-2025 | 696.00
| PDM3532IEC-380 | APC IT Power Distribution Module 3 Pole 5 Wire 32A IEC309 380cm | https://www.se.com/us/en/product/PDM3532IEC-380 | 400 3 PH | 230 ,400 3 PH | 5.98x17.01x15.98(in) 15.20x43.20x40.60(cent) | 3.90(kilos) 8.60(lbs) |  |  | 731304258162 | NAM CERTIFIED PARTNER USD | 16-SEP-2025 | 571.00 | 01-NOV-2025 | 628.00
| PDM3532IEC-440 | APC IT Power Distribution Module 3 Pole 5 Wire 32A IEC309 440cm | https://www.se.com/us/en/product/PDM3532IEC-440 | 400 3 PH | 230 ,400 3 PH | 5.98x17.01x15.98(in) 15.20x43.20x40.60(cent) | 4.20(kilos) 9.26(lbs) |  |  | 731304258179 | NAM CERTIFIED PARTNER USD | 16-SEP-2025 | 581.00 | 01-NOV-2025 | 639.00
| PDM3532IEC-500 | APC IT Power Distribution Module 3 Pole 5 Wire 32A IEC309 500cm | https://www.se.com/us/en/product/PDM3532IEC-500 | 400 3 PH | 230 ,400 3 PH | 5.98x17.01x15.98(in) 15.20x43.20x40.60(cent) | 4.60(kilos) 10.14(lbs) |  |  | 731304260059 | NAM CERTIFIED PARTNER USD | 16-SEP-2025 | 589.00 | 01-NOV-2025 | 647.00
| PDM3532IEC-560 | APC IT Power Distribution Module 3 Pole 5 Wire 32A IEC309 560cm | https://www.se.com/us/en/product/PDM3532IEC-560 | 400 3 PH | 230 ,400 3 PH | 5.98x17.01x15.98(in) 15.20x43.20x40.60(cent) | 4.90(kilos) 10.80(lbs) |  |  | 731304258186 | NAM CERTIFIED PARTNER USD | 16-SEP-2025 | 687.00 | 01-NOV-2025 | 755.00
| PDM3532IEC-620 | APC IT Power Distribution Module 3 Pole 5 Wire 32A IEC309 620cm | https://www.se.com/us/en/product/PDM3532IEC-620 | 400 3 PH | 230 ,400 3 PH | 5.98x17.01x15.98(in) 15.20x43.20x40.60(cent) | 5.20(kilos) 11.47(lbs) |  |  | 731304258193 | NAM CERTIFIED PARTNER USD | 16-SEP-2025 | 598.00 | 01-NOV-2025 | 658.00
| PDM3532IEC-680 | APC IT Power Distribution Module 3 Pole 5 Wire 32A IEC309 680cm | https://www.se.com/us/en/product/PDM3532IEC-680 | 400 3 PH | 230 ,400 3 PH | 7.99x17.01x15.98(in) 20.30x43.20x40.60(cent) | 5.50(kilos) 12.13(lbs) |  |  | 731304258896 | NAM CERTIFIED PARTNER USD | 16-SEP-2025 | 605.00 | 01-NOV-2025 | 665.00
| PDM3532IEC-740 | APC IT Power Distribution Module 3 Pole 5 Wire 32A IEC309 740cm | https://www.se.com/us/en/product/PDM3532IEC-740 | 400 3 PH | 230 ,400 3 PH | 5.98x17.01x15.98(in) 15.20x43.20x40.60(cent) | 5.80(kilos) 12.79(lbs) |  |  | 731304258209 | NAM CERTIFIED PARTNER USD | 16-SEP-2025 | 611.00 | 01-NOV-2025 | 672.00
| PDM3532IEC-800 | APC IT Power Distribution Module 3 Pole 5 Wire 32A IEC309 800cm | https://www.se.com/us/en/product/PDM3532IEC-800 | 400 3 PH | 230 ,400 3 PH | 7.99x17.01x15.98(in) 20.30x43.20x40.60(cent) | 6.10(kilos) 13.45(lbs) |  |  | 731304258216 | NAM CERTIFIED PARTNER USD | 16-SEP-2025 | 618.00 | 01-NOV-2025 | 680.00
| PDM3532IEC-860 | APC IT Power Distribution Module 3 Pole 5 Wire 32A IEC309 860cm | https://www.se.com/us/en/product/PDM3532IEC-860 | 400 3 PH | 230 ,400 3 PH | 7.99x17.01x15.98(in) 20.30x43.20x40.60(cent) | 6.50(kilos) 14.33(lbs) |  |  | 731304258223 | NAM CERTIFIED PARTNER USD | 16-SEP-2025 | 625.00 | 01-NOV-2025 | 687.00
| PDM3532IEC-920 | APC IT Power Distribution Module 3 Pole 5 Wire 32A IEC309 920cm | https://www.se.com/us/en/product/PDM3532IEC-920 | 400 3 PH | 230 ,400 3 PH | 7.99x17.01x15.98(in) 20.30x43.20x40.60(cent) | 6.80(kilos) 14.99(lbs) |  |  | 731304260066 | NAM CERTIFIED PARTNER USD | 16-SEP-2025 | 719.00 | 01-NOV-2025 | 791.00
| PDM3532IEC-980 | APC IT Power Distribution Module 3 Pole 5 Wire 32A IEC309 980cm | https://www.se.com/us/en/product/PDM3532IEC-980 | 400 3 PH | 230 ,400 3 PH | 7.99x17.01x15.98(in) 20.30x43.20x40.60(cent) | 7.10(kilos) 15.66(lbs) |  |  | 731304260073 | NAM CERTIFIED PARTNER USD | 16-SEP-2025 | 637.00 | 01-NOV-2025 | 701.00
| PDM3532IEC-1040 | APC IT Power Distribution Module 3 Pole 5 Wire 32A IEC309 1040cm | https://www.se.com/us/en/product/PDM3532IEC-1040 | 400 3 PH | 230 ,400 3 PH | 7.99x17.01x15.98(in) 20.30x43.20x40.60(cent) | 7.40(kilos) 16.32(lbs) |  |  | 731304258018 | NAM CERTIFIED PARTNER USD | 16-SEP-2025 | 691.00 | 01-NOV-2025 | 760.00
| PDM3540IEC309-200 | APC IT Power Distribution Module 3 Pole 5 Wire 40A IEC 309 200cm | https://www.se.com/us/en/product/PDM3540IEC309-200 | 415 3 PH | 240 | 5.00x17.48x15.98(in) 12.70x44.40x40.60(cent) | 6.82(kilos) 15.04(lbs) |  |  | 731304280989 | NAM CERTIFIED PARTNER USD | 16-SEP-2025 | 1010.00 | 01-NOV-2025 | 1110.00
| PDM3540IEC309-260 | APC IT Power Distribution Module 3 Pole 5 Wire 40A IEC 309 260cm | https://www.se.com/us/en/product/PDM3540IEC309-260 | 415 3 PH | 240 | 5.00x17.48x15.98(in) 12.70x44.40x40.60(cent) | 6.82(kilos) 15.04(lbs) |  |  | 731304280996 | NAM CERTIFIED PARTNER USD | 16-SEP-2025 | 1095.00 | 01-NOV-2025 | 1205.00
| PDM3540IEC309-320 | APC IT Power Distribution Module 3 Pole 5 Wire 40A IEC 309 320cm | https://www.se.com/us/en/product/PDM3540IEC309-320 | 415 3 PH | 240 | 5.00x17.48x15.98(in) 12.70x44.40x40.60(cent) | 6.82(kilos) 15.04(lbs) |  |  | 731304281009 | NAM CERTIFIED PARTNER USD | 16-SEP-2025 | 1155.00 | 01-NOV-2025 | 1270.00
| PDM3540IEC309-380 | APC IT Power Distribution Module 3 Pole 5 Wire 40A IEC 309 380cm | https://www.se.com/us/en/product/PDM3540IEC309-380 | 415 3 PH | 240 | 5.00x17.48x15.98(in) 12.70x44.40x40.60(cent) | 6.82(kilos) 15.04(lbs) |  |  | 731304281016 | NAM CERTIFIED PARTNER USD | 16-SEP-2025 | 1205.00 | 01-NOV-2025 | 1325.00
| PDM3540IEC309-440 | APC IT Power Distribution Module 3 Pole 5 Wire 40A IEC 309 440cm | https://www.se.com/us/en/product/PDM3540IEC309-440 | 415 3 PH | 240 | 5.00x17.48x15.98(in) 12.70x44.40x40.60(cent) | 6.82(kilos) 15.04(lbs) |  |  | 731304281023 | NAM CERTIFIED PARTNER USD | 16-SEP-2025 | 1260.00 | 01-NOV-2025 | 1390.00
| PDM3540IEC309-500 | APC IT Power Distribution Module 3 Pole 5 Wire 40A IEC 309 500cm | https://www.se.com/us/en/product/PDM3540IEC309-500 | 415 3 PH | 240 | 5.00x17.48x15.98(in) 12.70x44.40x40.60(cent) | 6.82(kilos) 15.04(lbs) |  |  | 731304281030 | NAM CERTIFIED PARTNER USD | 16-SEP-2025 | 1315.00 | 01-NOV-2025 | 1450.00
| PDM3540IEC309-560 | APC IT Power Distribution Module 3 Pole 5 Wire 40A IEC 309 560cm | https://www.se.com/us/en/product/PDM3540IEC309-560 | 415 3 PH | 240 | 5.00x17.48x15.98(in) 12.70x44.40x40.60(cent) | 6.82(kilos) 15.04(lbs) |  |  | 731304281047 | NAM CERTIFIED PARTNER USD | 16-SEP-2025 | 1400.00 | 01-NOV-2025 | 1540.00
| PDM3540IEC309-620 | APC IT Power Distribution Module 3 Pole 5 Wire 40A IEC 309 620cm | https://www.se.com/us/en/product/PDM3540IEC309-620 | 415 3 PH | 240 | 5.00x17.48x15.98(in) 12.70x44.40x40.60(cent) | 6.82(kilos) 15.04(lbs) |  |  | 731304281054 | NAM CERTIFIED PARTNER USD | 16-SEP-2025 | 1425.00 | 01-NOV-2025 | 1570.00
| PDM3540IEC309-680 | APC IT Power Distribution Module 3 Pole 5 Wire 40A IEC 309 680cm | https://www.se.com/us/en/product/PDM3540IEC309-680 | 415 3 PH | 240 | 5.00x17.48x15.98(in) 12.70x44.40x40.60(cent) | 6.82(kilos) 15.04(lbs) |  |  | 731304281061 | NAM CERTIFIED PARTNER USD | 16-SEP-2025 | 1510.00 | 01-NOV-2025 | 1660.00
| PDM3540IEC309-740 | APC IT Power Distribution Module 3 Pole 5 Wire 40A IEC 309 740cm | https://www.se.com/us/en/product/PDM3540IEC309-740 | 415 3 PH | 240 | 5.00x17.48x15.98(in) 12.70x44.40x40.60(cent) | 6.82(kilos) 15.04(lbs) |  |  | 731304281078 | NAM CERTIFIED PARTNER USD | 16-SEP-2025 | 1545.00 | 01-NOV-2025 | 1700.00
| PDM3540IEC309-800 | APC IT Power Distribution Module 3 Pole 5 Wire 40A IEC 309 800cm | https://www.se.com/us/en/product/PDM3540IEC309-800 | 415 3 PH | 240 | 5.00x17.48x15.98(in) 12.70x44.40x40.60(cent) | 6.82(kilos) 15.04(lbs) |  |  | 731304281085 | NAM CERTIFIED PARTNER USD | 16-SEP-2025 | 1625.00 | 01-NOV-2025 | 1785.00
| PDM3540IEC309-860 | APC IT Power Distribution Module 3 Pole 5 Wire 40A IEC 309 860cm | https://www.se.com/us/en/product/PDM3540IEC309-860 | 415 3 PH | 240 | 5.00x17.48x15.98(in) 12.70x44.40x40.60(cent) | 6.82(kilos) 15.04(lbs) |  |  | 731304281092 | NAM CERTIFIED PARTNER USD | 16-SEP-2025 | 1655.00 | 01-NOV-2025 | 1820.00
| PDM3540IEC309-920 | APC IT Power Distribution Module 3 Pole 5 Wire 40A IEC 309 920cm | https://www.se.com/us/en/product/PDM3540IEC309-920 | 415 3 PH | 240 | 5.00x17.48x15.98(in) 12.70x44.40x40.60(cent) | 6.82(kilos) 15.04(lbs) |  |  | 731304281108 | NAM CERTIFIED PARTNER USD | 16-SEP-2025 | 1710.00 | 01-NOV-2025 | 1885.00
| PDM3540IEC309-980 | APC IT Power Distribution Module 3 Pole 5 Wire 40A IEC 309 980cm | https://www.se.com/us/en/product/PDM3540IEC309-980 | 415 3 PH | 240 | 5.00x17.48x15.98(in) 12.70x44.40x40.60(cent) | 6.82(kilos) 15.04(lbs) |  |  | 731304281115 | NAM CERTIFIED PARTNER USD | 16-SEP-2025 | 1765.00 | 01-NOV-2025 | 1940.00
| PDM3540IEC309-1040 | APC IT Power Distribution Module 3 Pole 5 Wire 40A IEC 309 1040cm | https://www.se.com/us/en/product/PDM3540IEC309-1040 | 415 3 PH | 240 | 5.00x17.48x15.98(in) 12.70x44.40x40.60(cent) | 6.82(kilos) 15.04(lbs) |  |  | 731304280095 | NAM CERTIFIED PARTNER USD | 16-SEP-2025 | 1825.00 | 01-NOV-2025 | 2005.00
| PDM3540IEC309-1680 | APC IT Power Distribution Module 3 Pole 5 Wire 40A IEC 309 1680cm | https://www.se.com/us/en/product/PDM3540IEC309-1680 | 415 3 PH | 240 | 5.00x17.48x15.98(in) 12.70x44.40x40.60(cent) | 6.82(kilos) 15.04(lbs) |  |  | 731304280972 | NAM CERTIFIED PARTNER USD | 16-SEP-2025 | 2425.00 | 01-NOV-2025 | 2665.00
| PDM3563IEC-200 | APC IT Power Distribution Module 3 Pole 5 Wire 63A IEC309 200cm | https://www.se.com/us/en/product/PDM3563IEC-200 | 400 3 PH | 230 ,400 3 PH | 7.01x17.99x17.01(in) 17.80x45.70x43.20(cent) | 11.36(kilos) 25.05(lbs) |  |  | 731304283676 | NAM CERTIFIED PARTNER USD | 16-SEP-2025 | 1475.00 | 01-NOV-2025 | 1625.00
| PDM3563IEC-440 | APC IT Power Distribution Module 3 Pole 5 Wire 63A IEC309 440cm | https://www.se.com/us/en/product/PDM3563IEC-440 | 400 3 PH | 230 ,400 3 PH | 9.02x20.00x20.00(in) 22.90x50.80x50.80(cent) | 17.73(kilos) 39.09(lbs) |  |  | 731304283713 | NAM CERTIFIED PARTNER USD | 16-SEP-2025 | 1875.00 | 01-NOV-2025 | 2060.00
| PDM3563IEC-560 | APC IT Power Distribution Module 3 Pole 5 Wire 63A IEC309 560cm | https://www.se.com/us/en/product/PDM3563IEC-560 | 400 3 PH | 230 ,400 3 PH | 9.02x20.00x20.00(in) 22.90x50.80x50.80(cent) | 20.45(kilos) 45.09(lbs) |  |  | 731304283737 | NAM CERTIFIED PARTNER USD | 16-SEP-2025 | 2060.00 | 01-NOV-2025 | 2265.00
| PDM3563IEC-740 | APC IT Power Distribution Module 3 Pole 5 Wire 63A IEC309 740cm | https://www.se.com/us/en/product/PDM3563IEC-740 | 400 3 PH | 230 ,400 3 PH | 9.02x20.00x20.00(in) 22.90x50.80x50.80(cent) | 25.00(kilos) 55.13(lbs) |  |  | 731304283768 | NAM CERTIFIED PARTNER USD | 16-SEP-2025 | 2440.00 | 01-NOV-2025 | 2685.00
| PDM3563IEC-800 | APC IT Power Distribution Module 3 Pole 5 Wire 63A IEC309 800cm | https://www.se.com/us/en/product/PDM3563IEC-800 | 400 3 PH | 230 ,400 3 PH | 9.02x20.00x20.00(in) 22.90x50.80x50.80(cent) | 26.82(kilos) 59.14(lbs) |  |  | 731304283775 | NAM CERTIFIED PARTNER USD | 16-SEP-2025 | 2470.00 | 01-NOV-2025 | 2715.00
| PDM3563IEC-920 | APC IT Power Distribution Module 3 Pole 5 Wire 63A IEC309 920cm | https://www.se.com/us/en/product/PDM3563IEC-920 | 400 3 PH | 230 ,400 3 PH | 9.02x20.00x20.00(in) 22.90x50.80x50.80(cent) | 29.55(kilos) 65.16(lbs) |  |  | 731304283799 | NAM CERTIFIED PARTNER USD | 16-SEP-2025 | 2670.00 | 01-NOV-2025 | 2935.00
| PDM3563IEC-980 | APC IT Power Distribution Module 3 Pole 5 Wire 63A IEC309 980cm | https://www.se.com/us/en/product/PDM3563IEC-980 | 400 3 PH | 230 ,400 3 PH | 9.02x20.00x20.00(in) 22.90x50.80x50.80(cent) | 31.36(kilos) 69.15(lbs) |  |  | 731304283805 | NAM CERTIFIED PARTNER USD | 16-SEP-2025 | 2770.00 | 01-NOV-2025 | 3045.00
| PDM3563IEC-1040 | APC IT Power Distribution Module 3 Pole 5 Wire 63A IEC309 1040cm | https://www.se.com/us/en/product/PDM3563IEC-1040 | 400 3 PH | 230 ,400 3 PH | 9.02x20.00x20.00(in) 22.90x50.80x50.80(cent) | 32.73(kilos) 72.17(lbs) |  |  | 731304283669 | NAM CERTIFIED PARTNER USD | 16-SEP-2025 | 3120.00 | 01-NOV-2025 | 3435.00
| PDPB150G6F | InfraStruxure PDU, 150kVA, 416A, 480V:208V Isolation Transformer, 84 Poles, 1 Subfeed | https://www.se.com/us/en/product/PDPB150G6F | 480 3 PH | 208 3 PH | 84.65x40.00x48.03(in) 215.00x101.60x122.00(cent) | 863.64(kilos) 1904.33(lbs) |  |  | 731304303381 | NAM CERTIFIED PARTNER USD | 16-SEP-2025 | 29935.00 | 01-NOV-2025 | 32930.00
| PDPM72F-5U | APC Modular Rack Distribution Panel, 72kVA, 200A, 208V, 18 Pole, 5U | https://www.se.com/us/en/product/PDPM72F-5U | 208 3 PH |  | 15.98x24.02x35.00(in) 40.60x61.00x88.90(cent) | 34.00(kilos) 74.97(lbs) |  |  | 731304264521 | NAM CERTIFIED PARTNER USD | 16-SEP-2025 | 2785.00 | 01-NOV-2025 | 3065.00
| PDPM100F6F-M | APC 100kVA Modular Power Distribution Unit, Isolation Transformer, 208:208V, 72 Pole, MBP, 1 Subfeed | https://www.se.com/us/en/product/PDPM100F6F-M | 208 3 PH | 120 ,208 3 PH | 84.65x40.00x48.03(in) 215.00x101.60x122.00(cent) | 863.64(kilos) 1904.33(lbs) |  |  | 731304280873 | NAM CERTIFIED PARTNER USD | 16-SEP-2025 | 26500.00 | 01-NOV-2025 | 29150.00
| PDPM100F-M | APC 100kVA Modular Power Distribution Unit, 208V, 72 Poles, MBP, 1 Subfeed | https://www.se.com/us/en/product/PDPM100F-M | 208 3 PH | 208 3 PH | 84.65x40.00x48.03(in) 215.00x101.60x122.00(cent) | 454.55(kilos) 1002.28(lbs) |  |  | 731304280866 | NAM CERTIFIED PARTNER USD | 16-SEP-2025 | 13460.00 | 01-NOV-2025 | 14805.00
| PDPM100G6F-M | APC 100kVA Modular Power Distribution Unit, Isolation Transformer, 480:208V, 72 Pole, MBP, 1 Subfeed | https://www.se.com/us/en/product/PDPM100G6F-M | 480 3 PH | 120 ,208 3 PH | 84.65x40.00x48.03(in) 215.00x101.60x122.00(cent) | 863.64(kilos) 1904.33(lbs) |  |  | 731304280880 | NAM CERTIFIED PARTNER USD | 16-SEP-2025 | 26035.00 | 01-NOV-2025 | 28635.00
| PDPM100L6F-M | APC 100kVA Modular Power Distribution Unit, Isolation Transformer, 600:208V, 72 Pole, MBP, 1 Subfeed | https://www.se.com/us/en/product/PDPM100L6F-M | 600 3 PH | 208 3 PH | 84.65x40.00x48.03(in) 215.00x101.60x122.00(cent) | 863.64(kilos) 1904.33(lbs) |  |  | 731304280897 | NAM CERTIFIED PARTNER USD | 16-SEP-2025 | 25980.00 | 01-NOV-2025 | 28580.00
| PDPM100SC | APC Symmetra PX 100kW Bottom Feed Side Car, 300mm | https://www.se.com/us/en/product/PDPM100SC | 120 ,208 ,208 3 PH,480 3 PH,600 3 PH |  | 84.65x33.39x47.64(in) 215.00x84.80x121.00(cent) | 159.00(kilos) 350.60(lbs) |  |  | 731304280903 | NAM CERTIFIED PARTNER USD | 16-SEP-2025 | 4710.00 | 01-NOV-2025 | 5185.00
| PDPM138H-5U | APC Modular Rack Distribution Panel, 138kVA, 200A, 400V, 18 Pole, 5U | https://www.se.com/us/en/product/PDPM138H-5U | 400 3 PH | 400 3 PH | 15.98x24.02x35.00(in) 40.60x61.00x88.90(cent) | 34.00(kilos) 74.97(lbs) |  |  | 731304257950 | NAM CERTIFIED PARTNER USD | 16-SEP-2025 | 2800.00 | 01-NOV-2025 | 3080.00
| PDPM144F | APC Modular Remote Power Panel, 144kVA, 400A, 208V, 72 Pole, 300mm | https://www.se.com/us/en/product/PDPM144F | 208 3 PH | 208 3 PH | 88.50x33.50x47.48(in) 224.80x85.10x120.60(cent) | 182.27(kilos) 401.91(lbs) |  |  | 731304271611 | NAM CERTIFIED PARTNER USD | 16-SEP-2025 | 10265.00 | 01-NOV-2025 | 11295.00
| PDPM150G6F | APC 144kVA Modular Power Distribution Unit, Isolation Transformer, 480:208V, 72 Poles, 2 Subfeed | https://www.se.com/us/en/product/PDPM150G6F | 480 3 PH | 208 3 PH | 84.76x40.00x47.99(in) 215.30x101.60x121.90(cent) | 882.00(kilos) 1944.81(lbs) |  |  | 731304295396 | NAM CERTIFIED PARTNER USD | 16-SEP-2025 | 34495.00 | 01-NOV-2025 | 37945.00
| PDPM150L6F | APC 144kVA Modular Power Distribution Unit, Isolation Transformer, 600:208V, 72 Poles, 2 Subfeed | https://www.se.com/us/en/product/PDPM150L6F | 600 3 PH | 208 3 PH | 84.76x40.00x47.99(in) 215.30x101.60x121.90(cent) | 927.00(kilos) 2044.04(lbs) |  |  | 731304295402 | NAM CERTIFIED PARTNER USD | 16-SEP-2025 | 34330.00 | 01-NOV-2025 | 37765.00
| PDPM150SC | APC 150kVA Modular PDU Bottom Feed Side Car, 300mm | https://www.se.com/us/en/product/PDPM150SC | 208 ,208 3 PH,480 3 PH,600 3 PH | 208 ,208 3 PH ,415 3 PH ,480 3 PH ,600 3 PH | 84.65x33.39x47.64(in) 215.00x84.80x121.00(cent) | 155.00(kilos) 341.78(lbs) |  |  | 731304296256 | NAM CERTIFIED PARTNER USD | 16-SEP-2025 | 3935.00 | 01-NOV-2025 | 4330.00
| PDPM175G6H | APC 175kVA Modular Power Distribution Unit, Isolation Transformer, 480:415V, 72 Poles, 2 Subfeed | https://www.se.com/us/en/product/PDPM175G6H | 480 3 PH | 415 3 PH | 84.76x40.00x47.99(in) 215.30x101.60x121.90(cent) | 987.00(kilos) 2176.34(lbs) |  |  | 731304295419 | NAM CERTIFIED PARTNER USD | 16-SEP-2025 | 36880.00 | 01-NOV-2025 | 40565.00
| PDPM277H | APC Modular Remote Power Panel, 277kVA, 400A, 400V, 72 Pole, 300mm | https://www.se.com/us/en/product/PDPM277H | 400 3 PH |  | 88.50x33.58x47.52(in) 224.80x85.30x120.70(cent) | 182.68(kilos) 402.81(lbs) |  |  | 731304258247 | NAM CERTIFIED PARTNER USD | 16-SEP-2025 | 9960.00 | 01-NOV-2025 | 10955.00
| PDPM288G6H | APC Modular Power Distribution Unit, 266kVA, 400A, 480V:415V Auto-transformer, 72 Pole, 300mm | https://www.se.com/us/en/product/PDPM288G6H | 480 3 PH | 230 ,240 | 84.02x11.73x42.20(in) 213.40x29.80x107.20(cent) | 545.45(kilos) 1202.72(lbs) |  |  | 731304266273 | NAM CERTIFIED PARTNER USD | 16-SEP-2025 | 24680.00 | 01-NOV-2025 | 27145.00
| PDPS4200 | ISX PDU 200 A 4 Wire Pin & Sleeve Connector | https://www.se.com/us/en/product/PDPS4200 |  |  | 12.01x12.01x80.00(in) 30.50x30.50x203.20(cent) | 20.00(kilos) 44.10(lbs) |  |  | 731304203421 | NAM CERTIFIED PARTNER USD | 16-SEP-2025 | 2865.00 | 01-NOV-2025 | 3150.00
| PDPT4200 | ISX PDU Input Top Entry Cable w/ a 200 A 4 Wire plug | https://www.se.com/us/en/product/PDPT4200 |  |  | 12.01x12.01x80.00(in) 30.50x30.50x203.20(cent) | 20.00(kilos) 44.10(lbs) |  |  | 731304202929 | NAM CERTIFIED PARTNER USD | 16-SEP-2025 | 4105.00 | 01-NOV-2025 | 4515.00
| PDRPPNX10 | APC Xmerless PDU 208 V | https://www.se.com/us/en/product/PDRPPNX10 | 208 3 PH | 120 ,208 3 PH | 85.98x35.98x47.99(in) 218.40x91.40x121.90(cent) | 200.00(kilos) 441.00(lbs) |  |  | 731304205791 | NAM CERTIFIED PARTNER USD | 16-SEP-2025 | 14020.00 | 01-NOV-2025 | 15425.00
| PDRPPNX10-M | APC Xmerless PDU w/ MBP 208 V | https://www.se.com/us/en/product/PDRPPNX10-M | 208 3 PH | 208 3 PH | 85.98x35.98x47.99(in) 218.40x91.40x121.90(cent) | 240.00(kilos) 529.20(lbs) |  |  | 731304206606 | NAM CERTIFIED PARTNER USD | 16-SEP-2025 | 13955.00 | 01-NOV-2025 | 15350.00
| PDT1B-KIT | T1 Breaker Kit for unsupported breaker amperages with Current Transformer without Adaptors | https://www.se.com/us/en/product/PDT1B-KIT |  |  | 5.00x5.00x5.00(in) 12.70x12.70x12.70(cent) | 0.91(kilos) 2.01(lbs) |  |  | 731304278733 | NAM CERTIFIED PARTNER USD | 16-SEP-2025 | 92.00 | 01-NOV-2025 | 102.00
| PDW4L21-20XC | 4' CABLE EXTENDER 5-WIRE #10 AWG, UL WITH L21-20R/P | https://www.se.com/us/en/product/PDW4L21-20XC | 208 3 PH | 120 ,208 3 PH | 4.02x12.01x17.52(in) 10.20x30.50x44.50(cent) | 0.92(kilos) 2.03(lbs) |  |  | 731304233053 | NAM CERTIFIED PARTNER USD | 16-SEP-2025 | 150.00 | 01-NOV-2025 | 165.00
| PDW6L21-20XC | 6' CABLE EXTENDER 5-WIRE #10 AWG, UL WITH L21-20R/P | https://www.se.com/us/en/product/PDW6L21-20XC | 208 3 PH | 120 ,208 3 PH | 4.02x12.01x17.52(in) 10.20x30.50x44.50(cent) | 1.18(kilos) 2.60(lbs) |  |  | 731304233107 | NAM CERTIFIED PARTNER USD | 16-SEP-2025 | 168.00 | 01-NOV-2025 | 184.00
| PDW8L21-20XC | 8' CABLE EXTENDER 5-WIRE #10 AWG, UL WITH L21-20R/P | https://www.se.com/us/en/product/PDW8L21-20XC | 208 3 PH | 120 ,208 3 PH | 4.02x12.01x17.52(in) 10.20x30.50x44.50(cent) | 1.50(kilos) 3.31(lbs) |  |  | 731304233039 | NAM CERTIFIED PARTNER USD | 16-SEP-2025 | 184.00 | 01-NOV-2025 | 202.00
| PDW10L21-20XC | 10' CABLE EXTENDER 5-WIRE #10 AWG, UL WITH L21-20R/P | https://www.se.com/us/en/product/PDW10L21-20XC | 208 3 PH | 120 ,208 3 PH | 4.02x12.01x17.52(in) 10.20x30.50x44.50(cent) | 1.78(kilos) 3.92(lbs) |  |  | 731304233091 | NAM CERTIFIED PARTNER USD | 16-SEP-2025 | 192.00 | 01-NOV-2025 | 211.00
| PDW12L21-20XC | 12' CABLE EXTENDER 5-WIRE #10 AWG, UL WITH L21-20R/P | https://www.se.com/us/en/product/PDW12L21-20XC | 208 3 PH | 120 ,208 3 PH | 4.02x12.01x17.52(in) 10.20x30.50x44.50(cent) | 2.05(kilos) 4.52(lbs) |  |  | 731304233060 | NAM CERTIFIED PARTNER USD | 16-SEP-2025 | 206.00 | 01-NOV-2025 | 227.00
| PDW13L6-30C | 3WIRE WHIP W/L6-30 13 FT | https://www.se.com/us/en/product/PDW13L6-30C |  |  | 5.98x12.01x12.01(in) 15.20x30.50x30.50(cent) | 2.27(kilos) 5.01(lbs) |  |  | 731304201847 | NAM CERTIFIED PARTNER USD | 16-SEP-2025 | 120.00 | 01-NOV-2025 | 132.00
| PDW14L21-20XC | 14' CABLE EXTENDER 5-WIRE #10 AWG, UL WITH L21-20R/P | https://www.se.com/us/en/product/PDW14L21-20XC | 208 3 PH | 120 ,208 3 PH | 4.02x12.01x17.52(in) 10.20x30.50x44.50(cent) | 2.36(kilos) 5.20(lbs) |  |  | 731304233114 | NAM CERTIFIED PARTNER USD | 16-SEP-2025 | 223.00 | 01-NOV-2025 | 245.00
| PDW16L21-20XC | 16' CABLE EXTENDER 5-WIRE #10 AWG, UL WITH L21-20R/P | https://www.se.com/us/en/product/PDW16L21-20XC | 208 3 PH | 120 ,208 3 PH | 4.02x12.01x17.52(in) 10.20x30.50x44.50(cent) | 2.64(kilos) 5.82(lbs) |  |  | 731304233022 | NAM CERTIFIED PARTNER USD | 16-SEP-2025 | 235.00 | 01-NOV-2025 | 259.00
| PDW18L21-20XC | 18' CABLE EXTENDER 5-WIRE #10 AWG, UL WITH L21-20R/P | https://www.se.com/us/en/product/PDW18L21-20XC | 208 3 PH | 120 ,208 3 PH | 4.02x12.01x17.52(in) 10.20x30.50x44.50(cent) | 2.91(kilos) 6.42(lbs) |  |  | 731304233084 | NAM CERTIFIED PARTNER USD | 16-SEP-2025 | 251.00 | 01-NOV-2025 | 276.00
| PDX316IEC-120 | APC Modular IT Power Distribution Cable Extender 3 Wire 16A IEC309 120cm | https://www.se.com/us/en/product/PDX316IEC-120 | 230 | 230 | 5.98x17.01x15.98(in) 15.20x43.20x40.60(cent) | 1.40(kilos) 3.09(lbs) |  |  | 731304258292 | NAM CERTIFIED PARTNER USD | 16-SEP-2025 | 202.00 | 01-NOV-2025 | 222.00
| PDX316IEC-240 | APC Modular IT Power Distribution Cable Extender 3 Wire 16A IEC309 240cm | https://www.se.com/us/en/product/PDX316IEC-240 | 230 | 230 | 5.98x17.01x15.98(in) 15.20x43.20x40.60(cent) | 1.70(kilos) 3.75(lbs) |  |  | 731304258308 | NAM CERTIFIED PARTNER USD | 16-SEP-2025 | 284.00 | 01-NOV-2025 | 312.00
| PDX316IEC-480 | APC Modular IT Power Distribution Cable Extender 3 Wire 16A IEC309 480cm | https://www.se.com/us/en/product/PDX316IEC-480 | 230 | 230 | 5.98x17.01x15.98(in) 15.20x43.20x40.60(cent) | 2.20(kilos) 4.85(lbs) |  |  | 731304258322 | NAM CERTIFIED PARTNER USD | 16-SEP-2025 | 260.00 | 01-NOV-2025 | 286.00
| PDX316IEC-600 | APC Modular IT Power Distribution Cable Extender 3 Wire 16A IEC309 600cm | https://www.se.com/us/en/product/PDX316IEC-600 | 230 | 230 | 5.98x17.01x15.98(in) 15.20x43.20x40.60(cent) | 2.40(kilos) 5.29(lbs) |  |  | 731304258339 | NAM CERTIFIED PARTNER USD | 16-SEP-2025 | 212.00 | 01-NOV-2025 | 233.00
| PDX316IEC-720 | APC Modular IT Power Distribution Cable Extender 3 Wire 16A IEC309 720cm | https://www.se.com/us/en/product/PDX316IEC-720 | 230 | 230 | 5.98x17.01x15.98(in) 15.20x43.20x40.60(cent) | 2.70(kilos) 5.95(lbs) |  |  | 731304258346 | NAM CERTIFIED PARTNER USD | 16-SEP-2025 | 223.00 | 01-NOV-2025 | 246.00
| PDX316IEC-840 | APC Modular IT Power Distribution Cable Extender 3 Wire 16A IEC309 840cm | https://www.se.com/us/en/product/PDX316IEC-840 | 230 | 230 | 5.98x17.01x15.98(in) 15.20x43.20x40.60(cent) | 2.90(kilos) 6.39(lbs) |  |  | 731304258353 | NAM CERTIFIED PARTNER USD | 16-SEP-2025 | 147.00 | 01-NOV-2025 | 162.00
| PDX316IEC-960 | APC Modular IT Power Distribution Cable Extender 3 Wire 16A IEC309 960cm | https://www.se.com/us/en/product/PDX316IEC-960 | 230 | 230 | 5.98x17.01x15.98(in) 15.20x43.20x40.60(cent) | 3.10(kilos) 6.84(lbs) |  |  | 731304295907 | NAM CERTIFIED PARTNER USD | 16-SEP-2025 | 230.00 | 01-NOV-2025 | 253.00
| PDX316IEC-1080 | APC Modular IT Power Distribution Cable Extender 3 Wire 16A IEC309 1080cm | https://www.se.com/us/en/product/PDX316IEC-1080 | 230 | 230 | 5.98x17.01x15.98(in) 15.20x43.20x40.60(cent) | 3.40(kilos) 7.50(lbs) |  |  | 731304258360 | NAM CERTIFIED PARTNER USD | 16-SEP-2025 | 243.00 | 01-NOV-2025 | 268.00
| PDX332IEC-120 | APC Modular IT Power Distribution Cable Extender 3 Wire 32A IEC309 120cm | https://www.se.com/us/en/product/PDX332IEC-120 | 230 | 230 | 5.98x17.01x15.98(in) 15.20x43.20x40.60(cent) | 1.90(kilos) 4.19(lbs) |  |  | 731304258377 | NAM CERTIFIED PARTNER USD | 16-SEP-2025 | 267.00 | 01-NOV-2025 | 294.00
| PDX332IEC-240 | APC Modular IT Power Distribution Cable Extender 3 Wire 32A IEC309 240cm | https://www.se.com/us/en/product/PDX332IEC-240 | 230 | 230 | 5.98x17.01x15.98(in) 15.20x43.20x40.60(cent) | 2.30(kilos) 5.07(lbs) |  |  | 731304258384 | NAM CERTIFIED PARTNER USD | 16-SEP-2025 | 364.00 | 01-NOV-2025 | 400.00
| PDX332IEC-480 | APC Modular IT Power Distribution Cable Extender 3 Wire 32A IEC309 480cm | https://www.se.com/us/en/product/PDX332IEC-480 | 230 | 230 | 5.98x17.01x15.98(in) 15.20x43.20x40.60(cent) | 3.20(kilos) 7.06(lbs) |  |  | 731304258407 | NAM CERTIFIED PARTNER USD | 16-SEP-2025 | 339.00 | 01-NOV-2025 | 373.00
| PDX332IEC-600 | APC Modular IT Power Distribution Cable Extender 3 Wire 32A IEC309 600cm | https://www.se.com/us/en/product/PDX332IEC-600 | 230 | 230 | 5.98x17.01x15.98(in) 15.20x43.20x40.60(cent) | 3.70(kilos) 8.16(lbs) |  |  | 731304258414 | NAM CERTIFIED PARTNER USD | 16-SEP-2025 | 291.00 | 01-NOV-2025 | 320.00
| PDX332IEC-720 | APC Modular IT Power Distribution Cable Extender 3 Wire 32A IEC309 720cm | https://www.se.com/us/en/product/PDX332IEC-720 | 230 | 230 | 5.98x17.01x15.98(in) 15.20x43.20x40.60(cent) | 4.10(kilos) 9.04(lbs) |  |  | 731304258421 | NAM CERTIFIED PARTNER USD | 16-SEP-2025 | 302.00 | 01-NOV-2025 | 332.00
| PDX332IEC-840 | APC Modular IT Power Distribution Cable Extender 3 Wire 32A IEC309 840cm | https://www.se.com/us/en/product/PDX332IEC-840 | 230 | 230 | 5.98x17.01x15.98(in) 15.20x43.20x40.60(cent) | 4.60(kilos) 10.14(lbs) |  |  | 731304258438 | NAM CERTIFIED PARTNER USD | 16-SEP-2025 | 308.00 | 01-NOV-2025 | 339.00
| PDX332IEC-960 | APC Modular IT Power Distribution Cable Extender 3 Wire 32A IEC309 960cm | https://www.se.com/us/en/product/PDX332IEC-960 | 230 | 230 | 5.98x17.01x15.98(in) 15.20x43.20x40.60(cent) | 5.00(kilos) 11.03(lbs) |  |  | 731304258445 | NAM CERTIFIED PARTNER USD | 16-SEP-2025 | 397.00 | 01-NOV-2025 | 437.00
| PDX332IEC-1200 | APC Modular IT Power Distribution Cable Extender 3 Wire 32A IEC309 1200cm | https://www.se.com/us/en/product/PDX332IEC-1200 | 230 | 230 | 5.98x17.01x15.98(in) 15.20x43.20x40.60(cent) | 5.90(kilos) 13.01(lbs) |  |  | 731304258452 | NAM CERTIFIED PARTNER USD | 16-SEP-2025 | 428.00 | 01-NOV-2025 | 471.00
| PDX516IEC309-3C19 | APC IT Power Distribution Cable Splitter 5 Wire 16A IEC309 to 3xC19 | https://www.se.com/us/en/product/PDX516IEC309-3C19 | 230 | 230 | 5.98x17.01x15.98(in) 15.20x43.20x40.60(cent) | 2.50(kilos) 5.51(lbs) |  |  | 731304268369 | NAM CERTIFIED PARTNER USD | 16-SEP-2025 | 458.00 | 01-NOV-2025 | 503.00
| PDX516IEC-300 | APC Modular IT Power Distribution Cable Extender 5 Wire 16A IEC309 300cm | https://www.se.com/us/en/product/PDX516IEC-300 | 400 3 PH | 400 3 PH | 5.98x17.01x15.98(in) 15.20x43.20x40.60(cent) | 2.10(kilos) 4.63(lbs) |  |  | 731304258254 | NAM CERTIFIED PARTNER USD | 16-SEP-2025 | 305.00 | 01-NOV-2025 | 336.00
| PDX516IEC-600 | APC Modular IT Power Distribution Cable Extender 5 Wire 16A IEC309 600cm | https://www.se.com/us/en/product/PDX516IEC-600 | 400 3 PH | 400 3 PH | 5.98x17.01x15.98(in) 15.20x43.20x40.60(cent) | 3.00(kilos) 6.62(lbs) |  |  | 731304258261 | NAM CERTIFIED PARTNER USD | 16-SEP-2025 | 401.00 | 01-NOV-2025 | 441.00
| PDX532IEC-300 | APC Modular IT Power Distribution Cable Extender 5 Wire 32A IEC309 300cm | https://www.se.com/us/en/product/PDX532IEC-300 | 400 3 PH | 400 3 PH | 5.98x17.01x15.98(in) 15.20x43.20x40.60(cent) | 4.10(kilos) 9.04(lbs) |  |  | 731304258278 | NAM CERTIFIED PARTNER USD | 16-SEP-2025 | 357.00 | 01-NOV-2025 | 392.00
Special Applications >> Uninterruptible Power Supply (UPS) | SMT700X167 | APC Smart-UPS 700VA w/Auto Sense Input Voltage 120V/230V In 120V Out | https://www.se.com/us/en/product/SMT700X167 | 120 | 120 | 12.99x12.99x23.23(in) 33.00x33.00x59.00(cent) | 22.64(kilos) 49.92(lbs) |  |  | 731304423386 | NAM CERTIFIED PARTNER USD | 16-SEP-2025 | 1185.00 | 01-NOV-2025 | 1305.00
| SMT1500CX413 | APC Smart-UPS 1500VA LCD 120V Audible Alarm Disabled | https://www.se.com/us/en/product/SMT1500CX413 | 120 | 120 | 8.62x6.73x17.28(in) 21.90x17.10x43.90(cent) | 24.60(kilos) 54.24(lbs) |  |  | 731304426325 | NAM CERTIFIED PARTNER USD | 16-SEP-2025 | 831.00 | 01-NOV-2025 | 914.00
| SMT1500R2X122 | APC Smart-UPS 1500VA LCD RM 2U 120V with L5-15P | https://www.se.com/us/en/product/SMT1500R2X122 | 120 | 120 | 9.88x23.39x23.74(in) 25.10x59.40x60.30(cent) | 31.91(kilos) 70.36(lbs) |  |  | 731304294061 | NAM CERTIFIED PARTNER USD | 16-SEP-2025 | 908.00 | 01-NOV-2025 | 998.00
| SMT2200R2X106 | APC Smart-UPS 2200VA LCD RM 2U 120V with L5-20P | https://www.se.com/us/en/product/SMT2200R2X106 | 120 | 120 | 10.00x23.62x38.58(in) 25.40x60.00x98.00(cent) | 49.73(kilos) 109.65(lbs) |  |  | 731304294085 | NAM CERTIFIED PARTNER USD | 16-SEP-2025 | 1355.00 | 01-NOV-2025 | 1495.00
| SMT2200R2X167 | APC Smart-UPS 2200VA RM2U w/Auto Sense Input Voltage 120V/230V In 120V Out | https://www.se.com/us/en/product/SMT2200R2X167 | 120 | 120 | 10.00x23.62x38.58(in) 25.40x60.00x98.00(cent) | 49.73(kilos) 109.65(lbs) |  |  | 731304423393 | NAM CERTIFIED PARTNER USD | 16-SEP-2025 | 2590.00 | 01-NOV-2025 | 2850.00
| SMT3000R2X145 | APC Smart UPS 3000VA LCD RM 2U 120V with 12FT CORD | https://www.se.com/us/en/product/SMT3000R2X145 | 120 | 120 | 10.00x23.62x38.58(in) 25.40x60.00x98.00(cent) | 51.70(kilos) 114.00(lbs) |  |  | 731304294092 | NAM CERTIFIED PARTNER USD | 16-SEP-2025 | 1675.00 | 01-NOV-2025 | 1840.00
| SRT5KRMXLIM | APC Smart-UPS SRT 5000VA RM 230V Marine | https://www.se.com/us/en/product/SRT5KRMXLIM | 230 | 230 | 12.99x24.02x37.80(in) 33.00x61.00x96.00(cent) | 66.86(kilos) 147.43(lbs) |  |  | 731304320821 | NAM CERTIFIED PARTNER USD | 16-SEP-2025 | 5500.00 | 01-NOV-2025 | 6050.00
| SRT6KRMXLIM | APC Smart-UPS SRT 6000VA RM 230V Marine | https://www.se.com/us/en/product/SRT6KRMXLIM | 230 | 230 | 14.57x24.02x37.80(in) 37.00x61.00x96.00(cent) | 67.00(kilos) 147.74(lbs) |  |  | 731304320838 | NAM CERTIFIED PARTNER USD | 16-SEP-2025 | 6160.00 | 01-NOV-2025 | 6775.00
| SRT6M | APC 5kVA and 6kVA Marine Filter | https://www.se.com/us/en/product/SRT6M | 200 ,208 ,220 ,230 ,240 | 200 ,208 ,220 ,230 ,240 | 2.99x22.01x15.98(in) 7.60x55.90x40.60(cent) | 8.27(kilos) 18.24(lbs) |  |  | 731304324836 | NAM CERTIFIED PARTNER USD | 16-SEP-2025 | 1020.00 | 01-NOV-2025 | 1125.00
| SRT6RMM | APC 5kVA and 6kVA Marine Filter Rack-Mount | https://www.se.com/us/en/product/SRT6RMM | 200 ,208 ,220 ,230 ,240 | 200 ,208 ,220 ,230 ,240 | 2.99x22.01x15.98(in) 7.60x55.90x40.60(cent) | 8.27(kilos) 18.24(lbs) |  |  | 731304324843 | NAM CERTIFIED PARTNER USD | 16-SEP-2025 | 1045.00 | 01-NOV-2025 | 1150.00
| SRT10IP23 | IP23 enclosure for 5/6/8/10kVA SRT UPS and XBP | https://www.se.com/us/en/product/SRT10IP23 |  |  | 22.99x37.32x23.46(in) 58.40x94.80x59.60(cent) | 40.82(kilos) 90.01(lbs) |  |  | 731304337652 | NAM CERTIFIED PARTNER USD | 16-SEP-2025 | 874.00 | 01-NOV-2025 | 961.00
| SRT10RMXLIX806 | APC Smart-UPS SRT 10000VA RM 230V, Custom PDU | https://www.se.com/us/en/product/SRT10RMXLIX806 | 230 ,400 3 PH | 230 | 18.15x23.62x39.37(in) 46.10x60.00x100.00(cent) | 130.00(kilos) 286.65(lbs) |  | 1 | 731304334507 | NAM CERTIFIED PARTNER USD | 16-SEP-2025 | 7965.00 | 01-NOV-2025 | 8765.00
| SRT192RMBPM | APC Smart-UPS SRT 192V 5kVA and 6kVA RM Battery Pack Marine | https://www.se.com/us/en/product/SRT192RMBPM |  |  | 16.54x23.62x39.37(in) 42.00x60.00x100.00(cent) | 105.50(kilos) 232.63(lbs) |  |  | 731304324317 | NAM CERTIFIED PARTNER USD | 16-SEP-2025 | 1450.00 | 01-NOV-2025 | 1595.00
| SUA5KRMT5UX145 | APC Smart-UPS 5000VA 208V Rackmount/Tower, 12 foot power cord | https://www.se.com/us/en/product/SUA5KRMT5UX145 | 208 | 208 | 25.00x24.02x30.00(in) 63.50x61.00x76.20(cent) | 106.59(kilos) 235.03(lbs) |  |  | 731304333593 | NAM CERTIFIED PARTNER USD | 16-SEP-2025 | 3805.00 | 01-NOV-2025 | 4185.00
| SUA500PDR | APC DIN Rail - Panel Mount UPS-without battery-500VA 120V | https://www.se.com/us/en/product/SUA500PDR | 120 | 120 | 11.69x11.69x18.94(in) 29.70x29.70x48.10(cent) | 9.55(kilos) 21.06(lbs) |  |  | 731304289982 | NAM CERTIFIED PARTNER USD | 16-SEP-2025 | 418.00 | 01-NOV-2025 | 460.00
| SUA500PDR-H | APC DIN Rail - Panel Mount UPS with High Temp Battery 500VA 120V | https://www.se.com/us/en/product/SUA500PDR-H | 120 | 120 | 11.69x11.69x18.94(in) 29.70x29.70x48.10(cent) | 13.30(kilos) 29.33(lbs) |  |  | 731304794493 | NAM CERTIFIED PARTNER USD | 16-SEP-2025 | 836.00 | 01-NOV-2025 | 919.00
| SUA500PDR-S | APC DIN Rail - Panel Mount UPS with Standard Battery 500VA 120V | https://www.se.com/us/en/product/SUA500PDR-S | 120 | 120 | 11.69x11.69x18.94(in) 29.70x29.70x48.10(cent) | 13.32(kilos) 29.37(lbs) |  |  | 731304733010 | NAM CERTIFIED PARTNER USD | 16-SEP-2025 | 533.00 | 01-NOV-2025 | 587.00
| SUA500PDRI-H | APC DIN Rail - Panel Mount UPS with High Temp Battery 500VA 230V | https://www.se.com/us/en/product/SUA500PDRI-H | 230 | 230 | 11.69x18.94x11.69(in) 29.70x48.10x29.70(cent) | 13.29(kilos) 29.31(lbs) |  |  |  | NAM CERTIFIED PARTNER USD | 16-SEP-2025 | 836.00 | 01-NOV-2025 | 919.00
| SUA500PDRI-S | APC DIN Rail - Panel Mount UPS with Standard Battery 500VA 230V | https://www.se.com/us/en/product/SUA500PDRI-S | 230 | 230 | 11.69x11.69x18.94(in) 29.70x29.70x48.10(cent) | 13.32(kilos) 29.37(lbs) |  |  |  | NAM CERTIFIED PARTNER USD | 16-SEP-2025 | 533.00 | 01-NOV-2025 | 587.00
| SUA750IX38 | APC Smart UPS 750VA 230V USB with UL approval | https://www.se.com/us/en/product/SUA750IX38 | 230 | 230 | 10.98x10.75x19.49(in) 27.90x27.30x49.50(cent) | 14.55(kilos) 32.08(lbs) |  |  | 731304253365 | NAM CERTIFIED PARTNER USD | 16-SEP-2025 | 407.00 | 01-NOV-2025 | 448.00
| SURT023M | APC 3000VA Filter - MARINE | https://www.se.com/us/en/product/SURT023M | 208 ,220 ,230 ,240 | 200 ,208 ,220 ,230 ,240 | 2.99x22.01x15.00(in) 7.60x55.90x38.10(cent) | 6.36(kilos) 14.02(lbs) |  |  | 731304284697 | NAM CERTIFIED PARTNER USD | 16-SEP-2025 | 416.00 | 01-NOV-2025 | 458.00
| SURT1000XLIM | APC Smart-UPS RT 1000VA 230V - Marine | https://www.se.com/us/en/product/SURT1000XLIM | 230 | 230 | 11.26x23.39x24.80(in) 28.60x59.40x63.00(cent) | 27.80(kilos) 61.30(lbs) |  |  | 731304283515 | NAM CERTIFIED PARTNER USD | 16-SEP-2025 | 1250.00 | 01-NOV-2025 | 1375.00
| SURTD2200XLIM | APC Smart-UPS RT 2200VA 230V - Marine | https://www.se.com/us/en/product/SURTD2200XLIM | 230 | 230 | 13.66x38.58x23.74(in) 34.70x98.00x60.30(cent) | 63.64(kilos) 140.33(lbs) |  |  | 731304286929 | NAM CERTIFIED PARTNER USD | 16-SEP-2025 | 2190.00 | 01-NOV-2025 | 2405.00
| SURTD3000XLIM | APC Smart-UPS RT 3000VA 230V - Marine | https://www.se.com/us/en/product/SURTD3000XLIM | 230 | 230 | 13.66x38.58x23.74(in) 34.70x98.00x60.30(cent) | 63.64(kilos) 140.33(lbs) |  |  | 731304283546 | NAM CERTIFIED PARTNER USD | 16-SEP-2025 | 3175.00 | 01-NOV-2025 | 3495.00
| SYA8K8IX798 | APC Symmetra LX 8kVA Scalable to 8kVA N+1 Tower, 220-240V or 380-415V, web card shipped separately | https://www.se.com/us/en/product/SYA8K8IX798 | 230 ,400 3 PH | 230 | 35.98x23.58x39.25(in) 91.40x59.90x99.70(cent) | 229.56(kilos) 506.18(lbs) |  | 2 | 731304333845 | NAM CERTIFIED PARTNER USD | 16-SEP-2025 | 12530.00 | 01-NOV-2025 | 13785.00
| SYA8K16IX798 | APC Symmetra LX 8kVA Scalable to 16kVA N+1 Tower, 220-240V or 480-415V, web card shipped separately | https://www.se.com/us/en/product/SYA8K16IX798 | 230 ,400 3 PH | 230 | 46.50x23.58x39.25(in) 118.10x59.90x99.70(cent) | 236.82(kilos) 522.19(lbs) |  | 2 | 731304333869 | NAM CERTIFIED PARTNER USD | 16-SEP-2025 | 8565.00 | 01-NOV-2025 | 9425.00
| SYA8K16PX798 | APC Symmetra LX 8kVA Scalable to 16kVA N+1, Tower 208/240V, web card shipped separately | https://www.se.com/us/en/product/SYA8K16PX798 | 208 | 120 12 | 46.50x23.58x39.25(in) 118.10x59.90x99.70(cent) | 236.32(kilos) 521.09(lbs) |  |  | 731304333821 | NAM CERTIFIED PARTNER USD | 16-SEP-2025 | 9605.00 | 01-NOV-2025 | 10565.00
| SYA8K16PXRX798 | APC Symmetra LX 8kVA Scalable to 16kVA N+1 Ext. Run Tower, 208/240V, web card shipped separately | https://www.se.com/us/en/product/SYA8K16PXRX798 | 208 | 120 12 | 74.02x23.58x39.25(in) 188.00x59.90x99.70(cent) | 505.46(kilos) 1114.54(lbs) |  |  | 731304333838 | NAM CERTIFIED PARTNER USD | 16-SEP-2025 | 15190.00 | 01-NOV-2025 | 16710.00
| XHXXS7A4F | SmartUPS Industrial Battery Harness SBS75 Cabinet Accessory 4 ft | https://www.se.com/us/en/product/XHXXS7A4F |  |  | 6.89x14.57x11.81(in) 17.50x37.00x30.00(cent) | 3.00(kilos) 6.62(lbs) |  |  | 731304345480 | NAM CERTIFIED PARTNER USD | 16-SEP-2025 | 278.00 | 01-NOV-2025 | 306.00
| XHXXS7A8F | SmartUPS Industrial Battery Harness SBS75 Cabinet Accessory 12 ft | https://www.se.com/us/en/product/XHXXS7A8F |  |  | 6.89x14.57x11.81(in) 17.50x37.00x30.00(cent) | 4.10(kilos) 9.04(lbs) |  |  | 731304345497 | NAM CERTIFIED PARTNER USD | 16-SEP-2025 | 339.00 | 01-NOV-2025 | 373.00
| XU2K0LLXXRCC | APC SmartUPS Industrial 2000VA / 1800W, 120VAC In/Out RM Conformal Coated | https://www.se.com/us/en/product/XU2K0LLXXRCC | 120 | 120 | 7.32x21.06x14.57(in) 18.60x53.50x37.00(cent) | 12.00(kilos) 26.46(lbs) |  |  | 731304399377 | NAM CERTIFIED PARTNER USD | 16-SEP-2025 | 4225.00 | 01-NOV-2025 | 4645.00
Transfer Switches >> Power Distribution | AP4421 | Rack ATS, 230V, 10A, C14 in, (12) C13 out | https://www.se.com/us/en/product/AP4421 | 230 | 230 | 4.53x23.62x14.17(in) 11.50x60.00x36.00(cent) | 5.54(kilos) 12.20(lbs) | 8 |  | 731304333401 | NAM CERTIFIED PARTNER USD | 16-SEP-2025 | 1195.00 | 01-NOV-2025 | 1370.00
| AP4421A | Rack ATS, 230V, 10A, C14 in, (12) C13 out | https://www.se.com/us/en/product/AP4421A | 230 AC 1 PH | 230 AC 1 PH | 4.33x23.62x13.78(in) 11.00x60.00x35.00(cent) | 5.42(kilos) 11.95(lbs) | 40 |  | 731304432425 | NAM CERTIFIED PARTNER USD | 16-SEP-2025 | 1195.00 | 01-NOV-2025 | 1370.00
| AP4422 | Rack ATS, 230V, 16A, (2) IEC 309 in, (1) IEC 309 out | https://www.se.com/us/en/product/AP4422 | 230 | 230 | 4.49x13.74x23.62(in) 11.40x34.90x60.00(cent) | 5.94(kilos) 13.09(lbs) | 3 |  | 731304333418 | NAM CERTIFIED PARTNER USD | 16-SEP-2025 | 1225.00 | 01-NOV-2025 | 1410.00
| AP4422A | Rack ATS, 230V, 16A, (2) IEC 309 in, (1) IEC 309 out | https://www.se.com/us/en/product/AP4422A | 230 AC 1 PH | 230 AC 1 PH | 4.72x23.62x13.98(in) 12.00x60.00x35.50(cent) | 6.46(kilos) 14.25(lbs) |  |  | 731304432432 | NAM CERTIFIED PARTNER USD | 16-SEP-2025 | 1225.00 | 01-NOV-2025 | 1410.00
| AP4423 | Rack ATS, 230V, 16A, C20 in, (8) C13 (1) C19 out | https://www.se.com/us/en/product/AP4423 | 230 | 230 | 4.49x23.62x14.02(in) 11.40x60.00x35.60(cent) | 5.51(kilos) 12.15(lbs) |  |  | 731304333425 | NAM CERTIFIED PARTNER USD | 16-SEP-2025 | 1225.00 | 01-NOV-2025 | 1410.00
| AP4423A | Rack ATS, 230V, 16A, C20 in, (8) C13 (1) C19 out | https://www.se.com/us/en/product/AP4423A | 230 AC 1 PH | 230 AC 1 PH | 4.72x23.62x13.98(in) 12.00x60.00x35.50(cent) | 5.49(kilos) 12.11(lbs) | 40 |  | 731304432449 | NAM CERTIFIED PARTNER USD | 16-SEP-2025 | 1225.00 | 01-NOV-2025 | 1410.00
| AP4424 | Rack ATS, 230V, 32A, IEC 309 in, (16) C13 (2) C19 out | https://www.se.com/us/en/product/AP4424 | 230 | 230 | 8.27x22.99x14.02(in) 21.00x58.40x35.60(cent) | 9.43(kilos) 20.79(lbs) |  |  | 731304333432 | NAM CERTIFIED PARTNER USD | 16-SEP-2025 | 1560.00 | 01-NOV-2025 | 1795.00
| AP4424A | Rack ATS, 230V, 32A, IEC 309 in, (16) C13 (2) C19 out | https://www.se.com/us/en/product/AP4424A | 230 AC 1 PH | 230 AC 1 PH | 8.46x14.02x22.64(in) 21.50x35.60x57.50(cent) | 7.13(kilos) 15.71(lbs) |  |  | 731304432456 | NAM CERTIFIED PARTNER USD | 16-SEP-2025 | 1560.00 | 01-NOV-2025 | 1795.00
| AP4430 | Rack ATS, 200-208V, 20A, L6-20 in, (8) C13 (1) C19 out | https://www.se.com/us/en/product/AP4430 | 200 20 | 200 ,208 | 4.49x23.62x14.02(in) 11.40x60.00x35.60(cent) | 6.60(kilos) 14.55(lbs) |  |  | 731304333449 | NAM CERTIFIED PARTNER USD | 16-SEP-2025 | 1225.00 | 01-NOV-2025 | 1410.00
| AP4430A | Rack ATS, 200-208V, 20A, L6-20 in, (8) C13 (1) C19 out | https://www.se.com/us/en/product/AP4430A | 200 AC 1 PH,208 | 200 AC 1 PH,208 | 9.29x14.02x23.62(in) 23.60x35.60x60.00(cent) | 6.60(kilos) 14.55(lbs) |  |  | 731304432463 | NAM CERTIFIED PARTNER USD | 16-SEP-2025 | 1225.00 | 01-NOV-2025 | 1410.00
| AP4431A | Rack ATS, 208V, 30A, (2) L6-30P in, (1) L6-30R Out | https://www.se.com/us/en/product/AP4431A | 208 AC 1 PH | 208 AC 1 PH | 8.27x14.02x22.99(in) 21.00x35.60x58.40(cent) | 9.00(kilos) 19.85(lbs) |  |  | 731304432470 | NAM CERTIFIED PARTNER USD | 16-SEP-2025 | 1495.00 | 01-NOV-2025 | 1715.00
| AP4432 | Rack ATS, 200-208V, 30A, L6-30 in, (16) C13 (2) C19 out | https://www.se.com/us/en/product/AP4432 | 200 20 | 200 ,208 | 8.27x22.99x14.02(in) 21.00x58.40x35.60(cent) | 9.07(kilos) 20.00(lbs) |  |  | 731304333463 | NAM CERTIFIED PARTNER USD | 16-SEP-2025 | 1560.00 | 01-NOV-2025 | 1795.00
| AP4432A | Rack ATS, 200-208V, 30A, L6-30 in, (16) C13 (2) C19 out | https://www.se.com/us/en/product/AP4432A | 200 AC 1 PH,208 | 200 AC 1 PH,208 | 8.27x14.02x22.99(in) 21.00x35.60x58.40(cent) | 9.07(kilos) 20.00(lbs) |  |  | 731304432487 | NAM CERTIFIED PARTNER USD | 16-SEP-2025 | 1560.00 | 01-NOV-2025 | 1795.00
| AP4433 | Rack ATS, 208V, 12A, C14 in, (12) C13 out | https://www.se.com/us/en/product/AP4433 | 208 | 208 | 4.49x23.62x14.02(in) 11.40x60.00x35.60(cent) | 5.51(kilos) 12.15(lbs) |  |  | 731304333470 | NAM CERTIFIED PARTNER USD | 16-SEP-2025 | 1195.00 | 01-NOV-2025 | 1370.00
| AP4433A | Rack ATS, 208V, 12A, C14 in, (12) C13 out | https://www.se.com/us/en/product/AP4433A | 208 AC 1 PH | 208 AC 1 PH | 4.49x14.02x23.62(in) 11.40x35.60x60.00(cent) | 5.51(kilos) 12.15(lbs) |  |  | 731304432494 | NAM CERTIFIED PARTNER USD | 16-SEP-2025 | 1195.00 | 01-NOV-2025 | 1370.00
| AP4434 | Rack ATS, 208V, 20A, C20 in, (8) C13 (1) C19 out | https://www.se.com/us/en/product/AP4434 | 208 | 208 | 4.49x23.62x14.02(in) 11.40x60.00x35.60(cent) | 5.51(kilos) 12.15(lbs) |  |  | 731304333487 | NAM CERTIFIED PARTNER USD | 16-SEP-2025 | 1225.00 | 01-NOV-2025 | 1410.00
| AP4434A | Rack ATS, 208V, 20A, C20 in, (8) C13 (1) C19 out | https://www.se.com/us/en/product/AP4434A | 208 AC 1 PH | 208 AC 1 PH,208 | 4.49x14.02x23.62(in) 11.40x35.60x60.00(cent) | 5.51(kilos) 12.15(lbs) |  |  | 731304432500 | NAM CERTIFIED PARTNER USD | 16-SEP-2025 | 1225.00 | 01-NOV-2025 | 1410.00
| AP4450 | Rack ATS, 100/120V, 15A, 5-15 in, (10) 5-15R out | https://www.se.com/us/en/product/AP4450 | 100 10 | 100 10 | 4.49x23.62x14.02(in) 11.40x60.00x35.60(cent) | 6.17(kilos) 13.60(lbs) |  |  | 731304333494 | NAM CERTIFIED PARTNER USD | 16-SEP-2025 | 1045.00 | 01-NOV-2025 | 1200.00
| AP4450A | Rack ATS, 100/120V, 15A, 5-15 in, (10) 5-15R out | https://www.se.com/us/en/product/AP4450A | 100 AC 1 PH,120 | 100 AC 1 PH,120 | 4.49x14.02x23.62(in) 11.40x35.60x60.00(cent) | 6.17(kilos) 13.60(lbs) |  |  | 731304432517 | NAM CERTIFIED PARTNER USD | 16-SEP-2025 | 1045.00 | 01-NOV-2025 | 1200.00
| AP4450AJ | Rack ATS, 100V, 15A, 5-15 in, (10) 5-15R out | https://www.se.com/us/en/product/AP4450AJ | 100 AC 1 PH | 100 AC 1 PH | 4.49x23.62x14.02(in) 11.40x60.00x35.60(cent) | 6.17(kilos) 13.60(lbs) |  |  | 731304447535 | NAM CERTIFIED PARTNER USD | 16-SEP-2025 | 1045.00 | 01-NOV-2025 | 1200.00
| AP4452 | Rack ATS, 120V, 20A, L5-20 in, (10) 5-20R out | https://www.se.com/us/en/product/AP4452 | 120 | 120 | 4.49x23.62x14.02(in) 11.40x60.00x35.60(cent) | 6.17(kilos) 13.60(lbs) |  |  | 731304333500 | NAM CERTIFIED PARTNER USD | 16-SEP-2025 | 1160.00 | 01-NOV-2025 | 1335.00
| AP4452A | Rack ATS, 120V, 20A, L5-20 in, (10) 5-20R out | https://www.se.com/us/en/product/AP4452A | 120 AC 1 PH | 120 AC 1 PH | 4.49x14.02x23.62(in) 11.40x35.60x60.00(cent) | 6.17(kilos) 13.60(lbs) |  |  | 731304432524 | NAM CERTIFIED PARTNER USD | 16-SEP-2025 | 1160.00 | 01-NOV-2025 | 1335.00
| AP4453A | APC NetShelter Rack ATS, 120V, 30A, L5-30P in, (16) 5-20R out | https://www.se.com/us/en/product/AP4453A | 120 AC 1 PH | 120 AC 1 PH | 8.27x14.02x22.99(in) 21.00x35.60x58.40(cent) | 8.82(kilos) 19.45(lbs) |  |  | 731304432531 | NAM CERTIFIED PARTNER USD | 16-SEP-2025 | 1560.00 | 01-NOV-2025 | 1795.00
| AP7768 | BRACKET KIT, REAR RAILS, RACK ATS | https://www.se.com/us/en/product/AP7768 |  |  | 2.13x22.13x3.90(in) 5.40x56.20x9.90(cent) | 1.14(kilos) 2.51(lbs) |  |  | 731304256229 | NAM CERTIFIED PARTNER USD | 16-SEP-2025 | 73.00 | 01-NOV-2025 | 84.00
| AP7769 | Cord Retention Bracket for Rack ATS | https://www.se.com/us/en/product/AP7769 |  |  | 2.17x22.13x3.90(in) 5.50x56.20x9.90(cent) | 0.25(kilos) 0.55(lbs) |  |  | 731304255871 | NAM CERTIFIED PARTNER USD | 16-SEP-2025 | 74.00 | 01-NOV-2025 | 85.00
Uniflair Chillers >> Cooling | ACAC75009 | "Flooded Receiver 17lb, R410A, 6" Diameter, 18" Length" | https://www.se.com/us/en/product/ACAC75009 |  |  | 26.73x35.51x17.76(in) 67.90x90.20x45.10(cent) | 23.18(kilos) 51.11(lbs) |  |  | 731304266327 | NAM CERTIFIED PARTNER USD | 16-SEP-2025 | 3950.00 | 01-NOV-2025 | 4345.00
| ACCD75214 | Condenser 1 Fan, Single Circuit, 2.4 MBH/1F TD, 208-240V/1/60 | https://www.se.com/us/en/product/ACCD75214 | 230 |  | 55.98x52.99x30.00(in) 142.20x134.60x76.20(cent) | 172.28(kilos) 379.88(lbs) |  |  | 731304262879 | NAM CERTIFIED PARTNER USD | 16-SEP-2025 | 7345.00 | 01-NOV-2025 | 8080.00
| ACCD75215 | Condenser 1 Fan, Single Circuit, 4MBH/1F TD, 208-240V/1/60 | https://www.se.com/us/en/product/ACCD75215 | 230 |  | 55.98x52.99x40.00(in) 142.20x134.60x101.60(cent) | 204.56(kilos) 451.05(lbs) |  |  | 731304262893 | NAM CERTIFIED PARTNER USD | 16-SEP-2025 | 8525.00 | 01-NOV-2025 | 9380.00
| ACCD75216 | Condenser 1 Fan, Single Circuit, 1.2MBH /1C TD, 400/3/50 FSC | https://www.se.com/us/en/product/ACCD75216 | 380 3 PH,400 3 PH,415 3 PH |  | 47.99x45.00x54.02(in) 121.90x114.30x137.20(cent) | 120.00(kilos) 264.60(lbs) |  |  | 731304262909 | NAM CERTIFIED PARTNER USD | 16-SEP-2025 | 4515.00 | 01-NOV-2025 | 4970.00
| ACCD75217 | Condenser, 2 Fan, Single Circuit, 2.3MBH /1C TD, 400/3/50 FSC | https://www.se.com/us/en/product/ACCD75217 | 380 3 PH,400 3 PH,415 3 PH |  | 47.99x45.00x85.00(in) 121.90x114.30x215.90(cent) | 115.92(kilos) 255.60(lbs) |  |  | 731304262886 | NAM CERTIFIED PARTNER USD | 16-SEP-2025 | 5970.00 | 01-NOV-2025 | 6570.00
| ACCD75218 | Condenser, 1 Fan, Single Circuit, 1.2MBH /1C TD, 220/1/50 FSC | https://www.se.com/us/en/product/ACCD75218 | 220 22 |  | 38.19x31.10x64.17(in) 97.00x79.00x163.00(cent) | 150.00(kilos) 330.75(lbs) |  |  | 731304262916 | NAM CERTIFIED PARTNER USD | 16-SEP-2025 | 3885.00 | 01-NOV-2025 | 4275.00
| ACCD75219 | Condenser, 2 Fan, Single Circuit, 2.3MBH /1C TD, 220/1/50 FSC | https://www.se.com/us/en/product/ACCD75219 | 220 22 |  | 106.30x41.34x51.18(in) 270.00x105.00x130.00(cent) | 180.00(kilos) 396.90(lbs) |  |  | 731304267676 | NAM CERTIFIED PARTNER USD | 16-SEP-2025 | 5760.00 | 01-NOV-2025 | 6335.00
| ACFC75210 | Fluid Cooler 135MBH@25TD, 30 GPM, 16 Feeds, 460/3/60 | https://www.se.com/us/en/product/ACFC75210 | 460 3 PH |  | 55.98x52.99x30.00(in) 142.20x134.60x76.20(cent) | 172.74(kilos) 380.89(lbs) |  |  | 731304262862 | NAM CERTIFIED PARTNER USD | 16-SEP-2025 | 5115.00 | 01-NOV-2025 | 5625.00
| ACFC75255 | Fluid Cooler 59MBH@25TD, 10 GPM, 8 Feeds, 480/3/60 | https://www.se.com/us/en/product/ACFC75255 | 460 3 PH,480 3 PH |  | 43.31x40.00x50.00(in) 110.00x101.60x127.00(cent) | 225.00(kilos) 496.13(lbs) |  |  | 731304262930 | NAM CERTIFIED PARTNER USD | 16-SEP-2025 | 3295.00 | 01-NOV-2025 | 3625.00
| ACFC75256 | Fluid Cooler 57MBH@25 TD, 10GPM, 5Feeds, 400/3/50 | https://www.se.com/us/en/product/ACFC75256 | 380 3 PH,400 3 PH,415 3 PH |  | 60.00x60.00x97.99(in) 152.40x152.40x248.90(cent) | 170.00(kilos) 374.85(lbs) |  |  | 731304262930 | NAM CERTIFIED PARTNER USD | 16-SEP-2025 | 8445.00 | 01-NOV-2025 | 9290.00
Uniflair Room Cooling >> Cooling | ACAC10041 | User display kit | https://www.se.com/us/en/product/ACAC10041 |  |  | 5.98x19.88x5.16(in) 15.20x50.50x13.10(cent) | 2.44(kilos) 5.38(lbs) |  |  | 731304405306 | NAM CERTIFIED PARTNER USD | 16-SEP-2025 | 423.00 | 01-NOV-2025 | 466.00
| ACAC10042 | Top installation pipe kit | https://www.se.com/us/en/product/ACAC10042 |  |  | 5.91x78.74x5.12(in) 15.00x200.00x13.00(cent) | 1.85(kilos) 4.08(lbs) |  |  | 731304403777 | NAM CERTIFIED PARTNER USD | 16-SEP-2025 | 109.00 | 01-NOV-2025 | 120.00
| ACAC10043 | Bottom installation pipe kit(Long Z type, for underfloor installation) | https://www.se.com/us/en/product/ACAC10043 |  |  | 4.33x19.69x7.87(in) 11.00x50.00x20.00(cent) | 0.72(kilos) 1.59(lbs) |  |  | 731304403784 | NAM CERTIFIED PARTNER USD | 16-SEP-2025 | 68.00 | 01-NOV-2025 | 75.00
| ACAC10044 | Bottom installation pipe kit(Short Z type) | https://www.se.com/us/en/product/ACAC10044 |  |  | 4.33x12.60x7.48(in) 11.00x32.00x19.00(cent) | 0.55(kilos) 1.21(lbs) |  |  | 731304403814 | NAM CERTIFIED PARTNER USD | 16-SEP-2025 | 49.00 | 01-NOV-2025 | 54.00
| ACAC10045 | User display | https://www.se.com/us/en/product/ACAC10045 |  |  | 7.87x11.81x11.81(in) 20.00x30.00x30.00(cent) | 1.50(kilos) 3.31(lbs) |  |  | 731304403760 | NAM CERTIFIED PARTNER USD | 16-SEP-2025 | 299.00 | 01-NOV-2025 | 328.00
| ACAC76134 | Uniflair Flooded Receiver 60lbs (27.2kg) R410a | https://www.se.com/us/en/product/ACAC76134 |  |  | 14.02x14.02x40.00(in) 35.60x35.60x101.60(cent) | 36.36(kilos) 80.17(lbs) |  |  |  | NAM CERTIFIED PARTNER USD | 16-SEP-2025 | 2805.00 | 01-NOV-2025 | 3090.00
| ACRC600PXW | InRow RC, 600mm, CW 200-240V, w/humidifier, RAL 9003 Schneider White | https://www.se.com/us/en/product/ACRC600PXW |  |  | 85.28x33.46x44.76(in) 216.60x85.00x113.70(cent) | 463.18(kilos) 1021.31(lbs) |  |  | 731304434566 | NAM CERTIFIED PARTNER USD | 16-SEP-2025 | 26340.00 | 01-NOV-2025 | 28975.00
| ACRC600XW | InRow RC, 600mm, CW, 200-240V, 50/60Hz, RAL 9003 Schneider White | https://www.se.com/us/en/product/ACRC600XW |  |  | 85.28x33.46x44.76(in) 216.60x85.00x113.70(cent) | 405.45(kilos) 894.02(lbs) |  |  | 731304434559 | NAM CERTIFIED PARTNER USD | 16-SEP-2025 | 23540.00 | 01-NOV-2025 | 25895.00
Unknown >> Unknown | 0G-8311 | BCPM 42P KIT ATO | https://www.se.com/us/en/product/0G-8311 |  |  | 15.00x15.00x15.00(in) 38.10x38.10x38.10(cent) | 3.63(kilos) 8.00(lbs) |  |  |  | NAM CERTIFIED PARTNER USD | 16-SEP-2025 | 4815.00 | 01-NOV-2025 | 5300.00
| 0G-8312 | KIT 100A CT BCPM SPLITCORE ATO | https://www.se.com/us/en/product/0G-8312 |  |  | 6.00x2.00x8.00(in) 15.24x5.08x20.32(cent) | 0.45(kilos) 1.00(lbs) |  |  | 731304759188 | NAM CERTIFIED PARTNER USD | 16-SEP-2025 | 115.00 | 01-NOV-2025 | 127.00
| 0H-0522 | SIDE PNL 2 HOLEW/BRUSH 42U 1200MM BLK SX | https://www.se.com/us/en/product/0H-0522 | [7 empty] | NAM CERTIFIED PARTNER USD | 16-SEP-2025 | 310.00 | 01-NOV-2025 | 356.00
| 0M-0213-031 | CORDSET 2.5MM 3W IEC309R 9.4M | https://www.se.com/us/en/product/0M-0213-031 |  |  | 12.00x20.00x6.00(in) 30.48x50.80x15.24(cent) | 2.22(kilos) 4.90(lbs) |  |  |  | NAM CERTIFIED PARTNER USD | 16-SEP-2025 | 122.00 | 01-NOV-2025 | 134.00
| 0M-2614-009 | S/A CORDSET #2 5W IEC309P 9FOOT | https://www.se.com/us/en/product/0M-2614-009 |  |  | 5.00x5.00x36.00(in) 12.70x12.70x91.44(cent) | 9.16(kilos) 20.20(lbs) |  |  |  | NAM CERTIFIED PARTNER USD | 16-SEP-2025 | 798.00 | 01-NOV-2025 | 878.00
| 0M-2614-011 | S/A CORDSET #2 5W IEC309P 11FOOT | https://www.se.com/us/en/product/0M-2614-011 |  |  | 5.00x5.00x36.00(in) 12.70x12.70x91.44(cent) | 12.02(kilos) 26.50(lbs) |  |  |  | NAM CERTIFIED PARTNER USD | 16-SEP-2025 | 834.00 | 01-NOV-2025 | 917.00
| 0M-2614-021 | S/A CORDSET #2 5W IEC309P 21FOOT | https://www.se.com/us/en/product/0M-2614-021 |  |  | 5.00x5.00x36.00(in) 12.70x12.70x91.44(cent) | 17.78(kilos) 39.21(lbs) |  |  |  | NAM CERTIFIED PARTNER USD | 16-SEP-2025 | 1020.00 | 01-NOV-2025 | 1120.00
| 0M-2614-023 | S/A CORDSET #2 5W IEC309P 23FOOT | https://www.se.com/us/en/product/0M-2614-023 |  |  | 5.00x5.00x36.00(in) 12.70x12.70x91.44(cent) | 19.19(kilos) 42.31(lbs) |  |  |  | NAM CERTIFIED PARTNER USD | 16-SEP-2025 | 1055.00 | 01-NOV-2025 | 1160.00
| 0M-2614-037 | S/A CORDSET #2 5W IEC309P 37FOOT | https://www.se.com/us/en/product/0M-2614-037 |  |  | 5.00x5.00x36.00(in) 12.70x12.70x91.44(cent) | 29.08(kilos) 64.11(lbs) |  |  |  | NAM CERTIFIED PARTNER USD | 16-SEP-2025 | 1245.00 | 01-NOV-2025 | 1370.00
| 0M-3147 | KIT BAT BLANK PANEL BLK SY3PH | https://www.se.com/us/en/product/0M-3147 |  |  | 6.00x19.00x0.50(in) 15.24x48.26x1.27(cent) | 0.91(kilos) 2.00(lbs) |  |  |  | NAM CERTIFIED PARTNER USD | 16-SEP-2025 | 18.00 | 01-NOV-2025 | 19.75
| 0M-5350-063 | TC 5WIRE W/L21-20 63FOOT | https://www.se.com/us/en/product/0M-5350-063 |  |  | 0.00x0.00x0.00(in) 0.01x0.01x0.01(cent) | 0.01(kilos) 0.02(lbs) |  |  |  | NAM CERTIFIED PARTNER USD | 16-SEP-2025 | 333.00 | 01-NOV-2025 | 367.00
| 0M-5350-067 | TC 5WIRE W/L21-20 67FOOT | https://www.se.com/us/en/product/0M-5350-067 |  |  | 28.00x24.00x24.00(in) 71.12x60.96x60.96(cent) | 11.63(kilos) 25.64(lbs) |  |  |  | NAM CERTIFIED PARTNER USD | 16-SEP-2025 | 331.00 | 01-NOV-2025 | 364.00
| 0M-5350-071 | TC 5WIRE W/L21-20 71FOOT | https://www.se.com/us/en/product/0M-5350-071 |  |  | 28.00x24.00x24.00(in) 71.12x60.96x60.96(cent) | 12.25(kilos) 27.02(lbs) |  |  |  | NAM CERTIFIED PARTNER USD | 16-SEP-2025 | 344.00 | 01-NOV-2025 | 379.00
| 0M-5353-007 | TC 4WIRE W/L14-30 7 FOOT | https://www.se.com/us/en/product/0M-5353-007 |  |  | 18.00x20.00x20.00(in) 45.72x50.80x50.80(cent) | 2.30(kilos) 5.07(lbs) |  |  |  | NAM CERTIFIED PARTNER USD | 16-SEP-2025 | 370.00 | 01-NOV-2025 | 407.00
| 0M-5353-009 | TC 4WIRE W/L14-30 9 FOOT | https://www.se.com/us/en/product/0M-5353-009 |  |  | 18.00x20.00x20.00(in) 45.72x50.80x50.80(cent) | 2.61(kilos) 5.76(lbs) |  |  |  | NAM CERTIFIED PARTNER USD | 16-SEP-2025 | 370.00 | 01-NOV-2025 | 407.00
| 0M-5353-011 | TC 4WIRE W/L14-30 11 FOOT | https://www.se.com/us/en/product/0M-5353-011 |  |  | 18.00x20.00x20.00(in) 45.72x50.80x50.80(cent) | 2.93(kilos) 6.45(lbs) |  |  |  | NAM CERTIFIED PARTNER USD | 16-SEP-2025 | 141.00 | 01-NOV-2025 | 155.00
| 0M-5353-013 | TC 4WIRE W/L14-30 13 FOOT | https://www.se.com/us/en/product/0M-5353-013 |  |  | 18.00x20.00x20.00(in) 45.72x50.80x50.80(cent) | 3.23(kilos) 7.13(lbs) |  |  |  | NAM CERTIFIED PARTNER USD | 16-SEP-2025 | 138.00 | 01-NOV-2025 | 152.00
| 0M-5353-021 | TC 4WIRE W/L14-30 21 FOOT | https://www.se.com/us/en/product/0M-5353-021 |  |  | 24.00x20.00x20.00(in) 60.96x50.80x50.80(cent) | 4.48(kilos) 9.87(lbs) |  |  |  | NAM CERTIFIED PARTNER USD | 16-SEP-2025 | 155.00 | 01-NOV-2025 | 170.00
| 0M-5353-025 | TC 4WIRE W/L14-30 25 FOOT | https://www.se.com/us/en/product/0M-5353-025 |  |  | 24.00x20.00x20.00(in) 60.96x50.80x50.80(cent) | 5.10(kilos) 11.24(lbs) |  |  |  | NAM CERTIFIED PARTNER USD | 16-SEP-2025 | 163.00 | 01-NOV-2025 | 179.00
| 0M-5353-029 | TC 4WIRE W/L14-30 29 FOOT | https://www.se.com/us/en/product/0M-5353-029 |  |  | 24.00x20.00x20.00(in) 60.96x50.80x50.80(cent) | 5.72(kilos) 12.62(lbs) |  |  |  | NAM CERTIFIED PARTNER USD | 16-SEP-2025 | 171.00 | 01-NOV-2025 | 188.00
| 0M-5353-035 | TC 4WIRE W/L14-30 35 FOOT | https://www.se.com/us/en/product/0M-5353-035 |  |  | 24.00x20.00x20.00(in) 60.96x50.80x50.80(cent) | 6.65(kilos) 14.67(lbs) |  |  |  | NAM CERTIFIED PARTNER USD | 16-SEP-2025 | 183.00 | 01-NOV-2025 | 202.00
| 0M-5353-045 | TC 4WIRE W/L14-30 45 FOOT | https://www.se.com/us/en/product/0M-5353-045 |  |  | 26.00x22.00x22.00(in) 66.04x55.88x55.88(cent) | 8.21(kilos) 18.10(lbs) |  |  |  | NAM CERTIFIED PARTNER USD | 16-SEP-2025 | 204.00 | 01-NOV-2025 | 224.00
| 0M-5355-021 | TC 3WIRE W/L6-15 21 FOOT | https://www.se.com/us/en/product/0M-5355-021 |  |  | 24.00x20.00x20.00(in) 60.96x50.80x50.80(cent) | 4.48(kilos) 9.87(lbs) |  |  |  | NAM CERTIFIED PARTNER USD | 16-SEP-2025 | 224.00 | 01-NOV-2025 | 246.00
| 0M-5355-023 | TC 3WIRE W/L6-15 23 FOOT | https://www.se.com/us/en/product/0M-5355-023 |  |  | 24.00x20.00x20.00(in) 60.96x50.80x50.80(cent) | 4.79(kilos) 10.56(lbs) |  |  |  | NAM CERTIFIED PARTNER USD | 16-SEP-2025 | 145.00 | 01-NOV-2025 | 159.00
| 0M-5355-029 | TC 3WIRE W/L6-15 29 FOOT | https://www.se.com/us/en/product/0M-5355-029 |  |  | 24.00x20.00x20.00(in) 60.96x50.80x50.80(cent) | 5.72(kilos) 12.62(lbs) |  |  |  | NAM CERTIFIED PARTNER USD | 16-SEP-2025 | 153.00 | 01-NOV-2025 | 168.00
| 0M-5355-035 | TC 3WIRE W/L6-15 35 FOOT | https://www.se.com/us/en/product/0M-5355-035 |  |  | 24.00x20.00x20.00(in) 60.96x50.80x50.80(cent) | 6.65(kilos) 14.67(lbs) |  |  |  | NAM CERTIFIED PARTNER USD | 16-SEP-2025 | 163.00 | 01-NOV-2025 | 179.00
| 0M-5355-041 | TC 3WIRE W/L6-15 41 FOOT | https://www.se.com/us/en/product/0M-5355-041 |  |  | 26.00x22.00x22.00(in) 66.04x55.88x55.88(cent) | 7.59(kilos) 16.73(lbs) |  |  |  | NAM CERTIFIED PARTNER USD | 16-SEP-2025 | 182.00 | 01-NOV-2025 | 200.00
| 0M-5355-043 | TC 3WIRE W/L6-15 43 FOOT | https://www.se.com/us/en/product/0M-5355-043 |  |  | 26.00x22.00x22.00(in) 66.04x55.88x55.88(cent) | 7.90(kilos) 17.42(lbs) |  |  |  | NAM CERTIFIED PARTNER USD | 16-SEP-2025 | 177.00 | 01-NOV-2025 | 194.00
| 0M-5355-049 | TC 3WIRE W/L6-15 49 FOOT | https://www.se.com/us/en/product/0M-5355-049 |  |  | 26.00x22.00x22.00(in) 66.04x55.88x55.88(cent) | 8.83(kilos) 19.47(lbs) |  |  |  | NAM CERTIFIED PARTNER USD | 16-SEP-2025 | 185.00 | 01-NOV-2025 | 203.00
| 0M-5356-047 | TC 3WIRE W/L5-30 47 FOOT | https://www.se.com/us/en/product/0M-5356-047 |  |  | 26.00x22.00x22.00(in) 66.04x55.88x55.88(cent) | 8.52(kilos) 18.79(lbs) |  |  |  | NAM CERTIFIED PARTNER USD | 16-SEP-2025 | 296.00 | 01-NOV-2025 | 326.00
| 0M-5357-055 | TC 3WIRE W/L5-20 55 FOOT | https://www.se.com/us/en/product/0M-5357-055 |  |  | 26.00x22.00x22.00(in) 66.04x55.88x55.88(cent) | 9.77(kilos) 21.53(lbs) |  |  |  | NAM CERTIFIED PARTNER USD | 16-SEP-2025 | 210.00 | 01-NOV-2025 | 230.00
| 0M-5357-057 | TC 3WIRE W/L5-20 57 FOOT | https://www.se.com/us/en/product/0M-5357-057 |  |  | 26.00x22.00x22.00(in) 66.04x55.88x55.88(cent) | 10.08(kilos) 22.22(lbs) |  |  |  | NAM CERTIFIED PARTNER USD | 16-SEP-2025 | 214.00 | 01-NOV-2025 | 235.00
| 0M-5358-007 | TC 3WIRE W/L5-15 7 FOOT | https://www.se.com/us/en/product/0M-5358-007 |  |  | 18.00x20.00x20.00(in) 45.72x50.80x50.80(cent) | 2.30(kilos) 5.07(lbs) |  |  |  | NAM CERTIFIED PARTNER USD | 16-SEP-2025 | 126.00 | 01-NOV-2025 | 138.00
| 0M-5358-017 | TC 3WIRE W/L5-15 17 FOOT | https://www.se.com/us/en/product/0M-5358-017 |  |  | 18.00x20.00x20.00(in) 45.72x50.80x50.80(cent) | 3.86(kilos) 8.50(lbs) |  |  |  | NAM CERTIFIED PARTNER USD | 16-SEP-2025 | 144.00 | 01-NOV-2025 | 158.00
| 0M-5358-019 | TC 3WIRE W/L5-15 19 FOOT | https://www.se.com/us/en/product/0M-5358-019 |  |  | 18.00x20.00x20.00(in) 45.72x50.80x50.80(cent) | 4.17(kilos) 9.19(lbs) |  |  |  | NAM CERTIFIED PARTNER USD | 16-SEP-2025 | 138.00 | 01-NOV-2025 | 152.00
| 0M-5358-027 | TC 3WIRE W/L5-15 27 FOOT | https://www.se.com/us/en/product/0M-5358-027 |  |  | 24.00x20.00x20.00(in) 60.96x50.80x50.80(cent) | 5.41(kilos) 11.93(lbs) |  |  |  | NAM CERTIFIED PARTNER USD | 16-SEP-2025 | 150.00 | 01-NOV-2025 | 165.00
| 0M-5358-031 | TC 3WIRE W/L5-15 31 FOOT | https://www.se.com/us/en/product/0M-5358-031 |  |  | 24.00x20.00x20.00(in) 60.96x50.80x50.80(cent) | 6.03(kilos) 13.30(lbs) |  |  |  | NAM CERTIFIED PARTNER USD | 16-SEP-2025 | 167.00 | 01-NOV-2025 | 184.00
| 0M-5359-051 | TC 3WIRE W/L6-30 51 FOOT | https://www.se.com/us/en/product/0M-5359-051 |  |  | 26.00x22.00x22.00(in) 66.04x55.88x55.88(cent) | 9.14(kilos) 20.16(lbs) |  |  |  | NAM CERTIFIED PARTNER USD | 16-SEP-2025 | 170.00 | 01-NOV-2025 | 187.00
| 0M-9735 | KIT SUBFEED MONITOR ISX 80A PDU | https://www.se.com/us/en/product/0M-9735 | [7 empty] | NAM CERTIFIED PARTNER USD | 16-SEP-2025 | 107.00 | 01-NOV-2025 | 118.00
| 0M-815480A-005 | ASSY WHIP 4WIRE 10AWG L15-30 5FT | https://www.se.com/us/en/product/0M-815480A-005 |  |  | 12.00x12.00x12.00(in) 30.48x30.48x30.48(cent) | 5.44(kilos) 12.00(lbs) |  |  |  | NAM CERTIFIED PARTNER USD | 16-SEP-2025 | 87.00 | 01-NOV-2025 | 96.00
| 0M-815480A-007 | ASSY WHIP 4WIRE 10AWG L15-30 7FT | https://www.se.com/us/en/product/0M-815480A-007 |  |  | 12.00x12.00x12.00(in) 30.48x30.48x30.48(cent) | 5.44(kilos) 12.00(lbs) |  |  |  | NAM CERTIFIED PARTNER USD | 16-SEP-2025 | 91.00 | 01-NOV-2025 | 100.00
| 0M-815480A-009 | ASSY WHIP 4WIRE 10AWG L15-30 9FT | https://www.se.com/us/en/product/0M-815480A-009 |  |  | 12.00x12.00x12.00(in) 30.48x30.48x30.48(cent) | 5.44(kilos) 12.00(lbs) |  |  |  | NAM CERTIFIED PARTNER USD | 16-SEP-2025 | 95.00 | 01-NOV-2025 | 105.00
| 0M-815480A-011 | ASSY WHIP 4WIRE 10AWG L15-30 11FT | https://www.se.com/us/en/product/0M-815480A-011 |  |  | 12.00x12.00x12.00(in) 30.48x30.48x30.48(cent) | 5.44(kilos) 12.00(lbs) |  |  |  | NAM CERTIFIED PARTNER USD | 16-SEP-2025 | 101.00 | 01-NOV-2025 | 111.00
| 0M-815480A-013 | ASSY WHIP 4WIRE 10AWG L15-30 13FT | https://www.se.com/us/en/product/0M-815480A-013 |  |  | 12.00x12.00x12.00(in) 30.48x30.48x30.48(cent) | 5.44(kilos) 12.00(lbs) |  |  |  | NAM CERTIFIED PARTNER USD | 16-SEP-2025 | 105.00 | 01-NOV-2025 | 116.00
| 0M-815480A-015 | ASSY WHIP 4WIRE 10AWG L15-30 15FT | https://www.se.com/us/en/product/0M-815480A-015 |  |  | 12.00x12.00x12.00(in) 30.48x30.48x30.48(cent) | 5.44(kilos) 12.00(lbs) |  |  |  | NAM CERTIFIED PARTNER USD | 16-SEP-2025 | 109.00 | 01-NOV-2025 | 120.00
| 0M-815480A-017 | ASSY WHIP 4WIRE 10AWG L15-30 17FT | https://www.se.com/us/en/product/0M-815480A-017 |  |  | 12.00x12.00x12.00(in) 30.48x30.48x30.48(cent) | 5.44(kilos) 12.00(lbs) |  |  |  | NAM CERTIFIED PARTNER USD | 16-SEP-2025 | 113.00 | 01-NOV-2025 | 125.00
| 0M-815480A-019 | ASSY WHIP 4WIRE 10AWG L15-30 19FT | https://www.se.com/us/en/product/0M-815480A-019 |  |  | 12.00x12.00x12.00(in) 30.48x30.48x30.48(cent) | 5.44(kilos) 12.00(lbs) |  |  |  | NAM CERTIFIED PARTNER USD | 16-SEP-2025 | 117.00 | 01-NOV-2025 | 129.00
| 0M-815480A-021 | ASSY WHIP 4WIRE 10AWG L15-30 21FT | https://www.se.com/us/en/product/0M-815480A-021 |  |  | 12.00x12.00x12.00(in) 30.48x30.48x30.48(cent) | 5.44(kilos) 12.00(lbs) |  |  |  | NAM CERTIFIED PARTNER USD | 16-SEP-2025 | 122.00 | 01-NOV-2025 | 134.00
| 0M-815480A-023 | ASSY WHIP 4WIRE 10AWG L15-30 23FT | https://www.se.com/us/en/product/0M-815480A-023 |  |  | 12.00x12.00x12.00(in) 30.48x30.48x30.48(cent) | 5.44(kilos) 12.00(lbs) |  |  |  | NAM CERTIFIED PARTNER USD | 16-SEP-2025 | 126.00 | 01-NOV-2025 | 138.00
| 0M-815480A-025 | ASSY WHIP 4WIRE 10AWG L15-30 25FT | https://www.se.com/us/en/product/0M-815480A-025 |  |  | 12.00x12.00x12.00(in) 30.48x30.48x30.48(cent) | 5.44(kilos) 12.00(lbs) |  |  |  | NAM CERTIFIED PARTNER USD | 16-SEP-2025 | 130.00 | 01-NOV-2025 | 143.00
| 0M-815480A-027 | ASSY WHIP 4WIRE 10AWG L15-30 27FT | https://www.se.com/us/en/product/0M-815480A-027 |  |  | 12.00x12.00x12.00(in) 30.48x30.48x30.48(cent) | 5.44(kilos) 12.00(lbs) |  |  |  | NAM CERTIFIED PARTNER USD | 16-SEP-2025 | 134.00 | 01-NOV-2025 | 147.00
| 0M-815480A-029 | ASSY WHIP 4WIRE 10AWG L15-30 29FT | https://www.se.com/us/en/product/0M-815480A-029 |  |  | 12.00x12.00x12.00(in) 30.48x30.48x30.48(cent) | 5.44(kilos) 12.00(lbs) |  |  |  | NAM CERTIFIED PARTNER USD | 16-SEP-2025 | 138.00 | 01-NOV-2025 | 152.00
| 0M-815480A-031 | ASSY WHIP 4WIRE 10AWG L15-30 31FT | https://www.se.com/us/en/product/0M-815480A-031 |  |  | 12.00x12.00x12.00(in) 30.48x30.48x30.48(cent) | 5.44(kilos) 12.00(lbs) |  |  |  | NAM CERTIFIED PARTNER USD | 16-SEP-2025 | 144.00 | 01-NOV-2025 | 158.00
| 0M-815480A-033 | ASSY WHIP 4WIRE 10AWG L15-30 33FT | https://www.se.com/us/en/product/0M-815480A-033 |  |  | 12.00x12.00x12.00(in) 30.48x30.48x30.48(cent) | 5.44(kilos) 12.00(lbs) |  |  |  | NAM CERTIFIED PARTNER USD | 16-SEP-2025 | 149.00 | 01-NOV-2025 | 164.00
| 0M-815480A-035 | ASSY WHIP 4WIRE 10AWG L15-30 35FT | https://www.se.com/us/en/product/0M-815480A-035 |  |  | 12.00x12.00x12.00(in) 30.48x30.48x30.48(cent) | 5.44(kilos) 12.00(lbs) |  |  |  | NAM CERTIFIED PARTNER USD | 16-SEP-2025 | 144.00 | 01-NOV-2025 | 158.00
| 0M-815480A-037 | ASSY WHIP 4WIRE 10AWG L15-30 37FT | https://www.se.com/us/en/product/0M-815480A-037 |  |  | 12.00x12.00x12.00(in) 30.48x30.48x30.48(cent) | 5.44(kilos) 12.00(lbs) |  |  |  | NAM CERTIFIED PARTNER USD | 16-SEP-2025 | 148.00 | 01-NOV-2025 | 162.00
| 0M-815480A-039 | ASSY WHIP 4WIRE 10AWG L15-30 39FT | https://www.se.com/us/en/product/0M-815480A-039 |  |  | 12.00x12.00x12.00(in) 30.48x30.48x30.48(cent) | 5.44(kilos) 12.00(lbs) |  |  |  | NAM CERTIFIED PARTNER USD | 16-SEP-2025 | 152.00 | 01-NOV-2025 | 167.00
| 0M-815481A-029 | ASSY WHIP 5WIRE 12AWG L21-20 29FT | https://www.se.com/us/en/product/0M-815481A-029 |  |  | 12.00x12.00x12.00(in) 30.48x30.48x30.48(cent) | 5.44(kilos) 12.00(lbs) |  |  |  | NAM CERTIFIED PARTNER USD | 16-SEP-2025 | 150.00 | 01-NOV-2025 | 165.00
| 0M-815481A-033 | ASSY WHIP 5WIRE 12AWG L21-20 33FT | https://www.se.com/us/en/product/0M-815481A-033 |  |  | 12.00x12.00x12.00(in) 30.48x30.48x30.48(cent) | 5.44(kilos) 12.00(lbs) |  |  |  | NAM CERTIFIED PARTNER USD | 16-SEP-2025 | 159.00 | 01-NOV-2025 | 175.00
| 0M-815481A-035 | ASSY WHIP 5WIRE 12AWG L21-20 35FT | https://www.se.com/us/en/product/0M-815481A-035 |  |  | 12.00x12.00x12.00(in) 30.48x30.48x30.48(cent) | 5.44(kilos) 12.00(lbs) |  |  |  | NAM CERTIFIED PARTNER USD | 16-SEP-2025 | 201.00 | 01-NOV-2025 | 221.00
| 0M-815481A-037 | ASSY WHIP 5WIRE 12AWG L21-20 37FT | https://www.se.com/us/en/product/0M-815481A-037 |  |  | 12.00x12.00x12.00(in) 30.48x30.48x30.48(cent) | 5.44(kilos) 12.00(lbs) |  |  |  | NAM CERTIFIED PARTNER USD | 16-SEP-2025 | 167.00 | 01-NOV-2025 | 184.00
| 0M-815481A-041 | ASSY WHIP 5WIRE 12AWG L21-20 41FT | https://www.se.com/us/en/product/0M-815481A-041 |  |  | 12.00x12.00x12.00(in) 30.48x30.48x30.48(cent) | 5.44(kilos) 12.00(lbs) |  |  |  | NAM CERTIFIED PARTNER USD | 16-SEP-2025 | 175.00 | 01-NOV-2025 | 193.00
| 0M-815481A-043 | ASSY WHIP 5WIRE 12AWG L21-20 43FT | https://www.se.com/us/en/product/0M-815481A-043 |  |  | 12.00x12.00x12.00(in) 30.48x30.48x30.48(cent) | 5.44(kilos) 12.00(lbs) |  |  |  | NAM CERTIFIED PARTNER USD | 16-SEP-2025 | 179.00 | 01-NOV-2025 | 197.00
| 0M-815481A-047 | ASSY WHIP 5WIRE 12AWG L21-20 47FT | https://www.se.com/us/en/product/0M-815481A-047 |  |  | 12.00x12.00x12.00(in) 30.48x30.48x30.48(cent) | 5.44(kilos) 12.00(lbs) |  |  |  | NAM CERTIFIED PARTNER USD | 16-SEP-2025 | 188.00 | 01-NOV-2025 | 206.00
| 0M-815481A-053 | ASSY WHIP 5WIRE 12AWG L21-20 53FT | https://www.se.com/us/en/product/0M-815481A-053 |  |  | 12.00x12.00x12.00(in) 30.48x30.48x30.48(cent) | 5.44(kilos) 12.00(lbs) |  |  |  | NAM CERTIFIED PARTNER USD | 16-SEP-2025 | 201.00 | 01-NOV-2025 | 221.00
| 0M-815482-057 | ASSY WHIP 5WIRE 10AWG L21-30 57FT | https://www.se.com/us/en/product/0M-815482-057 |  |  | 684.00x2.00x2.00(in) 1737.36x5.08x5.08(cent) | 2.72(kilos) 6.00(lbs) |  |  |  | NAM CERTIFIED PARTNER USD | 16-SEP-2025 | 481.00 | 01-NOV-2025 | 529.00
| 0M-815484A-005 | ASSY WHIP 3WIRE 12AWG L5-20 5FT | https://www.se.com/us/en/product/0M-815484A-005 |  |  | 12.00x12.00x12.00(in) 30.48x30.48x30.48(cent) | 5.44(kilos) 12.00(lbs) |  |  |  | NAM CERTIFIED PARTNER USD | 16-SEP-2025 | 126.00 | 01-NOV-2025 | 138.00
| 0M-815484A-007 | ASSY WHIP 3WIRE 12AWG L5-20 7FT | https://www.se.com/us/en/product/0M-815484A-007 |  |  | 12.00x12.00x12.00(in) 30.48x30.48x30.48(cent) | 5.44(kilos) 12.00(lbs) |  |  |  | NAM CERTIFIED PARTNER USD | 16-SEP-2025 | 128.00 | 01-NOV-2025 | 141.00
| 0M-815484A-013 | ASSY WHIP 3WIRE 12AWG L5-20 13FT | https://www.se.com/us/en/product/0M-815484A-013 |  |  | 12.00x12.00x12.00(in) 30.48x30.48x30.48(cent) | 5.44(kilos) 12.00(lbs) |  |  |  | NAM CERTIFIED PARTNER USD | 16-SEP-2025 | 139.00 | 01-NOV-2025 | 153.00
| 0M-815484A-019 | ASSY WHIP 3WIRE 12AWG L5-20 19FT | https://www.se.com/us/en/product/0M-815484A-019 |  |  | 12.00x12.00x12.00(in) 30.48x30.48x30.48(cent) | 5.44(kilos) 12.00(lbs) |  |  |  | NAM CERTIFIED PARTNER USD | 16-SEP-2025 | 150.00 | 01-NOV-2025 | 165.00
| 0M-815484A-023 | ASSY WHIP 3WIRE 12AWG L5-20 23FT | https://www.se.com/us/en/product/0M-815484A-023 |  |  | 12.00x12.00x12.00(in) 30.48x30.48x30.48(cent) | 5.44(kilos) 12.00(lbs) |  |  |  | NAM CERTIFIED PARTNER USD | 16-SEP-2025 | 157.00 | 01-NOV-2025 | 173.00
| 0M-815484A-027 | ASSY WHIP 3WIRE 12AWG L5-20 27FT | https://www.se.com/us/en/product/0M-815484A-027 |  |  | 12.00x12.00x12.00(in) 30.48x30.48x30.48(cent) | 5.44(kilos) 12.00(lbs) |  |  |  | NAM CERTIFIED PARTNER USD | 16-SEP-2025 | 163.00 | 01-NOV-2025 | 179.00
| 0M-815484A-029 | ASSY WHIP 3WIRE 12AWG L5-20 29FT | https://www.se.com/us/en/product/0M-815484A-029 |  |  | 12.00x12.00x12.00(in) 30.48x30.48x30.48(cent) | 5.44(kilos) 12.00(lbs) |  |  |  | NAM CERTIFIED PARTNER USD | 16-SEP-2025 | 167.00 | 01-NOV-2025 | 184.00
| 0M-815484A-031 | ASSY WHIP 3WIRE 12AWG L5-20 31FT | https://www.se.com/us/en/product/0M-815484A-031 |  |  | 12.00x12.00x12.00(in) 30.48x30.48x30.48(cent) | 5.44(kilos) 12.00(lbs) |  |  |  | NAM CERTIFIED PARTNER USD | 16-SEP-2025 | 170.00 | 01-NOV-2025 | 187.00
| 0M-815484A-033 | ASSY WHIP 3WIRE 12AWG L5-20 33FT | https://www.se.com/us/en/product/0M-815484A-033 |  |  | 12.00x12.00x12.00(in) 30.48x30.48x30.48(cent) | 5.44(kilos) 12.00(lbs) |  |  |  | NAM CERTIFIED PARTNER USD | 16-SEP-2025 | 172.00 | 01-NOV-2025 | 190.00
| 0M-815484A-035 | ASSY WHIP 3WIRE 12AWG L5-20 35FT | https://www.se.com/us/en/product/0M-815484A-035 |  |  | 12.00x12.00x12.00(in) 30.48x30.48x30.48(cent) | 5.44(kilos) 12.00(lbs) |  |  |  | NAM CERTIFIED PARTNER USD | 16-SEP-2025 | 177.00 | 01-NOV-2025 | 194.00
| 0M-815484A-037 | ASSY WHIP 3WIRE 12AWG L5-20 37FT | https://www.se.com/us/en/product/0M-815484A-037 |  |  | 12.00x12.00x12.00(in) 30.48x30.48x30.48(cent) | 5.44(kilos) 12.00(lbs) |  |  |  | NAM CERTIFIED PARTNER USD | 16-SEP-2025 | 179.00 | 01-NOV-2025 | 197.00
| 0M-815484A-039 | ASSY WHIP 3WIRE 12AWG L5-20 39FT | https://www.se.com/us/en/product/0M-815484A-039 |  |  | 12.00x12.00x12.00(in) 30.48x30.48x30.48(cent) | 5.44(kilos) 12.00(lbs) |  |  |  | NAM CERTIFIED PARTNER USD | 16-SEP-2025 | 182.00 | 01-NOV-2025 | 200.00
| 0M-815484A-041 | ASSY WHIP 3WIRE 12AWG L5-20 41FT | https://www.se.com/us/en/product/0M-815484A-041 |  |  | 12.00x12.00x12.00(in) 30.48x30.48x30.48(cent) | 5.44(kilos) 12.00(lbs) |  |  |  | NAM CERTIFIED PARTNER USD | 16-SEP-2025 | 185.00 | 01-NOV-2025 | 203.00
| 0M-815484A-043 | ASSY WHIP 3WIRE 12AWG L5-20 43FT | https://www.se.com/us/en/product/0M-815484A-043 |  |  | 12.00x12.00x12.00(in) 30.48x30.48x30.48(cent) | 5.44(kilos) 12.00(lbs) |  |  |  | NAM CERTIFIED PARTNER USD | 16-SEP-2025 | 189.00 | 01-NOV-2025 | 208.00
| 0M-815484A-045 | ASSY WHIP 3WIRE 12AWG L5-20 45FT | https://www.se.com/us/en/product/0M-815484A-045 |  |  | 12.00x12.00x12.00(in) 30.48x30.48x30.48(cent) | 5.44(kilos) 12.00(lbs) |  |  |  | NAM CERTIFIED PARTNER USD | 16-SEP-2025 | 192.00 | 01-NOV-2025 | 211.00
| 0M-815484A-047 | ASSY WHIP 3WIRE 12AWG L5-20 47FT | https://www.se.com/us/en/product/0M-815484A-047 |  |  | 12.00x12.00x12.00(in) 30.48x30.48x30.48(cent) | 5.44(kilos) 12.00(lbs) |  |  |  | NAM CERTIFIED PARTNER USD | 16-SEP-2025 | 196.00 | 01-NOV-2025 | 215.00
| 0M-815484A-049 | ASSY WHIP 3WIRE 12AWG L5-20 49FT | https://www.se.com/us/en/product/0M-815484A-049 |  |  | 12.00x12.00x12.00(in) 30.48x30.48x30.48(cent) | 5.44(kilos) 12.00(lbs) |  |  |  | NAM CERTIFIED PARTNER USD | 16-SEP-2025 | 200.00 | 01-NOV-2025 | 220.00
| 0M-815485A-005 | ASSY WHIP 3WIRE 10AWG L5-30 5FT | https://www.se.com/us/en/product/0M-815485A-005 |  |  | 12.00x12.00x12.00(in) 30.48x30.48x30.48(cent) | 5.44(kilos) 12.00(lbs) |  |  |  | NAM CERTIFIED PARTNER USD | 16-SEP-2025 | 130.00 | 01-NOV-2025 | 143.00
| 0M-815485A-007 | ASSY WHIP 3WIRE 10AWG L5-30 7FT. | https://www.se.com/us/en/product/0M-815485A-007 |  |  | 12.00x12.00x12.00(in) 30.48x30.48x30.48(cent) | 5.44(kilos) 12.00(lbs) |  |  |  | NAM CERTIFIED PARTNER USD | 16-SEP-2025 | 133.00 | 01-NOV-2025 | 146.00
| 0M-815485A-009 | ASSY WHIP 3WIRE 10AWG L5-30 9FT | https://www.se.com/us/en/product/0M-815485A-009 |  |  | 12.00x12.00x12.00(in) 30.48x30.48x30.48(cent) | 5.44(kilos) 12.00(lbs) |  |  |  | NAM CERTIFIED PARTNER USD | 16-SEP-2025 | 137.00 | 01-NOV-2025 | 150.00
| 0M-815485A-011 | ASSY WHIP 3WIRE 10AWG L5-30 11FT | https://www.se.com/us/en/product/0M-815485A-011 |  |  | 12.00x12.00x12.00(in) 30.48x30.48x30.48(cent) | 5.44(kilos) 12.00(lbs) |  |  |  | NAM CERTIFIED PARTNER USD | 16-SEP-2025 | 139.00 | 01-NOV-2025 | 153.00
| 0M-815485A-013 | ASSY WHIP 3WIRE 10AWG L5-30 13FT | https://www.se.com/us/en/product/0M-815485A-013 |  |  | 12.00x12.00x12.00(in) 30.48x30.48x30.48(cent) | 5.44(kilos) 12.00(lbs) |  |  |  | NAM CERTIFIED PARTNER USD | 16-SEP-2025 | 144.00 | 01-NOV-2025 | 158.00
| 0M-815485A-015 | ASSY WHIP 3WIRE 10AWG L5-30 15FT | https://www.se.com/us/en/product/0M-815485A-015 |  |  | 12.00x12.00x12.00(in) 30.48x30.48x30.48(cent) | 5.44(kilos) 12.00(lbs) |  |  |  | NAM CERTIFIED PARTNER USD | 16-SEP-2025 | 149.00 | 01-NOV-2025 | 164.00
| 0M-815485A-017 | ASSY WHIP 3WIRE 10AWG L5-30 17FT | https://www.se.com/us/en/product/0M-815485A-017 |  |  | 12.00x12.00x12.00(in) 30.48x30.48x30.48(cent) | 5.44(kilos) 12.00(lbs) |  |  |  | NAM CERTIFIED PARTNER USD | 16-SEP-2025 | 152.00 | 01-NOV-2025 | 167.00
| 0M-815485A-019 | ASSY WHIP 3WIRE 10AWG L5-30 19FT | https://www.se.com/us/en/product/0M-815485A-019 |  |  | 12.00x12.00x12.00(in) 30.48x30.48x30.48(cent) | 5.44(kilos) 12.00(lbs) |  |  |  | NAM CERTIFIED PARTNER USD | 16-SEP-2025 | 155.00 | 01-NOV-2025 | 170.00
| 0M-815485A-021 | ASSY WHIP 3WIRE 10AWG L5-30 21FT | https://www.se.com/us/en/product/0M-815485A-021 |  |  | 12.00x12.00x12.00(in) 30.48x30.48x30.48(cent) | 5.44(kilos) 12.00(lbs) |  |  |  | NAM CERTIFIED PARTNER USD | 16-SEP-2025 | 157.00 | 01-NOV-2025 | 173.00
| 0M-815485A-023 | ASSY WHIP 3WIRE 10AWG L5-30 23FT | https://www.se.com/us/en/product/0M-815485A-023 |  |  | 12.00x12.00x12.00(in) 30.48x30.48x30.48(cent) | 5.44(kilos) 12.00(lbs) |  |  |  | NAM CERTIFIED PARTNER USD | 16-SEP-2025 | 161.00 | 01-NOV-2025 | 178.00
| 0M-815485A-025 | ASSY WHIP 3WIRE 10AWG L5-30 25FT | https://www.se.com/us/en/product/0M-815485A-025 |  |  | 12.00x12.00x12.00(in) 30.48x30.48x30.48(cent) | 5.44(kilos) 12.00(lbs) |  |  |  | NAM CERTIFIED PARTNER USD | 16-SEP-2025 | 164.00 | 01-NOV-2025 | 181.00
| 0M-815485A-027 | ASSY WHIP 3WIRE 10AWG L5-30 27FT | https://www.se.com/us/en/product/0M-815485A-027 |  |  | 12.00x12.00x12.00(in) 30.48x30.48x30.48(cent) | 5.44(kilos) 12.00(lbs) |  |  |  | NAM CERTIFIED PARTNER USD | 16-SEP-2025 | 167.00 | 01-NOV-2025 | 184.00
| 0M-815485A-029 | ASSY WHIP 3WIRE 10AWG L5-30 29FT | https://www.se.com/us/en/product/0M-815485A-029 |  |  | 12.00x12.00x12.00(in) 30.48x30.48x30.48(cent) | 5.44(kilos) 12.00(lbs) |  |  |  | NAM CERTIFIED PARTNER USD | 16-SEP-2025 | 171.00 | 01-NOV-2025 | 188.00
| 0M-815485A-031 | ASSY WHIP 3WIRE 10AWG L5-30 31FT | https://www.se.com/us/en/product/0M-815485A-031 |  |  | 12.00x12.00x12.00(in) 30.48x30.48x30.48(cent) | 5.44(kilos) 12.00(lbs) |  |  |  | NAM CERTIFIED PARTNER USD | 16-SEP-2025 | 174.00 | 01-NOV-2025 | 191.00
| 0M-815485A-035 | ASSY WHIP 3WIRE 10AWG L5-30 35FT | https://www.se.com/us/en/product/0M-815485A-035 |  |  | 12.00x12.00x12.00(in) 30.48x30.48x30.48(cent) | 5.44(kilos) 12.00(lbs) |  |  |  | NAM CERTIFIED PARTNER USD | 16-SEP-2025 | 181.00 | 01-NOV-2025 | 199.00
| 0M-815485A-037 | ASSY WHIP 3WIRE 10AWG L5-30 37FT | https://www.se.com/us/en/product/0M-815485A-037 |  |  | 12.00x12.00x12.00(in) 30.48x30.48x30.48(cent) | 5.44(kilos) 12.00(lbs) |  |  |  | NAM CERTIFIED PARTNER USD | 16-SEP-2025 | 183.00 | 01-NOV-2025 | 202.00
| 0M-815486A-005 | ASSY WHIP 3WIRE 12AWG L6-15 5FT | https://www.se.com/us/en/product/0M-815486A-005 | [7 empty] | NAM CERTIFIED PARTNER USD | 16-SEP-2025 | 116.00 | 01-NOV-2025 | 128.00
| 0M-815486A-049 | ASSY WHIP 3WIRE 12AWG L6-15 49FT | https://www.se.com/us/en/product/0M-815486A-049 |  |  | 12.00x12.00x12.00(in) 30.48x30.48x30.48(cent) | 5.44(kilos) 12.00(lbs) |  |  |  | NAM CERTIFIED PARTNER USD | 16-SEP-2025 | 185.00 | 01-NOV-2025 | 203.00
| 0M-815487A-007 | ASSY WHIP 3WIRE 12AWG L6-20 7FT | https://www.se.com/us/en/product/0M-815487A-007 |  |  | 12.00x12.00x12.00(in) 30.48x30.48x30.48(cent) | 5.44(kilos) 12.00(lbs) |  |  |  | NAM CERTIFIED PARTNER USD | 16-SEP-2025 | 130.00 | 01-NOV-2025 | 143.00
| 0M-815487A-009 | ASSY WHIP 3WIRE 12AWG L6-20 9FT | https://www.se.com/us/en/product/0M-815487A-009 |  |  | 12.00x12.00x12.00(in) 30.48x30.48x30.48(cent) | 5.44(kilos) 12.00(lbs) |  |  |  | NAM CERTIFIED PARTNER USD | 16-SEP-2025 | 133.00 | 01-NOV-2025 | 146.00
| 0M-815487A-011 | ASSY WHIP 3WIRE 12AWG L6-20 11FT | https://www.se.com/us/en/product/0M-815487A-011 |  |  | 12.00x12.00x12.00(in) 30.48x30.48x30.48(cent) | 5.44(kilos) 12.00(lbs) |  |  |  | NAM CERTIFIED PARTNER USD | 16-SEP-2025 | 137.00 | 01-NOV-2025 | 150.00
| 0M-815487A-013 | ASSY WHIP 3WIRE 12AWG L6-20 13FT | https://www.se.com/us/en/product/0M-815487A-013 |  |  | 12.00x12.00x12.00(in) 30.48x30.48x30.48(cent) | 5.44(kilos) 12.00(lbs) |  |  |  | NAM CERTIFIED PARTNER USD | 16-SEP-2025 | 139.00 | 01-NOV-2025 | 153.00
| 0M-815487A-015 | ASSY WHIP 3WIRE 12AWG L6-20 15FT | https://www.se.com/us/en/product/0M-815487A-015 |  |  | 12.00x12.00x12.00(in) 30.48x30.48x30.48(cent) | 5.44(kilos) 12.00(lbs) |  |  |  | NAM CERTIFIED PARTNER USD | 16-SEP-2025 | 144.00 | 01-NOV-2025 | 158.00
| 0M-815487A-017 | ASSY WHIP 3WIRE 12AWG L6-20 17FT | https://www.se.com/us/en/product/0M-815487A-017 |  |  | 12.00x12.00x12.00(in) 30.48x30.48x30.48(cent) | 5.44(kilos) 12.00(lbs) |  |  |  | NAM CERTIFIED PARTNER USD | 16-SEP-2025 | 146.00 | 01-NOV-2025 | 161.00
| 0M-815487A-019 | ASSY WHIP 3WIRE 12AWG L6-20 19FT | https://www.se.com/us/en/product/0M-815487A-019 |  |  | 12.00x12.00x12.00(in) 30.48x30.48x30.48(cent) | 5.44(kilos) 12.00(lbs) |  |  |  | NAM CERTIFIED PARTNER USD | 16-SEP-2025 | 152.00 | 01-NOV-2025 | 167.00
| 0M-815487A-021 | ASSY WHIP 3WIRE 12AWG L6-20 21FT | https://www.se.com/us/en/product/0M-815487A-021 |  |  | 12.00x12.00x12.00(in) 30.48x30.48x30.48(cent) | 5.44(kilos) 12.00(lbs) |  |  |  | NAM CERTIFIED PARTNER USD | 16-SEP-2025 | 155.00 | 01-NOV-2025 | 170.00
| 0M-815487A-023 | ASSY WHIP 3WIRE 12AWG L6-20 23FT | https://www.se.com/us/en/product/0M-815487A-023 |  |  | 12.00x12.00x12.00(in) 30.48x30.48x30.48(cent) | 5.44(kilos) 12.00(lbs) |  |  |  | NAM CERTIFIED PARTNER USD | 16-SEP-2025 | 157.00 | 01-NOV-2025 | 173.00
| 0M-815487A-025 | ASSY WHIP 3WIRE 12AWG L6-20 25FT | https://www.se.com/us/en/product/0M-815487A-025 |  |  | 12.00x12.00x12.00(in) 30.48x30.48x30.48(cent) | 5.44(kilos) 12.00(lbs) |  |  |  | NAM CERTIFIED PARTNER USD | 16-SEP-2025 | 161.00 | 01-NOV-2025 | 178.00
| 0M-815487A-027 | ASSY WHIP 3WIRE 12AWG L6-20 27FT | https://www.se.com/us/en/product/0M-815487A-027 |  |  | 12.00x12.00x12.00(in) 30.48x30.48x30.48(cent) | 5.44(kilos) 12.00(lbs) |  |  |  | NAM CERTIFIED PARTNER USD | 16-SEP-2025 | 164.00 | 01-NOV-2025 | 181.00
| 0M-815487A-029 | ASSY WHIP 3WIRE 12AWG L6-20 29FT | https://www.se.com/us/en/product/0M-815487A-029 |  |  | 12.00x12.00x12.00(in) 30.48x30.48x30.48(cent) | 5.44(kilos) 12.00(lbs) |  |  |  | NAM CERTIFIED PARTNER USD | 16-SEP-2025 | 167.00 | 01-NOV-2025 | 184.00
| 0M-815487A-031 | ASSY WHIP 3WIRE 12AWG L6-20 31FT | https://www.se.com/us/en/product/0M-815487A-031 |  |  | 12.00x12.00x12.00(in) 30.48x30.48x30.48(cent) | 5.44(kilos) 12.00(lbs) |  |  |  | NAM CERTIFIED PARTNER USD | 16-SEP-2025 | 171.00 | 01-NOV-2025 | 188.00
| 0M-815487A-037 | ASSY WHIP 3WIRE 12AWG L6-20 37FT | https://www.se.com/us/en/product/0M-815487A-037 |  |  | 12.00x12.00x12.00(in) 30.48x30.48x30.48(cent) | 5.44(kilos) 12.00(lbs) |  |  |  | NAM CERTIFIED PARTNER USD | 16-SEP-2025 | 179.00 | 01-NOV-2025 | 197.00
| 0M-815487A-039 | ASSY WHIP 3WIRE 12AWG L6-20 39FT | https://www.se.com/us/en/product/0M-815487A-039 |  |  | 12.00x12.00x12.00(in) 30.48x30.48x30.48(cent) | 5.44(kilos) 12.00(lbs) |  |  |  | NAM CERTIFIED PARTNER USD | 16-SEP-2025 | 183.00 | 01-NOV-2025 | 202.00
| 0M-815487A-043 | ASSY WHIP 3WIRE 12AWG L6-20 43FT | https://www.se.com/us/en/product/0M-815487A-043 |  |  | 12.00x12.00x12.00(in) 30.48x30.48x30.48(cent) | 5.44(kilos) 12.00(lbs) |  |  |  | NAM CERTIFIED PARTNER USD | 16-SEP-2025 | 189.00 | 01-NOV-2025 | 208.00
| 0M-815488A-005 | ASSY WHIP 3WIRE 10AWG L6-30 5FT | https://www.se.com/us/en/product/0M-815488A-005 |  |  | 12.00x12.00x12.00(in) 30.48x30.48x30.48(cent) | 5.44(kilos) 12.00(lbs) |  |  |  | NAM CERTIFIED PARTNER USD | 16-SEP-2025 | 126.00 | 01-NOV-2025 | 139.00
| 0M-815488A-007 | ASSY WHIP 3WIRE 10AWG L6-30 7FT | https://www.se.com/us/en/product/0M-815488A-007 |  |  | 12.00x12.00x12.00(in) 30.48x30.48x30.48(cent) | 5.44(kilos) 12.00(lbs) |  |  |  | NAM CERTIFIED PARTNER USD | 16-SEP-2025 | 133.00 | 01-NOV-2025 | 147.00
| 0M-815488A-009 | ASSY WHIP 3WIRE 10AWG L6-30 9FT | https://www.se.com/us/en/product/0M-815488A-009 |  |  | 12.00x12.00x12.00(in) 30.48x30.48x30.48(cent) | 5.44(kilos) 12.00(lbs) |  |  |  | NAM CERTIFIED PARTNER USD | 16-SEP-2025 | 141.00 | 01-NOV-2025 | 155.00
| 0M-815488A-011 | ASSY WHIP 3WIRE 10AWG L6-30 11FT | https://www.se.com/us/en/product/0M-815488A-011 |  |  | 12.00x12.00x12.00(in) 30.48x30.48x30.48(cent) | 5.44(kilos) 12.00(lbs) |  |  |  | NAM CERTIFIED PARTNER USD | 16-SEP-2025 | 148.00 | 01-NOV-2025 | 163.00
| 0M-815488A-013 | ASSY WHIP 3WIRE 10AWG L6-30 13FT | https://www.se.com/us/en/product/0M-815488A-013 |  |  | 12.00x12.00x12.00(in) 30.48x30.48x30.48(cent) | 5.44(kilos) 12.00(lbs) |  |  |  | NAM CERTIFIED PARTNER USD | 16-SEP-2025 | 155.00 | 01-NOV-2025 | 171.00
| 0M-815488A-015 | ASSY WHIP 3WIRE 10AWG L6-30 15FT | https://www.se.com/us/en/product/0M-815488A-015 |  |  | 12.00x12.00x12.00(in) 30.48x30.48x30.48(cent) | 5.44(kilos) 12.00(lbs) |  |  |  | NAM CERTIFIED PARTNER USD | 16-SEP-2025 | 163.00 | 01-NOV-2025 | 179.00
| 0M-815488A-017 | ASSY WHIP 3WIRE 10AWG L6-30 17FT | https://www.se.com/us/en/product/0M-815488A-017 |  |  | 12.00x12.00x12.00(in) 30.48x30.48x30.48(cent) | 5.44(kilos) 12.00(lbs) |  |  |  | NAM CERTIFIED PARTNER USD | 16-SEP-2025 | 170.00 | 01-NOV-2025 | 187.00
| 0M-815488A-019 | ASSY WHIP 3WIRE 10AWG L6-30 19FT | https://www.se.com/us/en/product/0M-815488A-019 |  |  | 12.00x12.00x12.00(in) 30.48x30.48x30.48(cent) | 5.44(kilos) 12.00(lbs) |  |  |  | NAM CERTIFIED PARTNER USD | 16-SEP-2025 | 177.00 | 01-NOV-2025 | 195.00
| 0M-815488A-021 | ASSY WHIP 3WIRE 10AWG L6-30 21FT | https://www.se.com/us/en/product/0M-815488A-021 |  |  | 12.00x12.00x12.00(in) 30.48x30.48x30.48(cent) | 5.44(kilos) 12.00(lbs) |  |  |  | NAM CERTIFIED PARTNER USD | 16-SEP-2025 | 185.00 | 01-NOV-2025 | 203.00
| 0M-815488A-023 | ASSY WHIP 3WIRE 10AWG L6-30 23FT | https://www.se.com/us/en/product/0M-815488A-023 |  |  | 12.00x12.00x12.00(in) 30.48x30.48x30.48(cent) | 5.44(kilos) 12.00(lbs) |  |  |  | NAM CERTIFIED PARTNER USD | 16-SEP-2025 | 192.00 | 01-NOV-2025 | 211.00
| 0M-815488A-025 | ASSY WHIP 3WIRE 10AWG L6-30 25FT | https://www.se.com/us/en/product/0M-815488A-025 |  |  | 12.00x12.00x12.00(in) 30.48x30.48x30.48(cent) | 5.44(kilos) 12.00(lbs) |  |  |  | NAM CERTIFIED PARTNER USD | 16-SEP-2025 | 146.00 | 01-NOV-2025 | 160.00
| 0M-815488A-027 | ASSY WHIP 3WIRE 10AWG L6-30 27FT | https://www.se.com/us/en/product/0M-815488A-027 |  |  | 12.00x12.00x12.00(in) 30.48x30.48x30.48(cent) | 5.44(kilos) 12.00(lbs) |  |  |  | NAM CERTIFIED PARTNER USD | 16-SEP-2025 | 176.00 | 01-NOV-2025 | 193.00
| 0M-815488A-029 | ASSY WHIP 3WIRE 10AWG L6-30 29FT | https://www.se.com/us/en/product/0M-815488A-029 |  |  | 12.00x12.00x12.00(in) 30.48x30.48x30.48(cent) | 5.44(kilos) 12.00(lbs) |  |  |  | NAM CERTIFIED PARTNER USD | 16-SEP-2025 | 209.00 | 01-NOV-2025 | 230.00
| 0M-815488A-031 | ASSY WHIP 3WIRE 10AWG L6-30 31FT | https://www.se.com/us/en/product/0M-815488A-031 |  |  | 12.00x12.00x12.00(in) 30.48x30.48x30.48(cent) | 5.44(kilos) 12.00(lbs) |  |  |  | NAM CERTIFIED PARTNER USD | 16-SEP-2025 | 161.00 | 01-NOV-2025 | 177.00
| 0M-815488A-033 | ASSY WHIP 3WIRE 10AWG L6-30 33FT | https://www.se.com/us/en/product/0M-815488A-033 |  |  | 12.00x12.00x12.00(in) 30.48x30.48x30.48(cent) | 5.44(kilos) 12.00(lbs) |  |  |  | NAM CERTIFIED PARTNER USD | 16-SEP-2025 | 166.00 | 01-NOV-2025 | 182.00
| 0M-815488A-035 | ASSY WHIP 3WIRE 10AWG L6-30 35FT | https://www.se.com/us/en/product/0M-815488A-035 |  |  | 12.00x12.00x12.00(in) 30.48x30.48x30.48(cent) | 5.44(kilos) 12.00(lbs) |  |  |  | NAM CERTIFIED PARTNER USD | 16-SEP-2025 | 171.00 | 01-NOV-2025 | 188.00
| 0M-815488A-037 | ASSY WHIP 3WIRE 10AWG L6-30 37FT | https://www.se.com/us/en/product/0M-815488A-037 |  |  | 12.00x12.00x12.00(in) 30.48x30.48x30.48(cent) | 5.44(kilos) 12.00(lbs) |  |  |  | NAM CERTIFIED PARTNER USD | 16-SEP-2025 | 176.00 | 01-NOV-2025 | 193.00
| 0M-815488A-039 | ASSY WHIP 3WIRE 10AWG L6-30 39FT | https://www.se.com/us/en/product/0M-815488A-039 |  |  | 12.00x12.00x12.00(in) 30.48x30.48x30.48(cent) | 5.44(kilos) 12.00(lbs) |  |  |  | NAM CERTIFIED PARTNER USD | 16-SEP-2025 | 181.00 | 01-NOV-2025 | 199.00
| 0M-815488A-041 | ASSY WHIP 3WIRE 10AWG L6-30 41FT | https://www.se.com/us/en/product/0M-815488A-041 |  |  | 12.00x12.00x12.00(in) 30.48x30.48x30.48(cent) | 5.44(kilos) 12.00(lbs) |  |  |  | NAM CERTIFIED PARTNER USD | 16-SEP-2025 | 219.00 | 01-NOV-2025 | 241.00
| 0M-815488A-043 | ASSY WHIP 3WIRE 10AWG L6-30 43FT | https://www.se.com/us/en/product/0M-815488A-043 |  |  | 12.00x12.00x12.00(in) 30.48x30.48x30.48(cent) | 5.44(kilos) 12.00(lbs) |  |  |  | NAM CERTIFIED PARTNER USD | 16-SEP-2025 | 157.00 | 01-NOV-2025 | 173.00
| 0M-815488A-045 | ASSY WHIP 3WIRE 10AWG L6-30 45FT | https://www.se.com/us/en/product/0M-815488A-045 |  |  | 12.00x12.00x12.00(in) 30.48x30.48x30.48(cent) | 5.44(kilos) 12.00(lbs) |  |  |  | NAM CERTIFIED PARTNER USD | 16-SEP-2025 | 160.00 | 01-NOV-2025 | 176.00
| 0M-815488A-047 | ASSY WHIP 3WIRE 10AWG L6-30 47FT | https://www.se.com/us/en/product/0M-815488A-047 |  |  | 12.00x12.00x12.00(in) 30.48x30.48x30.48(cent) | 5.44(kilos) 12.00(lbs) |  |  |  | NAM CERTIFIED PARTNER USD | 16-SEP-2025 | 163.00 | 01-NOV-2025 | 179.00
| 0M-815488A-049 | ASSY WHIP 3WIRE 10AWG L6-30 49FT | https://www.se.com/us/en/product/0M-815488A-049 |  |  | 12.00x12.00x12.00(in) 30.48x30.48x30.48(cent) | 5.44(kilos) 12.00(lbs) |  |  |  | NAM CERTIFIED PARTNER USD | 16-SEP-2025 | 167.00 | 01-NOV-2025 | 184.00
| 0M-815488A-051 | ASSY WHIP 3WIRE 10AWG L6-30 51FT | https://www.se.com/us/en/product/0M-815488A-051 |  |  | 12.00x12.00x12.00(in) 30.48x30.48x30.48(cent) | 5.44(kilos) 12.00(lbs) |  |  |  | NAM CERTIFIED PARTNER USD | 16-SEP-2025 | 170.00 | 01-NOV-2025 | 187.00
| 0M-815488A-053 | ASSY WHIP 3WIRE 10AWG L6-30 53FT | https://www.se.com/us/en/product/0M-815488A-053 |  |  | 12.00x12.00x12.00(in) 30.48x30.48x30.48(cent) | 5.44(kilos) 12.00(lbs) |  |  |  | NAM CERTIFIED PARTNER USD | 16-SEP-2025 | 172.00 | 01-NOV-2025 | 190.00
| 0M-815488A-055 | ASSY WHIP 3WIRE 10AWG L6-30 55FT | https://www.se.com/us/en/product/0M-815488A-055 |  |  | 12.00x12.00x12.00(in) 30.48x30.48x30.48(cent) | 5.44(kilos) 12.00(lbs) |  |  |  | NAM CERTIFIED PARTNER USD | 16-SEP-2025 | 167.00 | 01-NOV-2025 | 184.00
| 0M-815488A-057 | ASSY WHIP 3WIRE 10AWG L6-30 57FT | https://www.se.com/us/en/product/0M-815488A-057 |  |  | 12.00x12.00x12.00(in) 30.48x30.48x30.48(cent) | 5.44(kilos) 12.00(lbs) |  |  |  | NAM CERTIFIED PARTNER USD | 16-SEP-2025 | 179.00 | 01-NOV-2025 | 197.00
| 0M-815488A-059 | ASSY WHIP 3WIRE 10AWG L6-30 59FT | https://www.se.com/us/en/product/0M-815488A-059 |  |  | 12.00x12.00x12.00(in) 30.48x30.48x30.48(cent) | 5.44(kilos) 12.00(lbs) |  |  |  | NAM CERTIFIED PARTNER USD | 16-SEP-2025 | 145.00 | 01-NOV-2025 | 159.00
| 0M-815488A-061 | ASSY WHIP 3WIRE 10AWG L6-30 61FT | https://www.se.com/us/en/product/0M-815488A-061 |  |  | 12.00x12.00x12.00(in) 30.48x30.48x30.48(cent) | 5.44(kilos) 12.00(lbs) |  |  |  | NAM CERTIFIED PARTNER USD | 16-SEP-2025 | 186.00 | 01-NOV-2025 | 205.00
| 0M-815489-035 | ASSY WHIP 60A IEC309 35FT | https://www.se.com/us/en/product/0M-815489-035 |  |  | 420.00x3.00x3.00(in) 1066.80x7.62x7.62(cent) | 2.27(kilos) 5.00(lbs) |  |  |  | NAM CERTIFIED PARTNER USD | 16-SEP-2025 | 628.00 | 01-NOV-2025 | 690.00
| 0M-815489-037 | ASSY WHIP 60A IEC309 37FT | https://www.se.com/us/en/product/0M-815489-037 |  |  | 444.00x3.00x3.00(in) 1127.76x7.62x7.62(cent) | 2.72(kilos) 6.00(lbs) |  |  |  | NAM CERTIFIED PARTNER USD | 16-SEP-2025 | 646.00 | 01-NOV-2025 | 710.00
| 0M-815489-039 | ASSY WHIP 60A IEC309 39FT | https://www.se.com/us/en/product/0M-815489-039 |  |  | 468.00x3.00x3.00(in) 1188.72x7.62x7.62(cent) | 2.27(kilos) 5.00(lbs) |  |  |  | NAM CERTIFIED PARTNER USD | 16-SEP-2025 | 668.00 | 01-NOV-2025 | 734.00
| 0M-815489-041 | ASSY WHIP 60A IEC309 41FT | https://www.se.com/us/en/product/0M-815489-041 |  |  | 492.00x3.00x3.00(in) 1249.68x7.62x7.62(cent) | 2.72(kilos) 6.00(lbs) |  |  |  | NAM CERTIFIED PARTNER USD | 16-SEP-2025 | 687.00 | 01-NOV-2025 | 755.00
| 0M-815489-043 | ASSY WHIP 60A IEC309 43FT | https://www.se.com/us/en/product/0M-815489-043 |  |  | 516.00x3.00x3.00(in) 1310.64x7.62x7.62(cent) | 2.72(kilos) 6.00(lbs) |  |  |  | NAM CERTIFIED PARTNER USD | 16-SEP-2025 | 705.00 | 01-NOV-2025 | 775.00
| 0M-815489-045 | ASSY WHIP 60A IEC309 45FT | https://www.se.com/us/en/product/0M-815489-045 |  |  | 540.00x3.00x3.00(in) 1371.60x7.62x7.62(cent) | 3.18(kilos) 7.00(lbs) |  |  |  | NAM CERTIFIED PARTNER USD | 16-SEP-2025 | 727.00 | 01-NOV-2025 | 799.00
| 0M-815489-047 | ASSY WHIP 60A IEC309 47FT | https://www.se.com/us/en/product/0M-815489-047 |  |  | 564.00x3.00x3.00(in) 1432.56x7.62x7.62(cent) | 3.18(kilos) 7.00(lbs) |  |  |  | NAM CERTIFIED PARTNER USD | 16-SEP-2025 | 746.00 | 01-NOV-2025 | 821.00
| 0M-815489-049 | ASSY WHIP 60A IEC309 49FT | https://www.se.com/us/en/product/0M-815489-049 |  |  | 588.00x3.00x3.00(in) 1493.52x7.62x7.62(cent) | 3.18(kilos) 7.00(lbs) |  |  |  | NAM CERTIFIED PARTNER USD | 16-SEP-2025 | 768.00 | 01-NOV-2025 | 845.00
| 0M-815489-053 | ASSY WHIP 60A IEC309 53FT | https://www.se.com/us/en/product/0M-815489-053 |  |  | 636.00x3.00x3.00(in) 1615.44x7.62x7.62(cent) | 3.18(kilos) 7.00(lbs) |  |  |  | NAM CERTIFIED PARTNER USD | 16-SEP-2025 | 807.00 | 01-NOV-2025 | 887.00
| 0M-815489-055 | ASSY WHIP 60A IEC309 55FT | https://www.se.com/us/en/product/0M-815489-055 |  |  | 660.00x3.00x3.00(in) 1676.40x7.62x7.62(cent) | 3.18(kilos) 7.00(lbs) |  |  |  | NAM CERTIFIED PARTNER USD | 16-SEP-2025 | 824.00 | 01-NOV-2025 | 907.00
| 0M-815489-057 | ASSY WHIP 60A IEC309 57FT | https://www.se.com/us/en/product/0M-815489-057 |  |  | 684.00x3.00x3.00(in) 1737.36x7.62x7.62(cent) | 3.18(kilos) 7.00(lbs) |  |  |  | NAM CERTIFIED PARTNER USD | 16-SEP-2025 | 846.00 | 01-NOV-2025 | 931.00
| 0M-815489-059 | ASSY WHIP 60A IEC309 59FT | https://www.se.com/us/en/product/0M-815489-059 |  |  | 708.00x3.00x3.00(in) 1798.32x7.62x7.62(cent) | 3.63(kilos) 8.00(lbs) |  |  |  | NAM CERTIFIED PARTNER USD | 16-SEP-2025 | 864.00 | 01-NOV-2025 | 951.00
| 0M-815489-061 | ASSY WHIP 60A IEC309 61FT | https://www.se.com/us/en/product/0M-815489-061 |  |  | 732.00x3.00x3.00(in) 1859.28x7.62x7.62(cent) | 3.63(kilos) 8.00(lbs) |  |  |  | NAM CERTIFIED PARTNER USD | 16-SEP-2025 | 884.00 | 01-NOV-2025 | 972.00
| 0M-PMMOPT002 | SQD PNLB A W/Q2H BCM | https://www.se.com/us/en/product/0M-PMMOPT002 |  |  | 0.00x0.00x0.00(in) 0.01x0.01x0.01(cent) | 0.01(kilos) 0.02(lbs) |  |  |  | NAM CERTIFIED PARTNER USD | 16-SEP-2025 | 2260.00 | 01-NOV-2025 | 2485.00
| 0M-PMMOPT004 | SQD 4 OUTPUT CB PNLB A 12CTS | https://www.se.com/us/en/product/0M-PMMOPT004 |  |  | 0.00x0.00x0.00(in) 0.01x0.01x0.01(cent) | 0.01(kilos) 0.02(lbs) |  |  |  | NAM CERTIFIED PARTNER USD | 16-SEP-2025 | 3025.00 | 01-NOV-2025 | 3330.00
| 0M-PMMOPT006 | SQD PNLB B W/Q2H BCM | https://www.se.com/us/en/product/0M-PMMOPT006 |  |  | 0.00x0.00x0.00(in) 0.01x0.01x0.01(cent) | 0.01(kilos) 0.02(lbs) |  |  |  | NAM CERTIFIED PARTNER USD | 16-SEP-2025 | 2400.00 | 01-NOV-2025 | 2640.00
| 0M-PMMOPT008 | SQD 4 OUTPUT CB PNLB B 12CT | https://www.se.com/us/en/product/0M-PMMOPT008 |  |  | 0.00x0.00x0.00(in) 0.01x0.01x0.01(cent) | 0.01(kilos) 0.02(lbs) |  |  |  | NAM CERTIFIED PARTNER USD | 16-SEP-2025 | 2920.00 | 01-NOV-2025 | 3210.00
| 0M-PMMOPT016 | METER VERIS IN/OUT | https://www.se.com/us/en/product/0M-PMMOPT016 |  |  | 0.00x0.00x0.00(in) 0.01x0.01x0.01(cent) | 0.01(kilos) 0.02(lbs) |  |  |  | NAM CERTIFIED PARTNER USD | 16-SEP-2025 | 2795.00 | 01-NOV-2025 | 3075.00
| 0M-PMMOPT021 | TVSS 100KA W/FUSE | https://www.se.com/us/en/product/0M-PMMOPT021 |  |  | 0.00x0.00x0.00(in) 0.01x0.01x0.01(cent) | 0.01(kilos) 0.02(lbs) |  |  |  | NAM CERTIFIED PARTNER USD | 16-SEP-2025 | 970.00 | 01-NOV-2025 | 1070.00
| 0M-PMMOPT067 | SQD PNLB E W/Q2H 3CT SUBMAIN | https://www.se.com/us/en/product/0M-PMMOPT067 |  |  | 0.00x0.00x0.00(in) 0.01x0.01x0.01(cent) | 0.01(kilos) 0.02(lbs) |  |  |  | NAM CERTIFIED PARTNER USD | 16-SEP-2025 | 1400.00 | 01-NOV-2025 | 1540.00
| 0M-PMMOPT071 | SQD PNLB F W/Q2H 3CT SUBMAIN | https://www.se.com/us/en/product/0M-PMMOPT071 |  |  | 0.00x0.00x0.00(in) 0.01x0.01x0.01(cent) | 0.01(kilos) 0.02(lbs) |  |  |  | NAM CERTIFIED PARTNER USD | 16-SEP-2025 | 1405.00 | 01-NOV-2025 | 1545.00
| 0M-PMMOPT073 | SQD 4 OUTPUT CB PNLB F | https://www.se.com/us/en/product/0M-PMMOPT073 |  |  | 0.00x0.00x0.00(in) 0.01x0.01x0.01(cent) | 0.01(kilos) 0.02(lbs) |  |  |  | NAM CERTIFIED PARTNER USD | 16-SEP-2025 | 2425.00 | 01-NOV-2025 | 2670.00
| 0M-PMMOPT081 | SYS 84 TOP ENTRY 125-300KVA | https://www.se.com/us/en/product/0M-PMMOPT081 |  |  | 0.00x0.00x0.00(in) 0.01x0.01x0.01(cent) | 0.01(kilos) 0.02(lbs) |  |  |  | NAM CERTIFIED PARTNER USD | 16-SEP-2025 | 1580.00 | 01-NOV-2025 | 1735.00
| 0M-PMMOPT086 | SYS 210 FRONT / TOP 125-300KVA | https://www.se.com/us/en/product/0M-PMMOPT086 |  |  | 0.00x0.00x0.00(in) 0.01x0.01x0.01(cent) | 0.01(kilos) 0.02(lbs) |  |  |  | NAM CERTIFIED PARTNER USD | 16-SEP-2025 | 5340.00 | 01-NOV-2025 | 5870.00
| 0M-PMMOPT096 | SQD PNLB A W/Q2H BCM 3CT SUBM | https://www.se.com/us/en/product/0M-PMMOPT096 |  |  | 0.00x0.00x0.00(in) 0.01x0.01x0.01(cent) | 0.01(kilos) 0.02(lbs) |  |  |  | NAM CERTIFIED PARTNER USD | 16-SEP-2025 | 2515.00 | 01-NOV-2025 | 2765.00
| 0M-PMMOPT099 | SQD PNLB B W/Q2H BCM 3CT SUBM | https://www.se.com/us/en/product/0M-PMMOPT099 |  |  | 0.00x0.00x0.00(in) 0.01x0.01x0.01(cent) | 0.01(kilos) 0.02(lbs) |  |  |  | NAM CERTIFIED PARTNER USD | 16-SEP-2025 | 2500.00 | 01-NOV-2025 | 2750.00
| 0M-PMMOPT109 | SQD PNLB C W/Q2H BCM 3CT S 15" | https://www.se.com/us/en/product/0M-PMMOPT109 |  |  | 0.00x0.00x0.00(in) 0.01x0.01x0.01(cent) | 0.01(kilos) 0.02(lbs) |  |  |  | NAM CERTIFIED PARTNER USD | 16-SEP-2025 | 2310.00 | 01-NOV-2025 | 2545.00
| 0M-PMMOPT117 | SQD PNLB D W/SQL | https://www.se.com/us/en/product/0M-PMMOPT117 |  |  | 0.00x0.00x0.00(in) 0.01x0.01x0.01(cent) | 0.01(kilos) 0.02(lbs) |  |  |  | NAM CERTIFIED PARTNER USD | 16-SEP-2025 | 991.00 | 01-NOV-2025 | 1090.00
| 0M-PMMOPT134 | METER CM4000 | https://www.se.com/us/en/product/0M-PMMOPT134 |  |  | 0.00x0.00x0.00(in) 0.01x0.01x0.01(cent) | 0.01(kilos) 0.02(lbs) |  |  |  | NAM CERTIFIED PARTNER USD | 16-SEP-2025 | 6135.00 | 01-NOV-2025 | 6750.00
| 0M-PMMOPT153 | METR CM4000 W/ETHRNTCARD 75KVA | https://www.se.com/us/en/product/0M-PMMOPT153 |  |  | 0.00x0.00x0.00(in) 0.01x0.01x0.01(cent) | 0.01(kilos) 0.02(lbs) |  |  |  | NAM CERTIFIED PARTNER USD | 16-SEP-2025 | 7255.00 | 01-NOV-2025 | 7980.00
| 0M-PMMOPT163 | METER VERIS IN/OUT 100/125 KVA | https://www.se.com/us/en/product/0M-PMMOPT163 |  |  | 0.00x0.00x0.00(in) 0.01x0.01x0.01(cent) | 0.01(kilos) 0.02(lbs) |  |  |  | NAM CERTIFIED PARTNER USD | 16-SEP-2025 | 2830.00 | 01-NOV-2025 | 3115.00
| 0M-PMMOPT172 | METER CM4000 150 KVA | https://www.se.com/us/en/product/0M-PMMOPT172 |  |  | 0.00x0.00x0.00(in) 0.01x0.01x0.01(cent) | 0.01(kilos) 0.02(lbs) |  |  |  | NAM CERTIFIED PARTNER USD | 16-SEP-2025 | 6145.00 | 01-NOV-2025 | 6760.00
| 0M-PMMOPT231 | SQD INPUT CB FCL 80A KIT | https://www.se.com/us/en/product/0M-PMMOPT231 |  |  | 0.00x0.00x0.00(in) 0.01x0.01x0.01(cent) | 0.01(kilos) 0.02(lbs) |  |  |  | NAM CERTIFIED PARTNER USD | 16-SEP-2025 | 519.00 | 01-NOV-2025 | 571.00
| 0M-PMMOPT234 | SQD INPUT CB KCL 110A KIT | https://www.se.com/us/en/product/0M-PMMOPT234 |  |  | 0.00x0.00x0.00(in) 0.01x0.01x0.01(cent) | 0.01(kilos) 0.02(lbs) |  |  |  | NAM CERTIFIED PARTNER USD | 16-SEP-2025 | 593.00 | 01-NOV-2025 | 653.00
| 0M-PMMOPT240 | SQD INPUT CB KCL 175A KIT | https://www.se.com/us/en/product/0M-PMMOPT240 |  |  | 0.00x0.00x0.00(in) 0.01x0.01x0.01(cent) | 0.01(kilos) 0.02(lbs) |  |  |  | NAM CERTIFIED PARTNER USD | 16-SEP-2025 | 785.00 | 01-NOV-2025 | 863.00
| 0M-PMMOPT257 | XFMR ALUMINUM K20 30KVA 208V | https://www.se.com/us/en/product/0M-PMMOPT257 |  |  | 0.00x0.00x0.00(in) 0.01x0.01x0.01(cent) | 0.01(kilos) 0.02(lbs) |  |  |  | NAM CERTIFIED PARTNER USD | 16-SEP-2025 | 1590.00 | 01-NOV-2025 | 1750.00
| 0M-PMMOPT260 | SYS 84 BOTTOM ENTRY 30-100KVA | https://www.se.com/us/en/product/0M-PMMOPT260 |  |  | 0.00x0.00x0.00(in) 0.01x0.01x0.01(cent) | 0.01(kilos) 0.02(lbs) |  |  |  | NAM CERTIFIED PARTNER USD | 16-SEP-2025 | 2780.00 | 01-NOV-2025 | 3060.00
| 0M-PMMOPT273 | XFMR COPPER K20 50KVA 480V | https://www.se.com/us/en/product/0M-PMMOPT273 |  |  | 0.00x0.00x0.00(in) 0.01x0.01x0.01(cent) | 0.01(kilos) 0.02(lbs) |  |  |  | NAM CERTIFIED PARTNER USD | 16-SEP-2025 | 6145.00 | 01-NOV-2025 | 6760.00
| 0M-PMMOPT289 | XFMR CU K20 75KVA 480V | https://www.se.com/us/en/product/0M-PMMOPT289 |  |  | 0.00x0.00x0.00(in) 0.01x0.01x0.01(cent) | 0.01(kilos) 0.02(lbs) |  |  |  | NAM CERTIFIED PARTNER USD | 16-SEP-2025 | 7425.00 | 01-NOV-2025 | 8170.00
| 0M-PMMOPT301 | XFMR COPPER K20 100KVA 480V | https://www.se.com/us/en/product/0M-PMMOPT301 |  |  | 0.00x0.00x0.00(in) 0.01x0.01x0.01(cent) | 0.01(kilos) 0.02(lbs) |  |  |  | NAM CERTIFIED PARTNER USD | 16-SEP-2025 | 9290.00 | 01-NOV-2025 | 10220.00
| 0M-PMMOPT306 | SYS 126 FRONT / BOT 125-300KVA | https://www.se.com/us/en/product/0M-PMMOPT306 |  |  | 0.00x0.00x0.00(in) 0.01x0.01x0.01(cent) | 0.01(kilos) 0.02(lbs) |  |  |  | NAM CERTIFIED PARTNER USD | 16-SEP-2025 | 4580.00 | 01-NOV-2025 | 5040.00
| 0M-PMMOPT317 | XFMR COPPER K20 125KVA 480V | https://www.se.com/us/en/product/0M-PMMOPT317 |  |  | 0.00x0.00x0.00(in) 0.01x0.01x0.01(cent) | 0.01(kilos) 0.02(lbs) |  |  |  | NAM CERTIFIED PARTNER USD | 16-SEP-2025 | 9375.00 | 01-NOV-2025 | 10310.00
| 0M-PMMOPT329 | XFMR COPPER K20 150KVA 480V | https://www.se.com/us/en/product/0M-PMMOPT329 |  |  | 0.00x0.00x0.00(in) 0.01x0.01x0.01(cent) | 0.01(kilos) 0.02(lbs) |  |  |  | NAM CERTIFIED PARTNER USD | 16-SEP-2025 | 12970.00 | 01-NOV-2025 | 14265.00
| 0M-PMMOPT336 | XFMR COPPER K20 200KVA 480V | https://www.se.com/us/en/product/0M-PMMOPT336 |  |  | 0.00x0.00x0.00(in) 0.01x0.01x0.01(cent) | 0.01(kilos) 0.02(lbs) |  |  |  | NAM CERTIFIED PARTNER USD | 16-SEP-2025 | 17760.00 | 01-NOV-2025 | 19535.00
| 0M-PMRFF084S2 | 208V INPUT/OUTPUT 84 POLE S-S 2SOURCE | https://www.se.com/us/en/product/0M-PMRFF084S2 |  |  | 13.98x59.00x72.21(in) 35.51x149.86x183.41(cent) | 226.80(kilos) 500.08(lbs) |  |  |  | NAM CERTIFIED PARTNER USD | 16-SEP-2025 | 4755.00 | 01-NOV-2025 | 5230.00
| 0M-PMRFF168B4 | 208V INPUT/OUTPUT 168 POLE B-B 4SOURCE | https://www.se.com/us/en/product/0M-PMRFF168B4 |  |  | 24.38x27.80x72.21(in) 61.93x70.61x183.41(cent) | 408.23(kilos) 900.15(lbs) |  |  |  | NAM CERTIFIED PARTNER USD | 16-SEP-2025 | 8950.00 | 01-NOV-2025 | 9845.00
| 0M-PMRFF168S4 | 208V INPUT/OUTPUT 168 POLE S-S 4SOURCE | https://www.se.com/us/en/product/0M-PMRFF168S4 |  |  | 13.98x57.50x72.21(in) 35.51x146.05x183.41(cent) | 408.23(kilos) 900.15(lbs) |  |  |  | NAM CERTIFIED PARTNER USD | 16-SEP-2025 | 9175.00 | 01-NOV-2025 | 10090.00
| 0M-PMROPTS074 | SQD PNLB C W/KA BCM | https://www.se.com/us/en/product/0M-PMROPTS074 |  |  | 0.00x0.00x0.00(in) 0.01x0.01x0.01(cent) | 0.01(kilos) 0.02(lbs) |  |  |  | NAM CERTIFIED PARTNER USD | 16-SEP-2025 | 2660.00 | 01-NOV-2025 | 2925.00
| 0M-PMROPTS085 | SQD PNLB D W/KA BCM | https://www.se.com/us/en/product/0M-PMROPTS085 |  |  | 0.00x0.00x0.00(in) 0.01x0.01x0.01(cent) | 0.01(kilos) 0.02(lbs) |  |  |  | NAM CERTIFIED PARTNER USD | 16-SEP-2025 | 2650.00 | 01-NOV-2025 | 2915.00
| 0M-PMROPTSS002 | SQD PNLB A W/Q2H BCM 3CT SUBMAIN SSOURCE | https://www.se.com/us/en/product/0M-PMROPTSS002 |  |  | 0.00x0.00x0.00(in) 0.01x0.01x0.01(cent) | 0.01(kilos) 0.02(lbs) |  |  |  | NAM CERTIFIED PARTNER USD | 16-SEP-2025 | 2330.00 | 01-NOV-2025 | 2565.00
| 0M-PMROPTSS004 | SQD PNLB B W/Q2H BCM 3CT SUBMAIN SSOURCE | https://www.se.com/us/en/product/0M-PMROPTSS004 |  |  | 0.00x0.00x0.00(in) 0.01x0.01x0.01(cent) | 0.01(kilos) 0.02(lbs) |  |  |  | NAM CERTIFIED PARTNER USD | 16-SEP-2025 | 2290.00 | 01-NOV-2025 | 2520.00
| 0M-PMROPTSS005 | SQD PNLB C W/Q2H BCM SSOURCE | https://www.se.com/us/en/product/0M-PMROPTSS005 |  |  | 0.00x0.00x0.00(in) 0.01x0.01x0.01(cent) | 0.01(kilos) 0.02(lbs) |  |  |  | NAM CERTIFIED PARTNER USD | 16-SEP-2025 | 2205.00 | 01-NOV-2025 | 2425.00
| 0M-PMROPTSS007 | SQD PNLB D W/Q2H BCM SSOURCE | https://www.se.com/us/en/product/0M-PMROPTSS007 |  |  | 0.00x0.00x0.00(in) 0.01x0.01x0.01(cent) | 0.01(kilos) 0.02(lbs) |  |  |  | NAM CERTIFIED PARTNER USD | 16-SEP-2025 | 2200.00 | 01-NOV-2025 | 2420.00
| 0M-PMROPTSS009 | REMOTE PMM 084S W/ 2 MTR | https://www.se.com/us/en/product/0M-PMROPTSS009 |  |  | 0.00x0.00x0.00(in) 0.01x0.01x0.01(cent) | 0.01(kilos) 0.02(lbs) |  |  |  | NAM CERTIFIED PARTNER USD | 16-SEP-2025 | 5590.00 | 01-NOV-2025 | 6150.00
| 0M-PMRXJBOX | INPUT JBOX AND CABLE 5HW 310A | https://www.se.com/us/en/product/0M-PMRXJBOX |  |  | 0.00x0.00x0.00(in) 0.01x0.01x0.01(cent) | 0.01(kilos) 0.02(lbs) |  |  |  | NAM CERTIFIED PARTNER USD | 16-SEP-2025 | 2530.00 | 01-NOV-2025 | 2780.00
| 0M-PMRXJBOXASSY | ASSY JBOX BASIC 36X18X8 PMR | https://www.se.com/us/en/product/0M-PMRXJBOXASSY |  |  | 0.00x0.00x0.00(in) 0.01x0.01x0.01(cent) | 0.01(kilos) 0.02(lbs) |  |  |  | NAM CERTIFIED PARTNER USD | 16-SEP-2025 | 970.00 | 01-NOV-2025 | 1070.00
| 0M-RPPMMCH21C | MECHANICAL LUG 250A COPPER INPUT (1CB) | https://www.se.com/us/en/product/0M-RPPMMCH21C | [7 empty] | NAM CERTIFIED PARTNER USD | 16-SEP-2025 | 87.00 | 01-NOV-2025 | 96.00
| 0M-RPPMMCH22C | MECHANICAL LUG 250A COPPER INPUT (2CB) | https://www.se.com/us/en/product/0M-RPPMMCH22C | [6 empty] | 731304543077 | NAM CERTIFIED PARTNER USD | 16-SEP-2025 | 87.00 | 01-NOV-2025 | 96.00
| 0M-SPD480V | 480Y 277V 3PH SPD 240KA HL41MA24C | https://www.se.com/us/en/product/0M-SPD480V |  |  | 12.17x5.59x13.46(in) 30.90x14.20x34.20(cent) | 10.00(kilos) 22.05(lbs) |  |  | 731304755715 | NAM CERTIFIED PARTNER USD | 16-SEP-2025 | 1255.00 | 01-NOV-2025 | 1380.00
| ACR-TLS-001 | TLS update kit PTO for Inrow | https://www.se.com/us/en/product/ACR-TLS-001 | [6 empty] | 731304422099 | NAM CERTIFIED PARTNER USD | 16-SEP-2025 | 568.00 | 01-NOV-2025 | 625.00
| ACRD301SXW | InRow DX 300mm 30kW, 100-120v /200-240v, CE/UL, RAL 9003 Schneider White | https://www.se.com/us/en/product/ACRD301SXW |  |  | 84.72x44.76x26.02(in) 215.20x113.70x66.10(cent) | 200.00(kilos) 441.00(lbs) |  |  | 731304434627 | NAM CERTIFIED PARTNER USD | 16-SEP-2025 | 15050.00 | 01-NOV-2025 | 16555.00
| AP420 | APC FERRITE FOR 10BT CABLE QTY 10 | https://www.se.com/us/en/product/AP420 |  |  | 4.72x6.69x6.69(in) 12.00x17.00x17.00(cent) | 0.84(kilos) 1.85(lbs) |  |  | 731304317319 | NAM CERTIFIED PARTNER USD | 16-SEP-2025 | 33.00 | 01-NOV-2025 | 36.00
| AP6002A | Rack PDU, Basic, Half Height, 200-208V, 30A, (14) C13, (2) C19 | https://www.se.com/us/en/product/AP6002A | 208 | 200 20 | 38.03x6.14x5.39(in) 96.60x15.60x13.70(cent) | 3.24(kilos) 7.14(lbs) |  |  | 731304327639 | NAM CERTIFIED PARTNER USD | 16-SEP-2025 | 246.00 | 01-NOV-2025 | 283.00
| AP6003A | RACK PDU, BASIC, HALF HEIGHT, 100-240V/20A, 220-240V/16A, (14) C13 | https://www.se.com/us/en/product/AP6003A | 230 | 100 ,120 ,200 ,208 ,230 ,240 | 24.09x4.84x4.21(in) 61.20x12.30x10.70(cent) | 2.55(kilos) 5.62(lbs) |  |  | 731304327769 | NAM CERTIFIED PARTNER USD | 16-SEP-2025 | 193.00 | 01-NOV-2025 | 222.00
| AP6007A | Rack PDU, Basic Vertical, 208V, 60A, (21) C13, (6) C19 | https://www.se.com/us/en/product/AP6007A | 208 | 208 | 73.82x8.90x5.31(in) 187.50x22.60x13.50(cent) | 11.00(kilos) 24.26(lbs) |  |  | 731304327776 | NAM CERTIFIED PARTNER USD | 16-SEP-2025 | 715.00 | 01-NOV-2025 | 822.00
| AP6009A | RACK PDU, BASIC, VERTICAL, 220-240V, 32A, (20) C13, (6) C19 | https://www.se.com/us/en/product/AP6009A | 230 | 230 | 73.82x8.90x5.31(in) 187.50x22.60x13.50(cent) | 8.00(kilos) 17.64(lbs) |  |  | 731304327783 | NAM CERTIFIED PARTNER USD | 16-SEP-2025 | 610.00 | 01-NOV-2025 | 702.00
| AP6015A | Rack PDU, Basic, 0U/1U, 120-240V/15A, 220-240V/10A, (8) C13 | https://www.se.com/us/en/product/AP6015A | 100 ,120 ,200 ,208 ,230 ,240 | 100 ,120 ,200 ,208 ,230 ,240 | 11.26x8.27x5.12(in) 28.60x21.00x13.00(cent) | 1.37(kilos) 3.02(lbs) |  |  | 731304327790 | NAM CERTIFIED PARTNER USD | 16-SEP-2025 | 69.00 | 01-NOV-2025 | 79.00
| AP6020A | Rack PDU, Basic, 0U/1U, 100-240V/20A, 220-240V/16A, (13) C13 | https://www.se.com/us/en/product/AP6020A | 100 ,120 ,200 ,208 ,230 ,240 |  | 17.17x8.27x2.99(in) 43.60x21.00x7.60(cent) | 2.02(kilos) 4.45(lbs) |  |  | 731304327806 | NAM CERTIFIED PARTNER USD | 16-SEP-2025 | 87.00 | 01-NOV-2025 | 100.00
| AP6031A | Rack PDU, Basic, 0U/1U, 208V, 30A, (4) C19 | https://www.se.com/us/en/product/AP6031A | 200 20 | 200 20 | 11.06x18.62x7.09(in) 28.10x47.30x18.00(cent) | 4.60(kilos) 10.14(lbs) |  |  | 731304327813 | NAM CERTIFIED PARTNER USD | 16-SEP-2025 | 211.00 | 01-NOV-2025 | 243.00
| AP6032A | Rack PDU, Basic, 0U/1U, 220-240V, 32A, (4) C19, EMEA/ASIA | https://www.se.com/us/en/product/AP6032A | 200 ,240 | 200 ,240 | 8.19x18.82x7.09(in) 20.80x47.80x18.00(cent) | 3.75(kilos) 8.27(lbs) |  |  | 731304327820 | NAM CERTIFIED PARTNER USD | 16-SEP-2025 | 169.00 | 01-NOV-2025 | 194.00
| AP6037A | Rack PDU, Basic, 0U/1U, 208V, 8.6kW, (3) C19 | https://www.se.com/us/en/product/AP6037A | 200 20 |  | 13.07x17.91x7.68(in) 33.20x45.50x19.50(cent) | 5.06(kilos) 11.16(lbs) |  |  | 731304327837 | NAM CERTIFIED PARTNER USD | 16-SEP-2025 | 274.00 | 01-NOV-2025 | 315.00
| AP6120A | Rack PDU, Basic, 0U/1U, 100-240V/20A, 220-240V/16A, (7) C13, (2) C19 | https://www.se.com/us/en/product/AP6120A | 100 ,120 ,200 ,208 ,230 ,240 | 100 ,120 ,200 ,208 ,230 ,240 | 8.27x17.17x2.99(in) 21.00x43.60x7.60(cent) | 2.02(kilos) 4.45(lbs) |  |  | 731304327851 | NAM CERTIFIED PARTNER USD | 16-SEP-2025 | 113.00 | 01-NOV-2025 | 129.00
| AP7400 | BRACKET KIT, 0U RACK PDU, HP/DELL | https://www.se.com/us/en/product/AP7400 |  |  | 1.75x6.50x9.00(in) 4.45x16.51x22.86(cent) | 0.20(kilos) 0.44(lbs) |  |  | 731304217534 | NAM CERTIFIED PARTNER USD | 16-SEP-2025 | 56.00 | 01-NOV-2025 | 64.00
| AP7406 | BRACKET KIT, 0U, RACK PDU, HP | https://www.se.com/us/en/product/AP7406 |  |  | 2.01x5.98x8.50(in) 5.10x15.20x21.60(cent) | 0.55(kilos) 1.21(lbs) |  |  | 731304258766 | NAM CERTIFIED PARTNER USD | 16-SEP-2025 | 68.00 | 01-NOV-2025 | 79.00
| AP7516 | Rack PDU, Basic, 1U, 14.4kW, 208V, (6) C19 | https://www.se.com/us/en/product/AP7516 | 208 3 PH | 200 20 | 9.49x22.01x19.76(in) 24.10x55.90x50.20(cent) | 10.10(kilos) 22.27(lbs) |  |  | 731304232674 | NAM CERTIFIED PARTNER USD | 16-SEP-2025 | 776.00 | 01-NOV-2025 | 893.00
| AP7526 | Rack PDU, Basic, 1U, 22KW, 400V, (6) C19 | https://www.se.com/us/en/product/AP7526 | 400 3 PH | 230 | 9.49x19.76x22.01(in) 24.10x50.20x55.90(cent) | 6.97(kilos) 15.36(lbs) |  |  | 731304232667 | NAM CERTIFIED PARTNER USD | 16-SEP-2025 | 776.00 | 01-NOV-2025 | 893.00
| AP7530 | Rack PDU, Basic, Zero U, 20A, 120V, (24)5-20 | https://www.se.com/us/en/product/AP7530 | 100 10 | 120 | 84.02x5.98x5.00(in) 213.40x15.20x12.70(cent) | 5.77(kilos) 12.72(lbs) |  |  | 731304207962 | NAM CERTIFIED PARTNER USD | 16-SEP-2025 | 320.00 | 01-NOV-2025 | 368.00
| AP7532 | Rack PDU, Basic, Zero U, 30A, 120V, (24) 5-20 | https://www.se.com/us/en/product/AP7532 | 100 10 | 120 | 84.02x5.98x5.00(in) 213.40x15.20x12.70(cent) | 6.48(kilos) 14.29(lbs) |  |  | 731304225522 | NAM CERTIFIED PARTNER USD | 16-SEP-2025 | 397.00 | 01-NOV-2025 | 457.00
| AP7532J | Rack PDU, Basic, Zero U, 30A, 100V, (24) 5-15 | https://www.se.com/us/en/product/AP7532J | 100 10 | 100 | 84.02x5.98x5.00(in) 213.40x15.20x12.70(cent) | 6.48(kilos) 14.29(lbs) |  |  | 731304234869 | NAM CERTIFIED PARTNER USD | 16-SEP-2025 | 349.00 | 01-NOV-2025 | 401.00
| AP7540 | Rack PDU, Basic, Zero U, 20A, 208V, (20)C13 & (4)C19 | https://www.se.com/us/en/product/AP7540 | 200 ,230 | 208 | 84.02x5.98x5.00(in) 213.40x15.20x12.70(cent) | 5.77(kilos) 12.72(lbs) |  |  | 731304207931 | NAM CERTIFIED PARTNER USD | 16-SEP-2025 | 320.00 | 01-NOV-2025 | 368.00
| AP7541 | Rack PDU, Basic, Zero U, 30A, 200/208V, (20)C13 & (4)C19 | https://www.se.com/us/en/product/AP7541 | 200 ,230 | 200 20 | 83.50x5.98x5.00(in) 212.10x15.20x12.70(cent) | 6.48(kilos) 14.29(lbs) |  |  | 731304225560 | NAM CERTIFIED PARTNER USD | 16-SEP-2025 | 388.00 | 01-NOV-2025 | 447.00
| AP7551 | Rack PDU,Basic,ZeroU,16A,230V,(20)C13 & (4)C19, IEC309 | https://www.se.com/us/en/product/AP7551 | 200 ,230 | 230 | 84.02x5.00x5.98(in) 213.40x12.70x15.20(cent) | 5.76(kilos) 12.70(lbs) |  |  | 731304207917 | NAM CERTIFIED PARTNER USD | 16-SEP-2025 | 320.00 | 01-NOV-2025 | 368.00
| AP7552 | Rack PDU,Basic,ZeroU,16A,230V,(20)C13 & (4)C19, IEC C20 | https://www.se.com/us/en/product/AP7552 | 200 ,230 | 230 | 83.50x5.00x5.98(in) 212.10x12.70x15.20(cent) | 5.76(kilos) 12.70(lbs) |  |  | 731304207900 | NAM CERTIFIED PARTNER USD | 16-SEP-2025 | 320.00 | 01-NOV-2025 | 368.00
| AP7553 | Rack PDU, Basic, Zero U, 32A, 230V, (20)C13 & (4)C19 | https://www.se.com/us/en/product/AP7553 | 200 ,230 | 230 | 4.72x83.46x5.91(in) 12.00x212.00x15.00(cent) | 8.94(kilos) 19.72(lbs) | 10 |  | 731304225515 | NAM CERTIFIED PARTNER USD | 16-SEP-2025 | 397.00 | 01-NOV-2025 | 457.00
| AP7554 | Rack PDU,Basic,ZeroU,16A,230V,(20)C13 & (4)C19, IEC309, 10 ft Cord | https://www.se.com/us/en/product/AP7554 | 200 ,230 | 230 | 84.02x5.00x5.98(in) 213.40x12.70x15.20(cent) | 6.47(kilos) 14.26(lbs) |  |  | 731304230397 | NAM CERTIFIED PARTNER USD | 16-SEP-2025 | 351.00 | 01-NOV-2025 | 403.00
| AP7555A | Rack PDU, Basic, Zero U, 22kW, 230V, (6) C19 & (3) C13, High Temp | https://www.se.com/us/en/product/AP7555A | 400 3 PH | 230 | 42.01x3.27x11.73(in) 106.70x8.30x29.80(cent) | 6.25(kilos) 13.77(lbs) |  |  | 731304251255 | NAM CERTIFIED PARTNER USD | 16-SEP-2025 | 882.00 | 01-NOV-2025 | 1015.00
| AP7556X900 | Rack PDU, Basic, 1U, 14.5kW, (13) C13 Outlets | https://www.se.com/us/en/product/AP7556X900 | 230 | 230 | 7.48x23.62x23.62(in) 19.00x60.00x60.00(cent) | 10.07(kilos) 22.20(lbs) |  |  | 731304354079 | NAM CERTIFIED PARTNER USD | 16-SEP-2025 | 937.00 | 01-NOV-2025 | 1080.00
| AP7557 | Rack PDU, Basic, Zero U, 11 kW, 230V, (36) C13 & (6) C19 | https://www.se.com/us/en/product/AP7557 | 400 3 PH | 230 | 84.02x5.00x5.98(in) 213.40x12.70x15.20(cent) | 8.84(kilos) 19.49(lbs) |  |  | 731304254102 | NAM CERTIFIED PARTNER USD | 16-SEP-2025 | 849.00 | 01-NOV-2025 | 976.00
| AP7557NA | Rack PDU, Basic, Zero U, 11 kW, 230V, (36) C13 & (6) C19 | https://www.se.com/us/en/product/AP7557NA | 400 3 PH | 230 | 84.02x5.98x5.00(in) 213.40x15.20x12.70(cent) | 9.40(kilos) 20.73(lbs) |  |  | 731304263784 | NAM CERTIFIED PARTNER USD | 16-SEP-2025 | 900.00 | 01-NOV-2025 | 1035.00
| AP7562 | Rack PDU, Basic, Zero U, 5.7kW, 120V, (42)5-20 | https://www.se.com/us/en/product/AP7562 | 208 3 PH | 120 | 84.02x5.98x5.00(in) 213.40x15.20x12.70(cent) | 6.36(kilos) 14.02(lbs) |  |  | 731304207955 | NAM CERTIFIED PARTNER USD | 16-SEP-2025 | 395.00 | 01-NOV-2025 | 455.00
| AP7563 | Rack PDU,Basic,ZeroU,5.7kW,120&208V,(21)5-20 & (6)L6-20 | https://www.se.com/us/en/product/AP7563 | 208 3 PH | 120 12 | 84.02x5.98x5.00(in) 213.40x15.20x12.70(cent) | 6.36(kilos) 14.02(lbs) |  |  | 731304207924 | NAM CERTIFIED PARTNER USD | 16-SEP-2025 | 397.00 | 01-NOV-2025 | 457.00
| AP7564 | Rack PDU, Basic, Zero U, 5.7kW, 208V, (36)C13 & (6)C19 | https://www.se.com/us/en/product/AP7564 | 208 3 PH | 208 | 84.02x5.98x5.00(in) 213.40x15.20x12.70(cent) | 6.36(kilos) 14.02(lbs) |  |  | 731304207948 | NAM CERTIFIED PARTNER USD | 16-SEP-2025 | 397.00 | 01-NOV-2025 | 457.00
| AP7568 | Rack PDU,Basic,ZeroU,12.5kW,208V,(30)C13,(6)C19, 3 Cord | https://www.se.com/us/en/product/AP7568 | 208 3 PH | 208 | 82.99x5.98x5.00(in) 210.80x15.20x12.70(cent) | 10.17(kilos) 22.42(lbs) |  |  | 731304226833 | NAM CERTIFIED PARTNER USD | 16-SEP-2025 | 788.00 | 01-NOV-2025 | 907.00
| AP7569 | Rack PDU,Basic,0U,14.4kW,208V,(24)C13,(4)C19,(2)L6-30R,3 | https://www.se.com/us/en/product/AP7569 | 208 3 PH | 208 3 PH | 80.98x3.11x12.24(in) 205.70x7.90x31.10(cent) | 11.28(kilos) 24.87(lbs) |  |  | 731304240754 | NAM CERTIFIED PARTNER USD | 16-SEP-2025 | 1195.00 | 01-NOV-2025 | 1375.00
| AP7580 | Rack PDU Extender, Basic, 2U, 30A, 100/120/200/208V, (4)L5-20 | https://www.se.com/us/en/product/AP7580 | 120 12 | 120 | 5.98x20.51x20.51(in) 15.20x52.10x52.10(cent) | 7.27(kilos) 16.03(lbs) |  |  | 731304213062 | NAM CERTIFIED PARTNER USD | 16-SEP-2025 | 541.00 | 01-NOV-2025 | 622.00
| AP7581 | Rack PDU Extender, Basic, 2U, 30A, 200/208V, (4)L6-20 | https://www.se.com/us/en/product/AP7581 | 200 20 | 208 | 5.98x20.51x20.51(in) 15.20x52.10x52.10(cent) | 7.27(kilos) 16.03(lbs) |  |  | 731304213079 | NAM CERTIFIED PARTNER USD | 16-SEP-2025 | 541.00 | 01-NOV-2025 | 622.00
| AP7582 | Rack PDU Extender, Basic, 2U, 30A, 120V, (12)5-20 | https://www.se.com/us/en/product/AP7582 | 200 20 | 120 | 5.98x20.51x20.51(in) 15.20x52.10x52.10(cent) | 7.27(kilos) 16.03(lbs) |  |  | 731304222583 | NAM CERTIFIED PARTNER USD | 16-SEP-2025 | 540.00 | 01-NOV-2025 | 620.00
| AP7583 | Rack PDU Extender, Basic, 2U, 30A, 100/120/200/208V, (4)L5-30 | https://www.se.com/us/en/product/AP7583 | 120 12 | 120 | 5.98x20.51x20.51(in) 15.20x52.10x52.10(cent) | 7.27(kilos) 16.03(lbs) |  |  | 731304222576 | NAM CERTIFIED PARTNER USD | 16-SEP-2025 | 541.00 | 01-NOV-2025 | 622.00
| AP7584 | Rack PDU Extender, Basic, 2U, 30A, 200/208V, (4)L6-30 | https://www.se.com/us/en/product/AP7584 | 200 20 | 208 | 5.98x20.51x20.51(in) 15.20x52.10x52.10(cent) | 7.27(kilos) 16.03(lbs) |  |  | 731304222569 | NAM CERTIFIED PARTNER USD | 16-SEP-2025 | 541.00 | 01-NOV-2025 | 622.00
| AP7585 | Rack PDU Extender, Basic, 2U, 32A, 230V, (4) IEC C19 | https://www.se.com/us/en/product/AP7585 | 200 ,230 | 230 | 5.98x20.51x20.51(in) 15.20x52.10x52.10(cent) | 4.99(kilos) 11.00(lbs) |  |  | 731304224181 | NAM CERTIFIED PARTNER USD | 16-SEP-2025 | 540.00 | 01-NOV-2025 | 620.00
| AP7586 | Rack PDU Extender, Basic, 2U, 32A, 230V, (4) IEC 309-32 | https://www.se.com/us/en/product/AP7586 | 200 ,230 | 230 | 5.98x20.51x20.51(in) 15.20x52.10x52.10(cent) | 4.99(kilos) 11.00(lbs) |  |  | 731304224198 | NAM CERTIFIED PARTNER USD | 16-SEP-2025 | 529.00 | 01-NOV-2025 | 609.00
| AP7592 | Rack PDU,Basic,ZeroU,5.7kW,120V,(42)5-20,10 Cord | https://www.se.com/us/en/product/AP7592 | 208 3 PH | 120 | 84.02x5.98x5.00(in) 213.40x15.20x12.70(cent) | 8.86(kilos) 19.54(lbs) |  |  | 731304223085 | NAM CERTIFIED PARTNER USD | 16-SEP-2025 | 404.00 | 01-NOV-2025 | 464.00
| AP7598 | Rack PDU,Basic,ZeroU,12.5kW,208V,(30)C13,(6)C19, 10 Cord | https://www.se.com/us/en/product/AP7598 | 208 3 PH | 208 | 82.99x5.98x5.00(in) 210.80x15.20x12.70(cent) | 11.89(kilos) 26.22(lbs) |  |  | 731304226864 | NAM CERTIFIED PARTNER USD | 16-SEP-2025 | 809.00 | 01-NOV-2025 | 930.00
| AP7599 | Rack PDU,Basic,0U,14.4kW,208V,(24)C13,(4)C19,(2)L6-30R, 10 | https://www.se.com/us/en/product/AP7599 | 208 3 PH | 208 | 80.98x3.11x12.24(in) 205.70x7.90x31.10(cent) | 13.82(kilos) 30.47(lbs) |  |  | 731304240761 | NAM CERTIFIED PARTNER USD | 16-SEP-2025 | 1215.00 | 01-NOV-2025 | 1395.00
| AP7800B | Rack PDU, Metered, 1U, 15A, 100/120V, (8) 5-15 | https://www.se.com/us/en/product/AP7800B | 100 10 | 120 | 2.52x18.50x13.27(in) 6.40x47.00x33.70(cent) | 2.91(kilos) 6.42(lbs) |  |  | 731304331452 | NAM CERTIFIED PARTNER USD | 16-SEP-2025 | 504.00 | 01-NOV-2025 | 580.00
| AP7801B | Rack PDU, Metered, 1U, 20A, 120V, (8) 5-20 | https://www.se.com/us/en/product/AP7801B | 100 10 | 120 | 2.52x18.50x13.27(in) 6.40x47.00x33.70(cent) | 2.91(kilos) 6.42(lbs) |  |  | 731304331469 | NAM CERTIFIED PARTNER USD | 16-SEP-2025 | 583.00 | 01-NOV-2025 | 670.00
| AP7802B | Rack PDU, Metered, 2U, 30A, 120V, (16) 5-20 | https://www.se.com/us/en/product/AP7802B | 100 10 | 120 | 5.51x20.00x14.49(in) 14.00x50.80x36.80(cent) | 5.41(kilos) 11.93(lbs) |  |  | 731304331476 | NAM CERTIFIED PARTNER USD | 16-SEP-2025 | 903.00 | 01-NOV-2025 | 1040.00
| AP7802BJ | Rack PDU, Metered, 2U, 100V, (16) 5-15 | https://www.se.com/us/en/product/AP7802BJ | 100 10 | 100 | 5.51x20.00x14.49(in) 14.00x50.80x36.80(cent) | 5.41(kilos) 11.93(lbs) |  |  | 731304331483 | NAM CERTIFIED PARTNER USD | 16-SEP-2025 | 866.00 | 01-NOV-2025 | 996.00
| AP7811B | RACK PDU, METERED, 2U, 30A, 208V, (12) C13S & (4) C19 | https://www.se.com/us/en/product/AP7811B | 200 ,230 | 208 | 5.51x20.00x14.49(in) 14.00x50.80x36.80(cent) | 5.42(kilos) 11.95(lbs) |  |  | 731304331490 | NAM CERTIFIED PARTNER USD | 16-SEP-2025 | 886.00 | 01-NOV-2025 | 1020.00
| AP7820B | RACK PDU, METERED, 1U, 12A/208V, 10A/230V, (8) C13 | https://www.se.com/us/en/product/AP7820B | 200 ,230 | 208 20 | 2.52x18.50x13.27(in) 6.40x47.00x33.70(cent) | 2.91(kilos) 6.42(lbs) |  |  | 731304331506 | NAM CERTIFIED PARTNER USD | 16-SEP-2025 | 504.00 | 01-NOV-2025 | 580.00
| AP7821B | RACK PDU, METERED, 1U, 16A, 208/230V, (8) C13 | https://www.se.com/us/en/product/AP7821B | 200 ,230 | 208 20 | 2.52x18.50x13.27(in) 6.40x47.00x33.70(cent) | 2.92(kilos) 6.44(lbs) |  |  | 731304331513 | NAM CERTIFIED PARTNER USD | 16-SEP-2025 | 551.00 | 01-NOV-2025 | 633.00
| AP7822B | RACK PDU, METERED, 2U, 32A, 230V, (12) C13 & (4) C19 | https://www.se.com/us/en/product/AP7822B | 200 ,230 | 230 | 5.51x20.00x14.49(in) 14.00x50.80x36.80(cent) | 5.42(kilos) 11.95(lbs) |  |  | 731304331520 | NAM CERTIFIED PARTNER USD | 16-SEP-2025 | 903.00 | 01-NOV-2025 | 1040.00
| AP7850B | Rack PDU, Metered, Zero U, 10A, 230V, (16) C13 | https://www.se.com/us/en/product/AP7850B | 200 ,230 | 230 | 84.02x15.24x12.72(in) 213.40x38.70x32.30(cent) | 3.98(kilos) 8.78(lbs) |  |  | 731304331537 | NAM CERTIFIED PARTNER USD | 16-SEP-2025 | 626.00 | 01-NOV-2025 | 720.00
| AP7869B | Rack PDU,Metered,ZeroU,14.4kW,208V,(24)C13,(4)C19,(2)L6-30R | https://www.se.com/us/en/product/AP7869B | 208 3 PH | 208 | 80.98x12.24x3.11(in) 205.70x31.10x7.90(cent) | 14.32(kilos) 31.58(lbs) |  |  | 731304331544 | NAM CERTIFIED PARTNER USD | 16-SEP-2025 | 1655.00 | 01-NOV-2025 | 1905.00
| AP7899B | Rack PDU,Metered,ZeroU,14.4kW,208V,(24)C13,(4)C19,(2)L6-30R, 10 CORD | https://www.se.com/us/en/product/AP7899B | 208 3 PH | 208 | 80.98x12.24x3.11(in) 205.70x31.10x7.90(cent) | 14.32(kilos) 31.58(lbs) |  |  | 731304331551 | NAM CERTIFIED PARTNER USD | 16-SEP-2025 | 1795.00 | 01-NOV-2025 | 2065.00
| AP7900B | Rack PDU, Switched, 1U, 15A, 100/120V, (8)5-15 | https://www.se.com/us/en/product/AP7900B | 100 10 | 120 | 2.76x18.50x13.50(in) 7.00x47.00x34.30(cent) | 3.45(kilos) 7.61(lbs) |  |  | 731304331568 | NAM CERTIFIED PARTNER USD | 16-SEP-2025 | 709.00 | 01-NOV-2025 | 816.00
| AP7901B | Rack PDU, Switched, 1U, 20A, 120V, (8)5-20 | https://www.se.com/us/en/product/AP7901B | 100 10 | 120 | 2.76x18.50x13.50(in) 7.00x47.00x34.30(cent) | 3.45(kilos) 7.61(lbs) |  |  | 731304331575 | NAM CERTIFIED PARTNER USD | 16-SEP-2025 | 799.00 | 01-NOV-2025 | 919.00
| AP7902B | Rack PDU, Switched, 2U, 30A, 120V, (16)5-20 | https://www.se.com/us/en/product/AP7902B | 100 10 | 120 | 5.51x20.00x14.49(in) 14.00x50.80x36.80(cent) | 6.55(kilos) 14.44(lbs) |  |  | 731304331582 | NAM CERTIFIED PARTNER USD | 16-SEP-2025 | 1135.00 | 01-NOV-2025 | 1305.00
| AP7911B | RACK PDU, SWITCHED, 2U, 30A, 208V, (16)C13 | https://www.se.com/us/en/product/AP7911B | 200 ,230 | 208 | 5.75x20.24x20.24(in) 14.60x51.40x51.40(cent) | 8.36(kilos) 18.43(lbs) |  |  | 731304331605 | NAM CERTIFIED PARTNER USD | 16-SEP-2025 | 1110.00 | 01-NOV-2025 | 1275.00
| AP7920B | RACK PDU, SWITCHED, 1U, 12A/208V, 10A/230V, (8)C13 | https://www.se.com/us/en/product/AP7920B | 200 ,230 | 208 20 | 2.76x18.50x13.50(in) 7.00x47.00x34.30(cent) | 3.45(kilos) 7.61(lbs) |  |  | 731304331612 | NAM CERTIFIED PARTNER USD | 16-SEP-2025 | 709.00 | 01-NOV-2025 | 816.00
| AP7921B | RACK PDU, SWITCHED, 1U, 16A, 208/230V, (8)C13 | https://www.se.com/us/en/product/AP7921B | 200 ,230 | 208 20 | 2.76x18.50x13.50(in) 7.00x47.00x34.30(cent) | 3.45(kilos) 7.61(lbs) |  |  | 731304331629 | NAM CERTIFIED PARTNER USD | 16-SEP-2025 | 799.00 | 01-NOV-2025 | 919.00
| AP7921BX943 | Rack PDU, Switched, 2U, 16A, 208/230V, (16)C13, Two Internal 20A breakers, L6-20P input | https://www.se.com/us/en/product/AP7921BX943 |  |  | 5.51x20.08x14.57(in) 14.00x51.00x37.00(cent) | 6.00(kilos) 13.23(lbs) |  |  | 731304422143 | NAM CERTIFIED PARTNER USD | 16-SEP-2025 | 1010.00 | 01-NOV-2025 | 1160.00
| AP7922B | RACK PDU, SWITCHED, 2U, 32A, 230V, (16)C13 | https://www.se.com/us/en/product/AP7922B | 200 ,230 | 230 | 5.51x20.00x14.49(in) 14.00x50.80x36.80(cent) | 6.55(kilos) 14.44(lbs) |  |  | 731304331636 | NAM CERTIFIED PARTNER USD | 16-SEP-2025 | 1135.00 | 01-NOV-2025 | 1305.00
| AP7950B | RACK PDU, SWITCHED, ZERO U, 10A, 230V, (16) C13 | https://www.se.com/us/en/product/AP7950B | 200 ,230 | 230 | 84.02x5.98x5.00(in) 213.40x15.20x12.70(cent) | 5.23(kilos) 11.53(lbs) |  |  | 731304331643 | NAM CERTIFIED PARTNER USD | 16-SEP-2025 | 1175.00 | 01-NOV-2025 | 1350.00
| AP7968B | RACK PDU,SWITCHED,ZEROU,12.5KW,208V,(21)C13&(3)C19,3 CORD | https://www.se.com/us/en/product/AP7968B | 208 3 PH | 208 | 82.99x5.98x5.00(in) 210.80x15.20x12.70(cent) | 11.04(kilos) 24.34(lbs) |  |  | 731304331650 | NAM CERTIFIED PARTNER USD | 16-SEP-2025 | 1775.00 | 01-NOV-2025 | 2040.00
| AP7998B | RACK PDU,SWITCHED,ZEROU,12.5KW,208V,(21)C13&(3)C19,10 CORD | https://www.se.com/us/en/product/AP7998B | 208 3 PH | 208 | 82.99x5.98x5.00(in) 210.80x15.20x12.70(cent) | 12.90(kilos) 28.44(lbs) |  |  | 731304331667 | NAM CERTIFIED PARTNER USD | 16-SEP-2025 | 1765.00 | 01-NOV-2025 | 2030.00
| AP8000BLU | Rack PDU Blue label kit (Quantity 10 units) | https://www.se.com/us/en/product/AP8000BLU |  |  | 5.00x5.00x0.51(in) 12.70x12.70x1.30(cent) | 0.11(kilos) 0.24(lbs) |  |  | 731304330943 | NAM CERTIFIED PARTNER USD | 16-SEP-2025 | 68.00 | 01-NOV-2025 | 78.00
| AP8000RED | Rack PDU Red label kit (Quantity 10 units) | https://www.se.com/us/en/product/AP8000RED |  |  | 5.00x5.00x0.51(in) 12.70x12.70x1.30(cent) | 0.11(kilos) 0.24(lbs) |  |  | 731304330950 | NAM CERTIFIED PARTNER USD | 16-SEP-2025 | 68.00 | 01-NOV-2025 | 78.00
| AP8069 | Cord Retention Bracket for NEMA rPDUs (AP8000 Series) | https://www.se.com/us/en/product/AP8069 |  |  | 14.57x4.25x2.24(in) 37.00x10.80x5.70(cent) | 0.48(kilos) 1.06(lbs) |  |  | 731304307587 | NAM CERTIFIED PARTNER USD | 16-SEP-2025 | 104.00 | 01-NOV-2025 | 119.00
| AP8441 | Rack PDU 2G, Metered-by-Outlet, ZeroU, 30A, 200/208V, (21) C13 & (3) C19 | https://www.se.com/us/en/product/AP8441 | 200 ,230 | 200 20 | 80.20x6.42x4.61(in) 203.70x16.30x11.70(cent) | 10.48(kilos) 23.11(lbs) |  |  | 731304317548 | NAM CERTIFIED PARTNER USD | 16-SEP-2025 | 1490.00 | 01-NOV-2025 | 1715.00
| AP8453 | Rack PDU 2G, Metered-by-Outlet, ZeroU, 32A, 230V, (21) C13 & (3) C19 | https://www.se.com/us/en/product/AP8453 | 200 ,230 | 230 | 80.20x4.61x6.42(in) 203.70x11.70x16.30(cent) | 10.48(kilos) 23.11(lbs) |  |  | 731304317555 | NAM CERTIFIED PARTNER USD | 16-SEP-2025 | 1605.00 | 01-NOV-2025 | 1845.00
| AP8459EU3 | Rack PDU 2G, Metered-by-Outlet, ZeroU, 16A, 230V, (21) C13 & (3) C19 | https://www.se.com/us/en/product/AP8459EU3 | 200 ,230 | 230 | 80.20x4.61x6.42(in) 203.70x11.70x16.30(cent) | 9.03(kilos) 19.91(lbs) |  |  | 731304317562 | NAM CERTIFIED PARTNER USD | 16-SEP-2025 | 1345.00 | 01-NOV-2025 | 1550.00
| AP8459NA3 | Rack PDU 2G, Metered-by-Outlet, ZeroU, 20A, 208V, (21) C13 & (3) C19 | https://www.se.com/us/en/product/AP8459NA3 | 200 ,230 | 208 | 80.20x6.42x4.61(in) 203.70x16.30x11.70(cent) | 9.03(kilos) 19.91(lbs) |  |  | 731304317579 | NAM CERTIFIED PARTNER USD | 16-SEP-2025 | 1355.00 | 01-NOV-2025 | 1555.00
| AP8459WW | Rack PDU 2G, Metered-by-Outlet, ZeroU, 16A, 100-240V, (21) C13 & (3) C19 | https://www.se.com/us/en/product/AP8459WW | 200 ,230 | 200 ,230 | 80.20x4.61x6.42(in) 203.70x11.70x16.30(cent) | 8.35(kilos) 18.41(lbs) |  |  | 731304317586 | NAM CERTIFIED PARTNER USD | 16-SEP-2025 | 1315.00 | 01-NOV-2025 | 1515.00
| AP8461 | Rack PDU 2G, Metered-by-Outlet, ZeroU, 5.7kW, 208V, (21) C13 & (3) C19 | https://www.se.com/us/en/product/AP8461 | 208 3 PH | 208 | 80.20x6.42x4.61(in) 203.70x16.30x11.70(cent) | 10.48(kilos) 23.11(lbs) |  |  | 731304317593 | NAM CERTIFIED PARTNER USD | 16-SEP-2025 | 1665.00 | 01-NOV-2025 | 1915.00
| AP8481 | Rack PDU 2G, Metered-by-Outlet, ZeroU, 11.0kW, 230V, (21) C13 & (3) C19 | https://www.se.com/us/en/product/AP8481 | 400 3 PH | 230 | 80.20x4.61x6.42(in) 203.70x11.70x16.30(cent) | 10.48(kilos) 23.11(lbs) |  |  | 731304317609 | NAM CERTIFIED PARTNER USD | 16-SEP-2025 | 2060.00 | 01-NOV-2025 | 2370.00
| AP8564X630 | Rack PDU 2G, Basic, ZeroU, 8.7kW, 208V, (54) C13, L15-30P input, 3m length | https://www.se.com/us/en/product/AP8564X630 |  |  | 80.71x6.69x4.41(in) 205.00x17.00x11.20(cent) | 9.98(kilos) 22.01(lbs) |  |  | 731304348009 | NAM CERTIFIED PARTNER USD | 16-SEP-2025 | 675.00 | 01-NOV-2025 | 776.00
| AP8632 | Rack PDU 2G, Metered-by-Outlet with Switching, ZeroU, 30A, 100-120V, (24) 5-20R | https://www.se.com/us/en/product/AP8632 | 100 10 | 100 10 | 80.35x6.48x4.69(in) 204.10x16.47x11.92(cent) | 10.13(kilos) 22.34(lbs) |  |  | 731304307457 | NAM CERTIFIED PARTNER USD | 16-SEP-2025 | 1770.00 | 01-NOV-2025 | 2035.00
| AP8632US | Rack PDU 2G, Metered-by-Outlet with Switching, ZeroU, 30A, 100-120V, (24) 5-20R TAA | https://www.se.com/us/en/product/AP8632US | 100 10 | 100 10 | 80.35x6.48x4.69(in) 204.10x16.47x11.92(cent) | 10.13(kilos) 22.34(lbs) |  |  | 731304435365 | NAM CERTIFIED PARTNER USD | 16-SEP-2025 | 1930.00 | 01-NOV-2025 | 2220.00
| AP8641 | Rack PDU 2G, Metered by Outlet with Switching, ZeroU, 30A, 200/208V, (21) C13 & (3) C19 | https://www.se.com/us/en/product/AP8641 | 200 ,230 | 200 20 | 80.24x6.38x4.65(in) 203.80x16.20x11.80(cent) | 10.50(kilos) 23.15(lbs) |  |  | 731304276975 | NAM CERTIFIED PARTNER USD | 16-SEP-2025 | 1855.00 | 01-NOV-2025 | 2130.00
| AP8641US | Rack PDU 2G, Metered by Outlet with Switching, ZeroU, 30A, 200/208V, (21) C13 & (3) C19 TAA | https://www.se.com/us/en/product/AP8641US | 200 ,230 | 200 20 | 80.24x6.38x4.65(in) 203.80x16.20x11.80(cent) | 10.50(kilos) 23.15(lbs) |  |  | 731304435334 | NAM CERTIFIED PARTNER USD | 16-SEP-2025 | 2020.00 | 01-NOV-2025 | 2325.00
| AP8653 | Rack PDU 2G, Metered by Outlet with Switching, ZeroU, 32A, 230V, (21) C13 & (3) C19 | https://www.se.com/us/en/product/AP8653 | 200 ,230 | 230 | 80.24x4.65x6.38(in) 203.80x11.80x16.20(cent) | 10.50(kilos) 23.15(lbs) |  |  | 731304276982 | NAM CERTIFIED PARTNER USD | 16-SEP-2025 | 1985.00 | 01-NOV-2025 | 2285.00
| AP8659 | Rack PDU 2G, Metered by Outlet with Switching, ZeroU, 16A, 100-240V, (21) C13 & (3) C19 | https://www.se.com/us/en/product/AP8659 | 200 ,230 | 100 ,200 ,208 ,230 | 80.24x4.61x6.38(in) 203.80x11.70x16.20(cent) | 8.34(kilos) 18.39(lbs) |  |  | 731304299509 | NAM CERTIFIED PARTNER USD | 16-SEP-2025 | 1540.00 | 01-NOV-2025 | 1775.00
| AP8659EU3 | Rack PDU 2G, Metered by Outlet with Switching, ZeroU, 16A, 230V, (21) C13 & (3) C19 | https://www.se.com/us/en/product/AP8659EU3 | 200 ,230 | 230 | 80.24x4.61x6.38(in) 203.80x11.70x16.20(cent) | 9.03(kilos) 19.91(lbs) |  |  | 731304299516 | NAM CERTIFIED PARTNER USD | 16-SEP-2025 | 1630.00 | 01-NOV-2025 | 1875.00
| AP8659NA3 | Rack PDU 2G, Metered by Outlet with Switching, ZeroU, 20A, 208V, (21) C13 & (3) C19 | https://www.se.com/us/en/product/AP8659NA3 | 200 ,230 | 208 | 80.24x6.38x4.61(in) 203.80x16.20x11.70(cent) | 9.05(kilos) 19.96(lbs) |  |  | 731304299523 | NAM CERTIFIED PARTNER USD | 16-SEP-2025 | 1595.00 | 01-NOV-2025 | 1830.00
| AP8661 | Rack PDU 2G, Metered by Outlet with Switching, ZeroU, 5.7kW, 208V, (21) C13 & (3) C19 | https://www.se.com/us/en/product/AP8661 | 208 3 PH | 208 | 80.24x6.38x4.65(in) 203.80x16.20x11.80(cent) | 9.41(kilos) 20.75(lbs) |  |  | 731304276999 | NAM CERTIFIED PARTNER USD | 16-SEP-2025 | 1995.00 | 01-NOV-2025 | 2295.00
| AP8681 | Rack PDU 2G, Metered by Outlet with Switching, ZeroU, 11.0kW, 230V, (21) C13 & (3) C19 | https://www.se.com/us/en/product/AP8681 | 400 3 PH | 230 | 80.24x4.61x6.38(in) 203.80x11.70x16.20(cent) | 10.48(kilos) 23.10(lbs) |  |  | 731304299530 | NAM CERTIFIED PARTNER USD | 16-SEP-2025 | 2300.00 | 01-NOV-2025 | 2645.00
| AP8702R-NA | Power Cord Kit (6 ea), Locking, C13 TO C14 (90 Degree), 0.6m, North America | https://www.se.com/us/en/product/AP8702R-NA |  |  | 9.45x2.76x1.57(in) 24.00x7.00x4.00(cent) | 0.70(kilos) 1.54(lbs) |  |  | 731304294351 | NAM CERTIFIED PARTNER USD | 16-SEP-2025 | 63.00 | 01-NOV-2025 | 72.00
| AP8702R-WW | Power Cord Kit (6 ea), Locking, C13 TO C14 (90 Degree), 0.6m | https://www.se.com/us/en/product/AP8702R-WW |  |  | 9.45x2.76x1.57(in) 24.00x7.00x4.00(cent) | 0.70(kilos) 1.54(lbs) |  |  | 731304296447 | NAM CERTIFIED PARTNER USD | 16-SEP-2025 | 63.00 | 01-NOV-2025 | 72.00
| AP8702S-NA | Power Cord Kit (6 ea), Locking, C13 to C14, 0.6m, North America | https://www.se.com/us/en/product/AP8702S-NA |  |  | 9.45x2.76x1.57(in) 24.00x7.00x4.00(cent) | 0.70(kilos) 1.54(lbs) |  |  | 731304294368 | NAM CERTIFIED PARTNER USD | 16-SEP-2025 | 63.00 | 01-NOV-2025 | 72.00
| AP8702S-NAX340 | Power Cord Kit (6 ea), Locking, C13 to C14, 0.6m, North America, Red | https://www.se.com/us/en/product/AP8702S-NAX340 |  |  | 9.45x2.76x1.57(in) 24.00x7.00x4.00(cent) | 0.69(kilos) 1.52(lbs) |  |  | 731304319672 | NAM CERTIFIED PARTNER USD | 16-SEP-2025 | 63.00 | 01-NOV-2025 | 72.00
| AP8702S-NAX590 | Power Cord Kit (6 ea), Locking, C13 to C14, 0.6m (2ft), North America, Blue | https://www.se.com/us/en/product/AP8702S-NAX590 |  |  | 9.45x2.76x1.57(in) 24.00x7.00x4.00(cent) | 0.70(kilos) 1.54(lbs) |  |  | 731304324560 | NAM CERTIFIED PARTNER USD | 16-SEP-2025 | 63.00 | 01-NOV-2025 | 72.00
| AP8702S-WW | Power Cord Kit (6 ea), Locking, C13 to C14, 0.6m | https://www.se.com/us/en/product/AP8702S-WW |  |  | 9.45x2.76x1.57(in) 24.00x7.00x4.00(cent) | 0.70(kilos) 1.54(lbs) |  |  | 731304296454 | NAM CERTIFIED PARTNER USD | 16-SEP-2025 | 63.00 | 01-NOV-2025 | 72.00
| AP8704R-NA | Power Cord Kit (6 ea), Locking, C13 to C14 (90 Degree), 1.2m, North America | https://www.se.com/us/en/product/AP8704R-NA |  |  | 9.45x2.76x1.77(in) 24.00x7.00x4.50(cent) | 1.01(kilos) 2.23(lbs) |  |  | 731304294375 | NAM CERTIFIED PARTNER USD | 16-SEP-2025 | 104.00 | 01-NOV-2025 | 119.00
| AP8704R-WW | Power Cord Kit (6 ea), Locking, C13 to C14 (90 Degree), 1.2m | https://www.se.com/us/en/product/AP8704R-WW |  |  | 9.45x2.76x1.77(in) 24.00x7.00x4.50(cent) | 1.01(kilos) 2.23(lbs) |  |  | 731304296461 | NAM CERTIFIED PARTNER USD | 16-SEP-2025 | 104.00 | 01-NOV-2025 | 119.00
| AP8704S-NA | Power Cord Kit (6 ea), Locking, C13 to C14, 1.2m, North America | https://www.se.com/us/en/product/AP8704S-NA |  |  | 9.45x2.76x1.77(in) 24.00x7.00x4.50(cent) | 1.01(kilos) 2.23(lbs) |  |  | 731304294382 | NAM CERTIFIED PARTNER USD | 16-SEP-2025 | 104.00 | 01-NOV-2025 | 119.00
| AP8704S-NAX340 | Power Cord Kit (6 ea), Locking, C13 to C14, 1.2m, North America, Red | https://www.se.com/us/en/product/AP8704S-NAX340 |  |  | 9.45x2.76x1.77(in) 24.00x7.00x4.50(cent) | 1.01(kilos) 2.23(lbs) |  |  | 731304319689 | NAM CERTIFIED PARTNER USD | 16-SEP-2025 | 103.00 | 01-NOV-2025 | 119.00
| AP8704S-NAX590 | Power Cord Kit (6 ea), Locking, C13 to C14, 1.2m (4ft), North America, Blue | https://www.se.com/us/en/product/AP8704S-NAX590 |  |  | 9.45x2.76x1.77(in) 24.00x7.00x4.50(cent) | 1.01(kilos) 2.23(lbs) |  |  | 731304324621 | NAM CERTIFIED PARTNER USD | 16-SEP-2025 | 103.00 | 01-NOV-2025 | 119.00
| AP8704S-WW | Power Cord Kit (6 ea), Locking, C13 to C14, 1.2m | https://www.se.com/us/en/product/AP8704S-WW |  |  | 9.45x2.76x1.77(in) 24.00x7.00x4.50(cent) | 1.01(kilos) 2.23(lbs) |  |  | 731304296478 | NAM CERTIFIED PARTNER USD | 16-SEP-2025 | 104.00 | 01-NOV-2025 | 119.00
| AP8706R-NA | Power Cord Kit (6 ea), Locking, C13 to C14 (90 Degree), 1.8m, North America | https://www.se.com/us/en/product/AP8706R-NA |  |  | 9.45x2.95x2.17(in) 24.00x7.50x5.50(cent) | 1.35(kilos) 2.98(lbs) |  |  | 731304294399 | NAM CERTIFIED PARTNER USD | 16-SEP-2025 | 144.00 | 01-NOV-2025 | 166.00
| AP8706R-WW | Power Cord Kit (6 ea), Locking, C13 to C14 (90 Degree), 1.8m | https://www.se.com/us/en/product/AP8706R-WW |  |  | 9.45x2.95x2.17(in) 24.00x7.50x5.50(cent) | 1.35(kilos) 2.98(lbs) |  |  | 731304296485 | NAM CERTIFIED PARTNER USD | 16-SEP-2025 | 144.00 | 01-NOV-2025 | 166.00
| AP8706S-NA | Power Cord Kit (6 ea), Locking, C13 to C14, 1.8m, North America | https://www.se.com/us/en/product/AP8706S-NA |  |  | 9.45x2.95x2.17(in) 24.00x7.50x5.50(cent) | 1.35(kilos) 2.98(lbs) |  |  | 731304294405 | NAM CERTIFIED PARTNER USD | 16-SEP-2025 | 144.00 | 01-NOV-2025 | 166.00
| AP8706S-NAX340 | Power Cord Kit (6 ea), Locking, C13 to C14, 1.8m, North America, Red | https://www.se.com/us/en/product/AP8706S-NAX340 |  |  | 9.45x2.95x2.17(in) 24.00x7.50x5.50(cent) | 1.35(kilos) 2.98(lbs) |  |  | 731304319696 | NAM CERTIFIED PARTNER USD | 16-SEP-2025 | 144.00 | 01-NOV-2025 | 165.00
| AP8706S-NAX457 | Power Cord Kit (6 ea), C15 to Locking C14, 1.8m, North America | https://www.se.com/us/en/product/AP8706S-NAX457 |  |  | 9.45x2.95x2.17(in) 24.00x7.50x5.50(cent) | 1.35(kilos) 2.98(lbs) |  |  | 731304305873 | NAM CERTIFIED PARTNER USD | 16-SEP-2025 | 147.00 | 01-NOV-2025 | 169.00
| AP8706S-NAX590 | Power Cord Kit (6 ea), Locking, C13 to C14, 1.8M (6ft), North America, Blue | https://www.se.com/us/en/product/AP8706S-NAX590 |  |  | 9.45x2.95x2.17(in) 24.00x7.50x5.50(cent) | 1.35(kilos) 2.98(lbs) |  |  | 731304326403 | NAM CERTIFIED PARTNER USD | 16-SEP-2025 | 144.00 | 01-NOV-2025 | 165.00
| AP8706S-WW | Power Cord Kit (6 ea), Locking, C13 to C14, 1.8m | https://www.se.com/us/en/product/AP8706S-WW |  |  | 1.57x2.40x1.34(in) 4.00x6.10x3.40(cent) | 1.22(kilos) 2.69(lbs) | 10 |  | 731304296492 | NAM CERTIFIED PARTNER USD | 16-SEP-2025 | 144.00 | 01-NOV-2025 | 166.00
| AP8712R | Power Cord Kit (6 ea), Locking, C19 to C20 (90 Degree), 0.6m | https://www.se.com/us/en/product/AP8712R |  |  | 11.81x2.36x2.36(in) 30.00x6.00x6.00(cent) | 1.12(kilos) 2.47(lbs) | 13 |  | 731304279679 | NAM CERTIFIED PARTNER USD | 16-SEP-2025 | 130.00 | 01-NOV-2025 | 149.00
| AP8712S | Power Cord Kit (6 ea), Locking, C19 to C20, 0.6m | https://www.se.com/us/en/product/AP8712S |  |  | 11.81x2.56x2.36(in) 30.00x6.50x6.00(cent) | 1.12(kilos) 2.47(lbs) |  |  | 731304279686 | NAM CERTIFIED PARTNER USD | 16-SEP-2025 | 130.00 | 01-NOV-2025 | 149.00
| AP8712SX340 | Power Cord Kit (6 EA), Locking, C19 TO C20, 0.6M (2FT), Red | https://www.se.com/us/en/product/AP8712SX340 |  |  | 11.81x2.36x2.56(in) 30.00x6.00x6.50(cent) | 1.12(kilos) 2.47(lbs) |  |  | 731304329411 | NAM CERTIFIED PARTNER USD | 16-SEP-2025 | 130.00 | 01-NOV-2025 | 149.00
| AP8712SX590 | Power Cord Kit (6 ea), Locking, C19 to C20, 0.6m (2ft), Blue | https://www.se.com/us/en/product/AP8712SX590 |  |  | 11.81x2.36x2.56(in) 30.00x6.00x6.50(cent) | 1.12(kilos) 2.47(lbs) |  |  | 731304324652 | NAM CERTIFIED PARTNER USD | 16-SEP-2025 | 130.00 | 01-NOV-2025 | 149.00
| AP8714R | Power Cord Kit (6 ea), Locking, C19 to C20 (90 Degree), 1.2m | https://www.se.com/us/en/product/AP8714R |  |  | 11.81x2.76x2.56(in) 30.00x7.00x6.50(cent) | 1.64(kilos) 3.62(lbs) | 9 |  | 731304279693 | NAM CERTIFIED PARTNER USD | 16-SEP-2025 | 172.00 | 01-NOV-2025 | 198.00
| AP8714S | Power Cord Kit (6 ea), Locking, C19 to C20, 1.2m | https://www.se.com/us/en/product/AP8714S |  |  | 11.81x2.76x2.76(in) 30.00x7.00x7.00(cent) | 1.64(kilos) 3.62(lbs) |  |  | 731304279709 | NAM CERTIFIED PARTNER USD | 16-SEP-2025 | 172.00 | 01-NOV-2025 | 198.00
| AP8714SX340 | Power Cord Kit (6 EA), Locking, C19 TO C20, 1.2M (4FT), Red | https://www.se.com/us/en/product/AP8714SX340 |  |  | 11.81x2.76x2.76(in) 30.00x7.00x7.00(cent) | 1.64(kilos) 3.62(lbs) |  |  | 731304329428 | NAM CERTIFIED PARTNER USD | 16-SEP-2025 | 172.00 | 01-NOV-2025 | 198.00
| AP8714SX592 | Power Cord Kit (6 ea), Locking, C19 to C20, 1.2m, Blue | https://www.se.com/us/en/product/AP8714SX592 |  |  | 11.81x2.76x2.76(in) 30.00x7.00x7.00(cent) | 1.64(kilos) 3.62(lbs) |  |  | 731304285007 | NAM CERTIFIED PARTNER USD | 16-SEP-2025 | 169.00 | 01-NOV-2025 | 194.00
| AP8716R | Power Cord Kit (6 ea), Locking, C19 to C20 (90 Degree), 1.8m | https://www.se.com/us/en/product/AP8716R |  |  | 11.81x2.76x3.15(in) 30.00x7.00x8.00(cent) | 2.16(kilos) 4.76(lbs) |  |  | 731304279716 | NAM CERTIFIED PARTNER USD | 16-SEP-2025 | 216.00 | 01-NOV-2025 | 249.00
| AP8716S | Power Cord Kit (6 ea), Locking, C19 to C20, 1.8m | https://www.se.com/us/en/product/AP8716S |  |  | 11.81x2.76x3.15(in) 30.00x7.00x8.00(cent) | 2.16(kilos) 4.76(lbs) |  |  | 731304279723 | NAM CERTIFIED PARTNER USD | 16-SEP-2025 | 216.00 | 01-NOV-2025 | 249.00
| AP8716SX340 | Power Cord Kit (6 EA), Locking, C19 TO C20, 1.8M, Red | https://www.se.com/us/en/product/AP8716SX340 |  |  | 11.81x2.36x2.56(in) 30.00x6.00x6.50(cent) | 1.12(kilos) 2.47(lbs) |  |  | 731304330356 | NAM CERTIFIED PARTNER USD | 16-SEP-2025 | 211.00 | 01-NOV-2025 | 242.00
| AP8716SX593 | Power Cord Kit (6 ea), Locking, C19 to C20, 1.8m, Blue | https://www.se.com/us/en/product/AP8716SX593 |  |  | 11.81x3.15x2.76(in) 30.00x8.00x7.00(cent) | 2.16(kilos) 4.76(lbs) |  |  | 731304285014 | NAM CERTIFIED PARTNER USD | 16-SEP-2025 | 211.00 | 01-NOV-2025 | 242.00
| AP8750 | Power Cord, Locking C19 to 5-15P, 3.0m | https://www.se.com/us/en/product/AP8750 |  | 120 | 9.06x9.06x1.77(in) 23.00x23.00x4.50(cent) | 0.51(kilos) 1.12(lbs) |  |  | 731304279730 | NAM CERTIFIED PARTNER USD | 16-SEP-2025 | 36.00 | 01-NOV-2025 | 42.00
| AP8751 | Power Cord, Locking C19 to 5-20P, 3.0m | https://www.se.com/us/en/product/AP8751 |  | 120 | 9.06x9.06x1.77(in) 23.00x23.00x4.50(cent) | 0.71(kilos) 1.57(lbs) |  |  | 731304279747 | NAM CERTIFIED PARTNER USD | 16-SEP-2025 | 40.00 | 01-NOV-2025 | 46.00
| AP8752 | Power Cord, Locking C19 to L5-20P, 3.0m | https://www.se.com/us/en/product/AP8752 |  | 120 | 9.06x9.06x1.77(in) 23.00x23.00x4.50(cent) | 0.72(kilos) 1.59(lbs) |  |  | 731304279754 | NAM CERTIFIED PARTNER USD | 16-SEP-2025 | 41.00 | 01-NOV-2025 | 48.00
| AP8752J | Power Cord, Locking C19 to L5-20P, 3.0m | https://www.se.com/us/en/product/AP8752J |  | 100 10 | 9.06x9.06x1.77(in) 23.00x23.00x4.50(cent) | 0.72(kilos) 1.59(lbs) |  |  | 731304279761 | NAM CERTIFIED PARTNER USD | 16-SEP-2025 | 45.00 | 01-NOV-2025 | 51.00
| AP8753 | Power Cord, Locking C19 to L6-20P, 3.0m | https://www.se.com/us/en/product/AP8753 |  | 208 | 9.06x9.06x1.77(in) 23.00x23.00x4.50(cent) | 0.72(kilos) 1.59(lbs) |  |  | 731304284727 | NAM CERTIFIED PARTNER USD | 16-SEP-2025 | 71.00 | 01-NOV-2025 | 81.00
| AP8753J | Power Cord, Locking C19 to L6-20P, 3.0m | https://www.se.com/us/en/product/AP8753J |  |  | 9.06x9.06x1.77(in) 23.00x23.00x4.50(cent) | 0.72(kilos) 1.59(lbs) |  |  | 731304279778 | NAM CERTIFIED PARTNER USD | 16-SEP-2025 | 43.00 | 01-NOV-2025 | 50.00
| AP8754 | Power Cord, Locking C19 to Australia Plug, 3.0m | https://www.se.com/us/en/product/AP8754 |  | 240 | 9.06x9.06x1.77(in) 23.00x23.00x4.50(cent) | 0.42(kilos) 0.93(lbs) |  |  | 731304279785 | NAM CERTIFIED PARTNER USD | 16-SEP-2025 | 42.00 | 01-NOV-2025 | 48.00
| AP8755 | Power Cord, Locking C19 to CEE/7 Schuko, 3.0m | https://www.se.com/us/en/product/AP8755 |  | 240 | 9.06x1.77x9.06(in) 23.00x4.50x23.00(cent) | 0.42(kilos) 0.93(lbs) | 8 |  | 731304279792 | NAM CERTIFIED PARTNER USD | 16-SEP-2025 | 43.00 | 01-NOV-2025 | 49.00
| AP8756 | Power Cord, Locking C19 to BS1363A (UK), 3.0m | https://www.se.com/us/en/product/AP8756 |  | 240 | 9.06x9.06x1.97(in) 23.00x23.00x5.00(cent) | 0.44(kilos) 0.97(lbs) |  |  | 731304279808 | NAM CERTIFIED PARTNER USD | 16-SEP-2025 | 43.00 | 01-NOV-2025 | 49.00
| AP8758 | Power Cord, Locking C19 to IEC309-16A, 3.0m | https://www.se.com/us/en/product/AP8758 |  |  | 17.01x4.02x5.98(in) 43.20x10.20x15.20(cent) | 0.49(kilos) 1.08(lbs) |  |  | 731304284734 | NAM CERTIFIED PARTNER USD | 16-SEP-2025 | 69.00 | 01-NOV-2025 | 79.00
| AP8759 | Power Cord, Locking C19 to Rewireable, 3.0m | https://www.se.com/us/en/product/AP8759 |  | 240 | 9.06x1.77x9.06(in) 23.00x4.50x23.00(cent) | 0.37(kilos) 0.81(lbs) | 25 |  | 731304279822 | NAM CERTIFIED PARTNER USD | 16-SEP-2025 | 27.00 | 01-NOV-2025 | 31.00
| AP8760 | Power Cord, Locking C19 to C20, 3.0m | https://www.se.com/us/en/product/AP8760 |  |  | 9.06x1.77x9.06(in) 23.00x4.50x23.00(cent) | 0.51(kilos) 1.12(lbs) |  |  | 731304288145 | NAM CERTIFIED PARTNER USD | 16-SEP-2025 | 59.00 | 01-NOV-2025 | 68.00
| AP8830 | Rack PDU 2G, Metered, ZeroU, 20A, 100-120V, (24) 5-20R | https://www.se.com/us/en/product/AP8830 | 100 10 | 100 10 | 78.98x6.48x4.26(in) 200.60x16.47x10.83(cent) | 7.40(kilos) 16.32(lbs) |  |  | 731304307310 | NAM CERTIFIED PARTNER USD | 16-SEP-2025 | 651.00 | 01-NOV-2025 | 748.00
| AP8830US | Rack PDU 2G, Metered, ZeroU, 20A, 100-120V, (24) 5-20R TAA | https://www.se.com/us/en/product/AP8830US | 100 10 | 100 10 | 78.98x6.48x4.26(in) 200.60x16.47x10.83(cent) | 7.40(kilos) 16.32(lbs) |  |  | 731304435440 | NAM CERTIFIED PARTNER USD | 16-SEP-2025 | 709.00 | 01-NOV-2025 | 816.00
| AP8831 | Rack PDU 2G, Metered, ZeroU, 20A, 100-120V, (11) 5-15 | https://www.se.com/us/en/product/AP8831 | 100 10 | 100 10 | 44.53x6.30x4.26(in) 113.10x16.00x10.83(cent) | 4.94(kilos) 10.89(lbs) |  |  | 731304307327 | NAM CERTIFIED PARTNER USD | 16-SEP-2025 | 609.00 | 01-NOV-2025 | 700.00
| AP8832 | Rack PDU 2G, Metered, ZeroU, 30A, 100-120V, (24) 5-20R | https://www.se.com/us/en/product/AP8832 | 100 10 | 100 10 | 78.98x6.48x4.26(in) 200.60x16.47x10.83(cent) | 8.58(kilos) 18.92(lbs) |  |  | 731304307334 | NAM CERTIFIED PARTNER USD | 16-SEP-2025 | 694.00 | 01-NOV-2025 | 798.00
| AP8832US | Rack PDU 2G, Metered, ZeroU, 30A, 100-120V, (24) 5-20R TAA | https://www.se.com/us/en/product/AP8832US | 100 10 | 100 10 | 78.98x6.48x4.26(in) 200.60x16.47x10.83(cent) | 8.58(kilos) 18.92(lbs) |  |  | 731304435457 | NAM CERTIFIED PARTNER USD | 16-SEP-2025 | 757.00 | 01-NOV-2025 | 870.00
| AP8841 | RACK PDU 2G, METERED, ZEROU, 30A, 200/208V, (36) C13 & (6) C19 | https://www.se.com/us/en/product/AP8841 | 200 20 | 200 20 | 78.74x6.38x4.21(in) 200.00x16.20x10.70(cent) | 8.47(kilos) 18.68(lbs) |  |  | 731304277002 | NAM CERTIFIED PARTNER USD | 16-SEP-2025 | 743.00 | 01-NOV-2025 | 854.00
| AP8841US | RACK PDU 2G, METERED, ZEROU, 30A, 200/208V, (36) C13 & (6) C19 TAA | https://www.se.com/us/en/product/AP8841US | 200 20 | 200 20 | 78.74x6.38x4.21(in) 200.00x16.20x10.70(cent) | 8.47(kilos) 18.68(lbs) |  |  | 731304435310 | NAM CERTIFIED PARTNER USD | 16-SEP-2025 | 809.00 | 01-NOV-2025 | 931.00
| AP8853 | Rack PDU 2G, Metered, ZeroU, 32A, 230V, (36) C13 & (6) C19 | https://www.se.com/us/en/product/AP8853 | 200 ,230 | 230 | 78.74x4.21x6.38(in) 200.00x10.70x16.20(cent) | 9.20(kilos) 20.29(lbs) | 10 |  | 731304277019 | NAM CERTIFIED PARTNER USD | 16-SEP-2025 | 901.00 | 01-NOV-2025 | 1040.00
| AP8858 | Rack PDU 2G, Metered, ZeroU,16A, 100-240V, (18) C13 & (2) C19 | https://www.se.com/us/en/product/AP8858 | 200 ,230 | 100 ,200 ,208 ,230 | 44.25x4.21x6.38(in) 112.40x10.70x16.20(cent) | 4.19(kilos) 9.24(lbs) |  |  | 731304277026 | NAM CERTIFIED PARTNER USD | 16-SEP-2025 | 558.00 | 01-NOV-2025 | 641.00
| AP8858EU3 | Rack PDU 2G, Metered, ZeroU, 16A, 230V, (18) C13 & (2) C19, IEC309 Cord | https://www.se.com/us/en/product/AP8858EU3 | 200 ,230 | 230 | 44.25x4.21x6.38(in) 112.40x10.70x16.20(cent) | 4.91(kilos) 10.83(lbs) |  |  | 731304277033 | NAM CERTIFIED PARTNER USD | 16-SEP-2025 | 826.00 | 01-NOV-2025 | 950.00
| AP8858NA3 | Rack PDU 2G, Metered, ZeroU, 20A, 208V, (18) C13 & (2) C19, L620 Cord | https://www.se.com/us/en/product/AP8858NA3 | 200 ,208 ,230 ,240 | 208 | 44.25x6.38x4.21(in) 112.40x16.20x10.70(cent) | 4.92(kilos) 10.85(lbs) |  |  | 731304277040 | NAM CERTIFIED PARTNER USD | 16-SEP-2025 | 578.00 | 01-NOV-2025 | 664.00
| AP8861 | Rack PDU 2G, Metered, ZeroU, 5.7kW, 208V, (36) C13 & (6) C19 & (2) 5-20 | https://www.se.com/us/en/product/AP8861 | 208 3 PH | 120 12 | 78.74x6.38x4.21(in) 200.00x16.20x10.70(cent) | 7.97(kilos) 17.57(lbs) |  |  | 731304277057 | NAM CERTIFIED PARTNER USD | 16-SEP-2025 | 799.00 | 01-NOV-2025 | 919.00
| AP8861US | Rack PDU 2G, Metered, ZeroU, 5.7kW, 208V, (36) C13 & (6) C19 & (2) 5-20 TAA | https://www.se.com/us/en/product/AP8861US | 208 3 PH | 120 12 | 78.74x6.38x4.21(in) 200.00x16.20x10.70(cent) | 7.97(kilos) 17.57(lbs) |  |  | 731304435389 | NAM CERTIFIED PARTNER USD | 16-SEP-2025 | 871.00 | 01-NOV-2025 | 1005.00
| AP8861WX667 | Rack PDU 2G, Metered, ZeroU, 5.7kW, 208V, (36) C13 & (6) C19 & (2) 5-20, SE White | https://www.se.com/us/en/product/AP8861WX667 | 208 3 PH | 120 12 | 78.74x6.38x4.21(in) 200.00x16.20x10.70(cent) | 7.97(kilos) 17.57(lbs) |  |  | 731304322443 | NAM CERTIFIED PARTNER USD | 16-SEP-2025 | 783.00 | 01-NOV-2025 | 900.00
| AP8861X630 | Rack PDU 2G, Metered, ZeroU, 5.7kW, 208V, (36) C13 & (6) C19 & (2) 5-20, 10ft Cord | https://www.se.com/us/en/product/AP8861X630 |  |  | 78.74x6.38x4.21(in) 200.00x16.20x10.70(cent) | 8.50(kilos) 18.74(lbs) |  |  | 731304305828 | NAM CERTIFIED PARTNER USD | 16-SEP-2025 | 851.00 | 01-NOV-2025 | 979.00
| AP8862 | Rack PDU 2G, Metered, ZeroU, 20A, 208V 3Ph, (36) 5-20R | https://www.se.com/us/en/product/AP8862 | 208 3 PH | 120 | 78.98x6.48x4.26(in) 200.60x16.47x10.83(cent) | 8.12(kilos) 17.90(lbs) |  |  | 731304307488 | NAM CERTIFIED PARTNER USD | 16-SEP-2025 | 731.00 | 01-NOV-2025 | 841.00
| AP8863 | Rack PDU 2G, Metered, ZeroU, 20A, 208V 3Ph, (24) 5-20R (6) L6-20R | https://www.se.com/us/en/product/AP8863 | 208 3 PH | 120 12 | 80.35x6.48x4.69(in) 204.10x16.47x11.92(cent) | 8.66(kilos) 19.10(lbs) |  |  | 731304307495 | NAM CERTIFIED PARTNER USD | 16-SEP-2025 | 731.00 | 01-NOV-2025 | 841.00
| AP8865 | Rack PDU 2G, Metered, ZeroU, 8.6kW, 208V, (36) C13 & (6) C19 & (2) 5-20 | https://www.se.com/us/en/product/AP8865 | 208 3 PH | 120 12 | 78.74x6.38x4.21(in) 200.00x16.20x10.70(cent) | 9.20(kilos) 20.29(lbs) |  |  | 731304277064 | NAM CERTIFIED PARTNER USD | 16-SEP-2025 | 1170.00 | 01-NOV-2025 | 1345.00
| AP8865BLUX667 | Rack PDU 2G, Metered, ZeroU, 8.6kW, 208V, (36) C13 & (6) C19 & (2) 5-20, Blue Silk | https://www.se.com/us/en/product/AP8865BLUX667 | 208 3 PH | 120 12 | 78.74x6.38x4.21(in) 200.00x16.20x10.70(cent) | 9.20(kilos) 20.29(lbs) |  |  | 731304329459 | NAM CERTIFIED PARTNER USD | 16-SEP-2025 | 1150.00 | 01-NOV-2025 | 1320.00
| AP8865REDX667 | Rack PDU 2G, Metered, ZeroU, 8.6kW, 208V, (36) C13 & (6) C19 & (2) 5-20, Red Silk | https://www.se.com/us/en/product/AP8865REDX667 | 208 3 PH | 120 12 | 78.74x6.38x4.21(in) 200.00x16.20x10.70(cent) | 9.20(kilos) 20.29(lbs) |  |  | 731304329466 | NAM CERTIFIED PARTNER USD | 16-SEP-2025 | 1150.00 | 01-NOV-2025 | 1320.00
| AP8865US | Rack PDU 2G, Metered, ZeroU, 8.6kW, 208V, (36) C13 & (6) C19 & (2) 5 TAA | https://www.se.com/us/en/product/AP8865US | 208 3 PH | 120 12 | 78.74x6.38x4.21(in) 200.00x16.20x10.70(cent) | 9.20(kilos) 20.29(lbs) |  |  | 731304435327 | NAM CERTIFIED PARTNER USD | 16-SEP-2025 | 1275.00 | 01-NOV-2025 | 1470.00
| AP8865X630 | Rack PDU 2G, Metered, ZeroU, 8.6kW, 208V, (36) C13 & (6) C19 & (2) 5-20, 10ft. Cord | https://www.se.com/us/en/product/AP8865X630 |  |  | 78.74x6.38x4.21(in) 200.00x16.20x10.70(cent) | 10.14(kilos) 22.36(lbs) |  |  | 731304290865 | NAM CERTIFIED PARTNER USD | 16-SEP-2025 | 1190.00 | 01-NOV-2025 | 1370.00
| AP8866 | Rack PDU 2G, Metered, ZeroU, 17.2kW, 208V, (6) C13 & (12) C19 | https://www.se.com/us/en/product/AP8866 | 208 3 PH | 208 | 84.61x8.70x4.41(in) 214.90x22.10x11.20(cent) | 13.55(kilos) 29.88(lbs) |  |  | 731304289906 | NAM CERTIFIED PARTNER USD | 16-SEP-2025 | 2430.00 | 01-NOV-2025 | 2795.00
| AP8866US | Rack PDU 2G, Metered, ZeroU, 17.2kW, 208V, (6) C13 & (12) C19 TAA | https://www.se.com/us/en/product/AP8866US | 208 3 PH | 208 | 84.61x8.70x4.41(in) 214.90x22.10x11.20(cent) | 13.55(kilos) 29.88(lbs) |  |  | 731304435372 | NAM CERTIFIED PARTNER USD | 16-SEP-2025 | 2650.00 | 01-NOV-2025 | 3045.00
| AP8866X837 | Rack PDU 2G, Metered, ZeroU, 17.2kW, 208V, (24) C13 & (24) C19 | https://www.se.com/us/en/product/AP8866X837 | 208 3 PH | 208 | 84.60x4.40x8.70(in) 214.88x11.18x22.10(cent) | 15.79(kilos) 34.81(lbs) |  |  | 731304341857 | NAM CERTIFIED PARTNER USD | 16-SEP-2025 | 2610.00 | 01-NOV-2025 | 3000.00
| AP8866X844 | Rack PDU 2G, Metered, ZeroU, 17.2kW, 208V, (36) C13 & (12) C19 | https://www.se.com/us/en/product/AP8866X844 | 208 3 PH | 208 | 84.60x4.40x8.70(in) 214.88x11.18x22.10(cent) | 13.52(kilos) 29.80(lbs) |  |  | 731304354598 | NAM CERTIFIED PARTNER USD | 16-SEP-2025 | 2425.00 | 01-NOV-2025 | 2785.00
| AP8867 | Rack PDU 2G, Metered, ZeroU, 17.2kW, 208V, (30) C13 | https://www.se.com/us/en/product/AP8867 | 208 3 PH | 208 | 84.61x8.70x4.41(in) 214.90x22.10x11.20(cent) | 14.05(kilos) 30.98(lbs) |  |  | 731304289913 | NAM CERTIFIED PARTNER USD | 16-SEP-2025 | 2430.00 | 01-NOV-2025 | 2795.00
| AP8867US | Rack PDU 2G, Metered, ZeroU, 17.2kW, 208V, (30) C13 TAA | https://www.se.com/us/en/product/AP8867US | 208 3 PH | 208 | 84.61x8.70x4.41(in) 214.90x22.10x11.20(cent) | 14.05(kilos) 30.98(lbs) |  |  | 731304435396 | NAM CERTIFIED PARTNER USD | 16-SEP-2025 | 2650.00 | 01-NOV-2025 | 3045.00
| AP8868 | Rack PDU 2G, Metered, ZeroU, 10.0kW, 208V, (36) C13 & (6) C19 | https://www.se.com/us/en/product/AP8868 | 208 3 PH | 208 | 80.71x6.69x4.41(in) 205.00x17.00x11.20(cent) | 11.36(kilos) 25.05(lbs) |  |  | 731304289920 | NAM CERTIFIED PARTNER USD | 16-SEP-2025 | 1390.00 | 01-NOV-2025 | 1600.00
| AP8868BLU | Rack PDU 2G, Metered, ZeroU, 10.0kW, 208V, (36) C13 & (6) C19, Blue Paint | https://www.se.com/us/en/product/AP8868BLU |  |  | 6.50x81.00x4.50(in) 16.51x205.74x11.43(cent) | 9.53(kilos) 21.00(lbs) |  |  | 731304354604 | NAM CERTIFIED PARTNER USD | 16-SEP-2025 | 1310.00 | 01-NOV-2025 | 1505.00
| AP8868US | Rack PDU 2G, Metered, ZeroU, 10.0kW, 208V, (36) C13 & (6) C19 TAA | https://www.se.com/us/en/product/AP8868US | 208 3 PH | 208 | 80.71x6.69x4.41(in) 205.00x17.00x11.20(cent) | 11.36(kilos) 25.05(lbs) |  |  | 731304435426 | NAM CERTIFIED PARTNER USD | 16-SEP-2025 | 1515.00 | 01-NOV-2025 | 1740.00
| AP8869HDX632 | Rack PDU 2G, Metered, ZeroU, 14.4Kw, 208V, (36) C13 & (12) C19, 6ft cord. | https://www.se.com/us/en/product/AP8869HDX632 | 208 3 PH | 208 | 84.61x8.70x4.41(in) 214.90x22.10x11.20(cent) | 13.83(kilos) 30.50(lbs) |  |  | 731304409724 | NAM CERTIFIED PARTNER USD | 16-SEP-2025 | 1820.00 | 01-NOV-2025 | 2095.00
| AP8869X737 | Rack PDU 2G, Metered, ZeroU, 14.4Kw, 208V, (24) C13 & (6) C19 | https://www.se.com/us/en/product/AP8869X737 | 208 3 PH | 208 | 84.61x8.70x4.41(in) 214.90x22.10x11.20(cent) | 13.00(kilos) 28.67(lbs) |  |  | 731304324553 | NAM CERTIFIED PARTNER USD | 16-SEP-2025 | 1870.00 | 01-NOV-2025 | 2150.00
| AP8870 | Rack PDU 2G, Metered, ZeroU, 30A, 120/208V, (16) 5-20R (12) C13 (2) C19 | https://www.se.com/us/en/product/AP8870 | 120 12 | 120 | 78.98x6.48x4.26(in) 200.60x16.47x10.83(cent) | 7.19(kilos) 15.85(lbs) |  |  | 731304307501 | NAM CERTIFIED PARTNER USD | 16-SEP-2025 | 824.00 | 01-NOV-2025 | 948.00
| AP8881 | Rack PDU 2G, Metered, ZeroU, 11kW, 230V, (36) C13 & (6) C19 | https://www.se.com/us/en/product/AP8881 | 400 3 PH | 230 | 78.74x4.21x6.38(in) 200.00x10.70x16.20(cent) | 8.02(kilos) 17.68(lbs) |  |  | 731304277071 | NAM CERTIFIED PARTNER USD | 16-SEP-2025 | 1375.00 | 01-NOV-2025 | 1585.00
| AP8881BLUX667 | Rack PDU 2G, Metered, ZeroU, 11kW, 230V, (36) C13 & (6) C19, Blue Silkscreen | https://www.se.com/us/en/product/AP8881BLUX667 | 400 3 PH | 230 | 78.74x6.38x4.21(in) 200.00x16.20x10.70(cent) | 8.02(kilos) 17.68(lbs) |  |  | 731304354635 | NAM CERTIFIED PARTNER USD | 16-SEP-2025 | 1270.00 | 01-NOV-2025 | 1465.00
| AP8881RED | Rack PDU 2G, Metered, ZeroU, 11kW, 230V, (36) C13 & (6) C19, Full Paint Red | https://www.se.com/us/en/product/AP8881RED |  |  | 78.74x4.21x6.38(in) 200.00x10.70x16.20(cent) | 8.00(kilos) 17.64(lbs) |  |  | 731304433781 | NAM CERTIFIED PARTNER USD | 16-SEP-2025 | 1375.00 | 01-NOV-2025 | 1585.00
| AP8881REDX667 | Rack PDU 2G, Metered, ZeroU, 11kW, 230V, (36) C13 & (6) C19, Red Silkscreen | https://www.se.com/us/en/product/AP8881REDX667 | 400 3 PH | 230 | 78.74x6.38x4.21(in) 200.00x16.20x10.70(cent) | 8.02(kilos) 17.68(lbs) |  |  | 731304354642 | NAM CERTIFIED PARTNER USD | 16-SEP-2025 | 1270.00 | 01-NOV-2025 | 1465.00
| AP8886 | Rack PDU 2G, Metered, ZeroU, 22.0kW(32A), 230V, (30) C13 & (12) C19 | https://www.se.com/us/en/product/AP8886 | 400 3 PH | 230 | 4.33x81.10x6.46(in) 11.00x206.00x16.40(cent) | 9.50(kilos) 20.95(lbs) | 5 |  | 731304289937 | NAM CERTIFIED PARTNER USD | 16-SEP-2025 | 2170.00 | 01-NOV-2025 | 2495.00
| AP8887 | Rack PDU 2G, Metered, ZeroU, 17.3kW, 240V, (30) C13 & (12) C19 | https://www.se.com/us/en/product/AP8887 | 400 3 PH | 240 | 84.61x8.70x4.41(in) 214.90x22.10x11.20(cent) | 13.60(kilos) 29.99(lbs) |  |  | 731304292432 | NAM CERTIFIED PARTNER USD | 16-SEP-2025 | 1735.00 | 01-NOV-2025 | 1995.00
| AP8887L22X837 | Rack PDU 2G, Metered, ZeroU, 17.3kW, 240V, (24) C13 & (18) C19, L22-30P input | https://www.se.com/us/en/product/AP8887L22X837 | 400 3 PH | 240 | 84.61x8.70x4.41(in) 214.90x22.10x11.20(cent) | 13.60(kilos) 29.99(lbs) |  |  | 731304338925 | NAM CERTIFIED PARTNER USD | 16-SEP-2025 | 1785.00 | 01-NOV-2025 | 2055.00
| AP8888 | Rack PDU 2G, Metered, ZeroU, 23.0kW, 240V, (30) C13 & (12) C19 | https://www.se.com/us/en/product/AP8888 | 400 3 PH | 240 | 84.61x8.70x4.41(in) 214.90x22.10x11.20(cent) | 14.05(kilos) 30.98(lbs) |  |  | 731304289944 | NAM CERTIFIED PARTNER USD | 16-SEP-2025 | 2300.00 | 01-NOV-2025 | 2645.00
| AP8888BLU | Rack PDU 2G, Metered, ZeroU, 23.0kW, 240V, (30) C13 & (12) C19, Full Paint Blue | https://www.se.com/us/en/product/AP8888BLU |  |  | 84.61x8.70x4.41(in) 214.90x22.10x11.20(cent) | 14.05(kilos) 30.98(lbs) |  |  | 731304435303 | NAM CERTIFIED PARTNER USD | 16-SEP-2025 | 2300.00 | 01-NOV-2025 | 2645.00
| AP8888RED | Rack PDU 2G, Metered, ZeroU, 23.0kW, 240V, (30) C13 & (12) C19, Full Paint Red | https://www.se.com/us/en/product/AP8888RED |  |  | 84.61x8.70x4.41(in) 214.90x22.10x11.20(cent) | 14.05(kilos) 30.98(lbs) |  |  | 731304435297 | NAM CERTIFIED PARTNER USD | 16-SEP-2025 | 2300.00 | 01-NOV-2025 | 2645.00
| AP8888X892 | Rack PDU 2G, Metered, ZeroU, 23.0kW, 240V, (48) C13 & (12) C19, for 60U SX | https://www.se.com/us/en/product/AP8888X892 | 400 3 PH | 240 | 112.99x8.70x4.41(in) 287.00x22.10x11.20(cent) | 14.51(kilos) 31.99(lbs) |  |  | 731304347330 | NAM CERTIFIED PARTNER USD | 16-SEP-2025 | 2350.00 | 01-NOV-2025 | 2700.00
| AP8930 | Rack PDU 2G, Switched, ZeroU, 20A, 100-120V, (24) 5-20R | https://www.se.com/us/en/product/AP8930 | 120 | 120 | 78.98x6.48x4.26(in) 200.60x16.47x10.83(cent) | 8.60(kilos) 18.96(lbs) |  |  | 731304307518 | NAM CERTIFIED PARTNER USD | 16-SEP-2025 | 1090.00 | 01-NOV-2025 | 1250.00
| AP8931 | Rack PDU 2G, Switched, ZeroU, 15A, 100-120V, (8) 5-15 | https://www.se.com/us/en/product/AP8931 | 100 10 | 100 10 | 44.53x6.30x4.26(in) 113.10x16.00x10.83(cent) | 5.02(kilos) 11.07(lbs) |  |  | 731304307525 | NAM CERTIFIED PARTNER USD | 16-SEP-2025 | 1090.00 | 01-NOV-2025 | 1250.00
| AP8932 | Rack PDU 2G, Switched, ZeroU, 30A, 100-120V, (24) 5-20R | https://www.se.com/us/en/product/AP8932 | 100 10 | 100 10 | 78.98x6.48x4.26(in) 200.60x16.47x10.83(cent) | 9.66(kilos) 21.30(lbs) |  |  | 731304307532 | NAM CERTIFIED PARTNER USD | 16-SEP-2025 | 1210.00 | 01-NOV-2025 | 1390.00
| AP8932US | Rack PDU 2G, Switched, ZeroU, 30A, 100-120V, (24) 5-20R TAA | https://www.se.com/us/en/product/AP8932US | 100 10 | 100 10 | 78.98x6.48x4.26(in) 200.60x16.47x10.83(cent) | 9.66(kilos) 21.30(lbs) |  |  | 731304435419 | NAM CERTIFIED PARTNER USD | 16-SEP-2025 | 1315.00 | 01-NOV-2025 | 1515.00
| AP8958 | Rack PDU 2G, Switched, ZeroU, 16A, 100-240V, (7) C13 & (1) C19 | https://www.se.com/us/en/product/AP8958 | 200 ,230 | 100 ,200 ,208 ,230 | 44.29x4.49x6.50(in) 112.50x11.40x16.50(cent) | 4.76(kilos) 10.50(lbs) |  |  | 731304277101 | NAM CERTIFIED PARTNER USD | 16-SEP-2025 | 984.00 | 01-NOV-2025 | 1135.00
| AP8958EU3 | Rack PDU 2G, Switched, ZeroU, 16A, 230V, (7) C13 & (1) C19, IEC309 Cord | https://www.se.com/us/en/product/AP8958EU3 | 200 ,230 | 200 ,230 | 44.29x4.49x6.50(in) 112.50x11.40x16.50(cent) | 5.49(kilos) 12.10(lbs) |  |  | 731304277118 | NAM CERTIFIED PARTNER USD | 16-SEP-2025 | 1240.00 | 01-NOV-2025 | 1425.00
| AP8958NA3 | Rack PDU 2G, Switched, ZeroU, 20A, 208V, (7) C13 & (1) C19, L620 Cord | https://www.se.com/us/en/product/AP8958NA3 | 200 ,230 | 200 ,208 ,230 ,240 | 44.29x6.50x4.49(in) 112.50x16.50x11.40(cent) | 5.50(kilos) 12.13(lbs) |  |  | 731304277125 | NAM CERTIFIED PARTNER USD | 16-SEP-2025 | 1005.00 | 01-NOV-2025 | 1155.00
| AP8962 | Rack PDU 2G, Switched, ZeroU, 20A, 208V 3Ph, (24) 5-20R | https://www.se.com/us/en/product/AP8962 | 208 3 PH | 120 | 78.98x6.48x4.26(in) 200.60x16.47x10.83(cent) | 9.50(kilos) 20.95(lbs) |  |  | 731304307549 | NAM CERTIFIED PARTNER USD | 16-SEP-2025 | 1260.00 | 01-NOV-2025 | 1450.00
| AP8962US | Rack PDU 2G, Switched, ZeroU, 20A, 208V 3Ph, (24) 5-20R TAA | https://www.se.com/us/en/product/AP8962US | 208 3 PH | 120 | 78.98x6.48x4.26(in) 200.60x16.47x10.83(cent) | 9.50(kilos) 20.95(lbs) |  |  | 731304435402 | NAM CERTIFIED PARTNER USD | 16-SEP-2025 | 1375.00 | 01-NOV-2025 | 1580.00
| AP8970GRNX874 | Rack PDU 2G, Switched, ZeroU, 30A, 120/208V, (16) 5-20R (7) C13 (1) C19, Full Paint Aetna Green | https://www.se.com/us/en/product/AP8970GRNX874 | 120 12 | 120 12 | 80.35x6.48x4.69(in) 204.10x16.47x11.92(cent) | 10.22(kilos) 22.54(lbs) |  |  | 731304354819 | NAM CERTIFIED PARTNER USD | 16-SEP-2025 | 1325.00 | 01-NOV-2025 | 1525.00
| AP8970NRGX874 | Rack PDU 2G, Switched, ZeroU, 30A, 120/208V, (16) 5-20R (7) C13 (1) C19, Full Paint Aetna Orange | https://www.se.com/us/en/product/AP8970NRGX874 | 120 12 | 120 12 | 80.35x6.48x4.69(in) 204.10x16.47x11.92(cent) | 10.22(kilos) 22.54(lbs) |  |  | 731304354826 | NAM CERTIFIED PARTNER USD | 16-SEP-2025 | 1325.00 | 01-NOV-2025 | 1525.00
| AP8981 | Rack PDU 2G, Switched, ZeroU, 11kW, 230V, (21) C13 & (3) C19 | https://www.se.com/us/en/product/AP8981 | 400 3 PH | 208 20 | 78.82x4.49x6.50(in) 200.20x11.40x16.50(cent) | 8.95(kilos) 19.73(lbs) |  |  | 731304277187 | NAM CERTIFIED PARTNER USD | 16-SEP-2025 | 1930.00 | 01-NOV-2025 | 2220.00
| AP9551 | Rack PDU, Basic, Zero U, 20A, 120V, (14)5-15 | https://www.se.com/us/en/product/AP9551 | 100 10 | 120 | 25.51x7.01x5.98(in) 64.80x17.80x15.20(cent) | 2.92(kilos) 6.44(lbs) |  |  | 731304021247 | NAM CERTIFIED PARTNER USD | 16-SEP-2025 | 210.00 | 01-NOV-2025 | 241.00
| AP9559 | Rack PDU,Basic, 1U, 16A,208&230V, (10)C13 & (2)C19 | https://www.se.com/us/en/product/AP9559 | 120 ,230 | 120 ,230 | 6.50x5.98x19.02(in) 16.50x15.20x48.30(cent) | 2.36(kilos) 5.19(lbs) |  |  | 731304123521 | NAM CERTIFIED PARTNER USD | 16-SEP-2025 | 258.00 | 01-NOV-2025 | 297.00
| AP9560 | Rack PDU, Basic, 1U, 30A, 120V, (10)5-20 | https://www.se.com/us/en/product/AP9560 | 100 10 | 120 | 5.98x19.13x6.97(in) 15.20x48.60x17.70(cent) | 3.64(kilos) 8.03(lbs) |  |  | 731304192930 | NAM CERTIFIED PARTNER USD | 16-SEP-2025 | 298.00 | 01-NOV-2025 | 342.00
| AP9562 | Rack PDU, Basic, 1U, 15A, 120V, (10)5-15 | https://www.se.com/us/en/product/AP9562 | 100 10 | 120 | 2.76x18.27x9.02(in) 7.00x46.40x22.90(cent) | 3.64(kilos) 8.03(lbs) |  |  | 731304203865 | NAM CERTIFIED PARTNER USD | 16-SEP-2025 | 116.00 | 01-NOV-2025 | 133.00
| AP9563 | Rack PDU, Basic, 1U, 20A, 120V, (10)5-20, 5-20P | https://www.se.com/us/en/product/AP9563 | 100 10 | 120 | 2.76x18.27x9.02(in) 7.00x46.40x22.90(cent) | 3.64(kilos) 8.03(lbs) |  |  | 731304203889 | NAM CERTIFIED PARTNER USD | 16-SEP-2025 | 177.00 | 01-NOV-2025 | 204.00
| AP9564 | Rack PDU, Basic, 1U, 20A, 120V, (10)5-20, L5-20P | https://www.se.com/us/en/product/AP9564 | 100 10 | 120 | 2.76x18.27x9.02(in) 7.00x46.40x22.90(cent) | 3.64(kilos) 8.03(lbs) |  |  | 731304203872 | NAM CERTIFIED PARTNER USD | 16-SEP-2025 | 177.00 | 01-NOV-2025 | 204.00
| AP9565 | Rack PDU, Basic, 1U, 16A, 208/230V, (12)C13 | https://www.se.com/us/en/product/AP9565 | 200 ,230 | 208 20 | 2.76x9.02x18.27(in) 7.00x22.90x46.40(cent) | 3.63(kilos) 8.01(lbs) |  |  | 731304213055 | NAM CERTIFIED PARTNER USD | 16-SEP-2025 | 177.00 | 01-NOV-2025 | 204.00
| AP9566 | Rack PDU, Basic, 1U, 16A, 208V, (12)C13 | https://www.se.com/us/en/product/AP9566 | 200 ,230 | 208 | 2.76x18.27x9.02(in) 7.00x46.40x22.90(cent) | 3.64(kilos) 8.03(lbs) |  |  | 731304213048 | NAM CERTIFIED PARTNER USD | 16-SEP-2025 | 177.00 | 01-NOV-2025 | 204.00
| AP9567 | Rack PDU, Basic, Zero U, 15A, 100/120V, (14) 5-15 | https://www.se.com/us/en/product/AP9567 | 100 10 | 100 10 | 25.51x7.01x5.98(in) 64.80x17.80x15.20(cent) | 2.92(kilos) 6.44(lbs) |  |  | 731304207061 | NAM CERTIFIED PARTNER USD | 16-SEP-2025 | 212.00 | 01-NOV-2025 | 243.00
| AP9568 | Rack PDU,Basic,Zero U,10A,230V, (15)C13 | https://www.se.com/us/en/product/AP9568 | 120 ,200 ,208 ,230 ,240 | 208 20 | 25.51x5.98x7.01(in) 64.80x15.20x17.80(cent) | 2.72(kilos) 6.01(lbs) |  |  | 731304207054 | NAM CERTIFIED PARTNER USD | 16-SEP-2025 | 212.00 | 01-NOV-2025 | 243.00
| AP9569 | Cord Retention Bracket for Basic Rack PDUs | https://www.se.com/us/en/product/AP9569 |  |  | 2.52x3.74x18.62(in) 6.40x9.50x47.30(cent) | 0.68(kilos) 1.50(lbs) |  |  | 731304203896 | NAM CERTIFIED PARTNER USD | 16-SEP-2025 | 72.00 | 01-NOV-2025 | 83.00
| AP9570 | Rack PDU, Basic, 1U, 30A, 208V, (4) C19 | https://www.se.com/us/en/product/AP9570 | 200 ,230 | 208 | 2.76x18.27x9.02(in) 7.00x46.40x22.90(cent) | 3.86(kilos) 8.51(lbs) |  |  | 731304213086 | NAM CERTIFIED PARTNER USD | 16-SEP-2025 | 298.00 | 01-NOV-2025 | 342.00
| AP9571A | Rack PDU, Basic, 1U, 30A, 208V, (10) C13 | https://www.se.com/us/en/product/AP9571A | 200 ,230 | 208 | 6.73x19.02x6.85(in) 17.10x48.30x17.40(cent) | 3.64(kilos) 8.03(lbs) |  |  | 731304272755 | NAM CERTIFIED PARTNER USD | 16-SEP-2025 | 289.00 | 01-NOV-2025 | 332.00
| AP9572 | Rack PDU, Basic, Zero U, 16A, 208/230V, (15) C13 | https://www.se.com/us/en/product/AP9572 | 200 ,230 | 200 ,230 | 25.12x5.75x6.61(in) 63.80x14.60x16.80(cent) | 2.72(kilos) 6.01(lbs) |  |  | 731304226369 | NAM CERTIFIED PARTNER USD | 16-SEP-2025 | 263.00 | 01-NOV-2025 | 303.00
| AP9870 | Power Cord, C13 to C14, 2.5m | https://www.se.com/us/en/product/AP9870 |  |  | 2.01x7.99x4.02(in) 5.10x20.30x10.20(cent) | 0.30(kilos) 0.65(lbs) | 10 |  | 731304107897 | NAM CERTIFIED PARTNER USD | 16-SEP-2025 | 24.75 | 01-NOV-2025 | 29.00
| AP9871 | Power Cord, C19 to L6-20P, 3.7m | https://www.se.com/us/en/product/AP9871 |  |  | 4.02x4.02x12.01(in) 10.20x10.20x30.50(cent) | 1.10(kilos) 2.43(lbs) |  |  | 731304111030 | NAM CERTIFIED PARTNER USD | 16-SEP-2025 | 45.00 | 01-NOV-2025 | 51.00
| AP9872 | Power Cord, C19 to 5-15P, 2.5m | https://www.se.com/us/en/product/AP9872 |  |  | 4.02x12.52x4.25(in) 10.20x31.80x10.80(cent) | 0.30(kilos) 0.66(lbs) |  |  | 731304189374 | NAM CERTIFIED PARTNER USD | 16-SEP-2025 | 40.00 | 01-NOV-2025 | 46.00
| AP9873 | Power Cord, C19 to 5-20P, 2.5m | https://www.se.com/us/en/product/AP9873 |  |  | 4.02x12.52x4.25(in) 10.20x31.80x10.80(cent) | 0.30(kilos) 0.66(lbs) |  |  | 731304189367 | NAM CERTIFIED PARTNER USD | 16-SEP-2025 | 40.00 | 01-NOV-2025 | 46.00
| AP9875 | Power Cord, C19 to CEE/7 Schuko, 2.5m | https://www.se.com/us/en/product/AP9875 |  |  | 2.01x7.99x4.02(in) 5.10x20.30x10.20(cent) | 0.30(kilos) 0.66(lbs) | 10 |  | 731304189404 | NAM CERTIFIED PARTNER USD | 16-SEP-2025 | 40.00 | 01-NOV-2025 | 46.00
| AP9876 | Power Cord, C19 to IEC309 16A, 2.5m | https://www.se.com/us/en/product/AP9876 |  |  | 2.01x7.99x4.02(in) 5.10x20.30x10.20(cent) | 0.30(kilos) 0.66(lbs) | 10 |  | 731304189398 | NAM CERTIFIED PARTNER USD | 16-SEP-2025 | 66.00 | 01-NOV-2025 | 76.00
| AP9877 | Power Cord, C19 to C20, 2.0m | https://www.se.com/us/en/product/AP9877 |  |  | 12.01x4.02x4.02(in) 30.50x10.20x10.20(cent) | 0.46(kilos) 1.01(lbs) | 5 |  | 731304198765 | NAM CERTIFIED PARTNER USD | 16-SEP-2025 | 36.00 | 01-NOV-2025 | 42.00
| AP9878 | Power Cord, C19 to C14, 2.0m | https://www.se.com/us/en/product/AP9878 |  |  | 12.01x4.02x4.02(in) 30.50x10.20x10.20(cent) | 0.36(kilos) 0.79(lbs) | 10 |  | 731304198772 | NAM CERTIFIED PARTNER USD | 16-SEP-2025 | 40.00 | 01-NOV-2025 | 46.00
| AP9879 | Power Cord, C13 to C20, 2.0m | https://www.se.com/us/en/product/AP9879 |  |  | 3.90x11.81x3.90(in) 9.90x30.00x9.90(cent) | 0.47(kilos) 1.03(lbs) | 4 |  | 731304198734 | NAM CERTIFIED PARTNER USD | 16-SEP-2025 | 40.00 | 01-NOV-2025 | 46.00
| AP9880 | Power Cord, C14 to CEE 7/7 Schuko, 0.6m | https://www.se.com/us/en/product/AP9880 |  |  | 11.69x15.63x5.83(in) 29.70x39.70x14.80(cent) | 0.21(kilos) 0.47(lbs) | 10 |  | 731304198758 | NAM CERTIFIED PARTNER USD | 16-SEP-2025 | 40.00 | 01-NOV-2025 | 46.00
| AP9881 | Power Cord, C14 to BS1363 (UK), 0.6m | https://www.se.com/us/en/product/AP9881 |  |  | 12.01x4.02x4.02(in) 30.50x10.20x10.20(cent) | 0.46(kilos) 1.01(lbs) |  |  | 731304198741 | NAM CERTIFIED PARTNER USD | 16-SEP-2025 | 40.00 | 01-NOV-2025 | 46.00
| AP9883 | Power Cord Splitter, L21-20P to (3)L5-20R | https://www.se.com/us/en/product/AP9883 |  |  | 2.99x12.52x12.52(in) 7.60x31.80x31.80(cent) | 1.36(kilos) 3.00(lbs) |  |  | 731304198796 | NAM CERTIFIED PARTNER USD | 16-SEP-2025 | 172.00 | 01-NOV-2025 | 198.00
| AP9887 | Power Cord, C19 to C20, 4.5m | https://www.se.com/us/en/product/AP9887 |  | 230 | 22.52x18.50x4.49(in) 57.20x47.00x11.40(cent) | 1.82(kilos) 4.01(lbs) |  |  | 731304204138 | NAM CERTIFIED PARTNER USD | 16-SEP-2025 | 130.00 | 01-NOV-2025 | 149.00
| AP9890 | Power Cord Kit (5 ea), C13 to C14, 0.6m | https://www.se.com/us/en/product/AP9890 |  |  | 2.99x7.99x4.02(in) 7.60x20.30x10.20(cent) | 0.55(kilos) 1.21(lbs) |  |  | 731304217862 | NAM CERTIFIED PARTNER USD | 16-SEP-2025 | 41.00 | 01-NOV-2025 | 48.00
| AP9892 | Power Cord, C19 to C20, 0.6m | https://www.se.com/us/en/product/AP9892 |  |  | 2.01x7.99x4.02(in) 5.10x20.30x10.20(cent) | 0.26(kilos) 0.57(lbs) |  |  | 731304217893 | NAM CERTIFIED PARTNER USD | 16-SEP-2025 | 21.50 | 01-NOV-2025 | 24.50
| AP9893 | Power Cord, C13 to 5-15P, 2.4m | https://www.se.com/us/en/product/AP9893 |  | 120 | 2.99x7.99x4.02(in) 7.60x20.30x10.20(cent) | 0.45(kilos) 0.99(lbs) |  |  | 731304217886 | NAM CERTIFIED PARTNER USD | 16-SEP-2025 | 21.50 | 01-NOV-2025 | 24.50
| AP9895 | Power Cord, C19 to BS1363A (UK), 2.4m | https://www.se.com/us/en/product/AP9895 |  |  | 4.02x2.99x11.73(in) 10.20x7.60x29.80(cent) | 0.52(kilos) 1.14(lbs) |  |  | 731304217855 | NAM CERTIFIED PARTNER USD | 16-SEP-2025 | 43.00 | 01-NOV-2025 | 49.00
| AP9896 | Power Cord, C19 to L6-30P, 2.4m | https://www.se.com/us/en/product/AP9896 |  |  | 4.02x11.73x2.99(in) 10.20x29.80x7.60(cent) | 0.74(kilos) 1.63(lbs) |  |  | 731304217848 | NAM CERTIFIED PARTNER USD | 16-SEP-2025 | 43.00 | 01-NOV-2025 | 49.00
| AP9897 | Power Cord, C19 to 15A Australia Plug, 3.7m | https://www.se.com/us/en/product/AP9897 |  |  | 4.02x11.73x4.02(in) 10.20x29.80x10.20(cent) | 0.73(kilos) 1.61(lbs) |  |  | 731304219972 | NAM CERTIFIED PARTNER USD | 16-SEP-2025 | 99.00 | 01-NOV-2025 | 113.00
| AP9899 | Power Cord, C20 to IEC309 (16A), 2.5m | https://www.se.com/us/en/product/AP9899 |  |  | 4.02x4.02x12.01(in) 10.20x10.20x30.50(cent) | 0.61(kilos) 1.34(lbs) | 10 |  | 731304252139 | NAM CERTIFIED PARTNER USD | 16-SEP-2025 | 154.00 | 01-NOV-2025 | 177.00
| APDU1300 | NetShelter Rack PDU 10000 Sensor Hub | https://www.se.com/us/en/product/APDU1300 |  |  | 0.39x7.87x9.06(in) 1.00x20.00x23.00(cent) | 0.17(kilos) 0.37(lbs) |  |  | 731304446743 | NAM CERTIFIED PARTNER USD | 16-SEP-2025 | 152.00 | 01-NOV-2025 | 174.00
| APDU1303 | NetShelter Rack PDU 10000 Door Switch | https://www.se.com/us/en/product/APDU1303 |  |  | 0.39x7.87x9.06(in) 1.00x20.00x23.00(cent) | 0.15(kilos) 0.33(lbs) |  |  | 731304446750 | NAM CERTIFIED PARTNER USD | 16-SEP-2025 | 128.00 | 01-NOV-2025 | 147.00
| APDU1308 | NetShelter Rack PDU 10000 Rope Leak Sensor | https://www.se.com/us/en/product/APDU1308 |  |  | 3.15x7.87x7.09(in) 8.00x20.00x18.00(cent) | 0.54(kilos) 1.19(lbs) |  |  | 731304446781 | NAM CERTIFIED PARTNER USD | 16-SEP-2025 | 430.00 | 01-NOV-2025 | 495.00
| APDU1335T | NetShelter Rack PDU 10000 Temperature Sensor | https://www.se.com/us/en/product/APDU1335T |  |  | 0.39x7.87x9.06(in) 1.00x20.00x23.00(cent) | 0.16(kilos) 0.34(lbs) |  |  | 731304446712 | NAM CERTIFIED PARTNER USD | 16-SEP-2025 | 103.00 | 01-NOV-2025 | 119.00
| APDU1335T3H | NetShelter Rack PDU 10000 Temperature (Qty 3) & Humidity Sensor | https://www.se.com/us/en/product/APDU1335T3H |  |  | 0.39x7.87x9.06(in) 1.00x20.00x23.00(cent) | 0.17(kilos) 0.37(lbs) |  |  | 731304446736 | NAM CERTIFIED PARTNER USD | 16-SEP-2025 | 182.00 | 01-NOV-2025 | 209.00
| APDU1335TH | NetShelter Rack PDU 10000 Temperature & Humidity Sensor | https://www.se.com/us/en/product/APDU1335TH |  |  | 0.39x7.87x9.06(in) 1.00x20.00x23.00(cent) | 0.16(kilos) 0.34(lbs) |  |  | 731304446729 | NAM CERTIFIED PARTNER USD | 16-SEP-2025 | 164.00 | 01-NOV-2025 | 188.00
| APDU9640NMC3 | APC NetShelter Rack PDU Advanced Network Management Card 3 | https://www.se.com/us/en/product/APDU9640NMC3 |  |  | 2.75x3.50x8.00(in) 6.98x8.89x20.32(cent) | 0.45(kilos) 0.99(lbs) |  |  | 731304752615 | NAM CERTIFIED PARTNER USD | 16-SEP-2025 | 330.00 | 01-NOV-2025 | 380.00
| APDU9640NMC3-MP50 | APC NetShelter Rack PDU Advanced Network Management Card 3-Master Pack Qty 50 | https://www.se.com/us/en/product/APDU9640NMC3-MP50 |  |  | 2.44x8.03x3.31(in) 6.20x20.40x8.40(cent) | 0.60(kilos) 1.32(lbs) |  |  | 731304753933 | NAM CERTIFIED PARTNER USD | 16-SEP-2025 | 13200.00 | 01-NOV-2025 | 15180.00
| APDU9866-1UX960 | APC Rack PDU 9000, Metered, 1U, 17.2Kw, 60A 208V 3ph, (3) C13 & (6) C19, 3.6m input cord | https://www.se.com/us/en/product/APDU9866-1UX960 | 200 |  | 13.39x36.61x24.41(in) 34.00x93.00x62.00(cent) | 18.00(kilos) 39.69(lbs) |  |  | 731304758693 | NAM CERTIFIED PARTNER USD | 16-SEP-2025 | 2285.00 | 01-NOV-2025 | 2625.00
| APDU9941 | APC Rack PDU 9000 Switched, ZeroU, 30A, 200/208V, (21) C13 & (3) C19 | https://www.se.com/us/en/product/APDU9941 | 208 20 | 200 20 | 80.31x6.50x4.88(in) 204.00x16.50x12.40(cent) | 10.00(kilos) 22.05(lbs) |  |  | 731304356264 | NAM CERTIFIED PARTNER USD | 16-SEP-2025 | 1275.00 | 01-NOV-2025 | 1465.00
| APDU9941US | APC Rack PDU 9000 Switched, ZeroU, 30A, 200/208V, (21) C13 & (3) C19 TAA | https://www.se.com/us/en/product/APDU9941US | 208 20 | 200 20 | 80.31x6.50x4.88(in) 204.00x16.50x12.40(cent) | 10.00(kilos) 22.05(lbs) |  |  | 731304435341 | NAM CERTIFIED PARTNER USD | 16-SEP-2025 | 1390.00 | 01-NOV-2025 | 1600.00
| APDU9953 | APC Rack PDU 9000 Switched, ZeroU, 32A, 230V, (21) C13 & (3) C19 | https://www.se.com/us/en/product/APDU9953 | 200...240 | 200...240 | 80.31x6.50x4.88(in) 204.00x16.50x12.40(cent) | 9.95(kilos) 21.94(lbs) |  |  | 731304356271 | NAM CERTIFIED PARTNER USD | 16-SEP-2025 | 1450.00 | 01-NOV-2025 | 1665.00
| APDU9959EU3 | APC Rack PDU 9000 Switched, ZeroU, 16A, 230V, (21) C13 & (3) C19, IEC309 Cord | https://www.se.com/us/en/product/APDU9959EU3 | 230 | 230 | 78.82x6.50x4.49(in) 200.20x16.50x11.40(cent) | 8.59(kilos) 18.94(lbs) |  |  | 731304356295 | NAM CERTIFIED PARTNER USD | 16-SEP-2025 | 1360.00 | 01-NOV-2025 | 1565.00
| APDU9959J | APC NetShelter Rack PDU 9000 Switched, ZeroU, 16A, 100-240V, (21) C13 & (3) C19, Japan | https://www.se.com/us/en/product/APDU9959J | 200 | 200 | 78.82x6.50x4.49(in) 200.20x16.50x11.40(cent) | 7.86(kilos) 17.33(lbs) |  |  | 731304412922 | NAM CERTIFIED PARTNER USD | 16-SEP-2025 | 1140.00 | 01-NOV-2025 | 1310.00
| APDU9959NA3 | APC Rack PDU 9000 Switched, ZeroU, 20A, 208V, (21) C13 & (3) C19, L620 Cord | https://www.se.com/us/en/product/APDU9959NA3 | 200 20 | 208 20 | 78.82x6.50x4.49(in) 200.20x16.50x11.40(cent) | 7.86(kilos) 17.33(lbs) |  |  | 731304356301 | NAM CERTIFIED PARTNER USD | 16-SEP-2025 | 1115.00 | 01-NOV-2025 | 1285.00
| APDU9961 | APC Rack PDU 9000 Switched, ZeroU, 5.7kW, 200/208V, (21) C13 & (3) C19 | https://www.se.com/us/en/product/APDU9961 | 208 3 PH | 208 | 78.82x6.50x4.49(in) 200.20x16.50x11.40(cent) | 8.82(kilos) 19.45(lbs) |  |  | 731304356318 | NAM CERTIFIED PARTNER USD | 16-SEP-2025 | 1430.00 | 01-NOV-2025 | 1645.00
| APDU9965 | APC Rack PDU 9000 Switched, ZeroU, 8.6kW, 208V, (21) C13 & (3) C19 | https://www.se.com/us/en/product/APDU9965 | 208 3 PH | 208 | 80.31x6.50x4.88(in) 204.00x16.50x12.40(cent) | 10.32(kilos) 22.76(lbs) |  |  | 731304356325 | NAM CERTIFIED PARTNER USD | 16-SEP-2025 | 1740.00 | 01-NOV-2025 | 2000.00
| APDU9965US | APC Rack PDU 9000 Switched, ZeroU, 8.6kW, 208V, (21) C13 & (3) C19 TAA | https://www.se.com/us/en/product/APDU9965US | 208 3 PH | 208 | 80.31x6.50x4.88(in) 204.00x16.50x12.40(cent) | 10.32(kilos) 22.76(lbs) |  |  | 731304435358 | NAM CERTIFIED PARTNER USD | 16-SEP-2025 | 1895.00 | 01-NOV-2025 | 2180.00
| APDU9965X969 | APC Rack PDU 9000 Switched, ZeroU, 8.6kW, 208V, (21) C13 & (3) C19, 3.5m cord | https://www.se.com/us/en/product/APDU9965X969 |  |  | 81.89x6.69x5.51(in) 208.00x17.00x14.00(cent) | 12.00(kilos) 26.46(lbs) |  |  | 731304447313 | NAM CERTIFIED PARTNER USD | 16-SEP-2025 | 2045.00 | 01-NOV-2025 | 2350.00
| APDU9965X970 | APC Rack PDU 9000 Switched, ZeroU, 8.6kW, 208V, (21) C13 & (3) C19, 3.5m cord, L15-30P input | https://www.se.com/us/en/product/APDU9965X970 |  |  | 80.31x7.09x5.51(in) 204.00x18.00x14.00(cent) | 13.00(kilos) 28.67(lbs) |  |  | 731304447320 | NAM CERTIFIED PARTNER USD | 16-SEP-2025 | 2075.00 | 01-NOV-2025 | 2385.00
| APDU9966 | APC Rack PDU 9000 Switched, ZeroU, 17.2kW, 208V, (20) C13, (12) C19 | https://www.se.com/us/en/product/APDU9966 | 208 3 PH | 208 | 84.61x8.70x4.41(in) 214.90x22.10x11.20(cent) | 19.96(kilos) 44.01(lbs) |  |  | 731304356332 | NAM CERTIFIED PARTNER USD | 16-SEP-2025 | 3145.00 | 01-NOV-2025 | 3615.00
| APDU9967 | APC Rack PDU 9000 Switched, ZeroU, 17.2kW, 208V, (42) C13, (6) C19 | https://www.se.com/us/en/product/APDU9967 | 208 3 PH | 208 | 84.61x8.70x4.41(in) 214.90x22.10x11.20(cent) | 19.96(kilos) 44.01(lbs) |  |  | 731304356349 | NAM CERTIFIED PARTNER USD | 16-SEP-2025 | 3145.00 | 01-NOV-2025 | 3615.00
| APDU9967US | APC Rack PDU 9000 Switched, ZeroU, 17.2kW, 208V, (42) C13, (6) C19 TAA | https://www.se.com/us/en/product/APDU9967US | 208 3 PH | 208 | 84.61x8.70x4.41(in) 214.90x22.10x11.20(cent) | 19.96(kilos) 44.01(lbs) |  |  | 731304435433 | NAM CERTIFIED PARTNER USD | 16-SEP-2025 | 3430.00 | 01-NOV-2025 | 3940.00
| APDU9970 | APC Rack PDU 9000 Switched, ZeroU, 30A, 120/208V, (16) 5-20R (7) C13 (1) C19 | https://www.se.com/us/en/product/APDU9970 | 120 12 | 120 12 | 80.35x6.48x4.69(in) 204.10x16.47x11.92(cent) | 10.22(kilos) 22.54(lbs) |  |  | 731304356356 | NAM CERTIFIED PARTNER USD | 16-SEP-2025 | 1490.00 | 01-NOV-2025 | 1715.00
| APDU9981EU3 | APC Rack PDU 9000 Switched, ZeroU, 11.0kW, 230V, (21) C13 & (3) C19 | https://www.se.com/us/en/product/APDU9981EU3 | 400 3 PH | 230 | 78.82x6.50x4.49(in) 200.20x16.50x11.40(cent) | 8.95(kilos) 19.73(lbs) |  |  | 731304404262 | NAM CERTIFIED PARTNER USD | 16-SEP-2025 | 1930.00 | 01-NOV-2025 | 2220.00
| APDU9981EU3X968 | APC Rack PDU 9000 Switched, ZeroU, 11.0kW, 230V, (21) C13 & (3) C19, 3.5m cord, 3x breakers | https://www.se.com/us/en/product/APDU9981EU3X968 |  |  | 78.74x6.69x4.72(in) 200.00x17.00x12.00(cent) | 10.00(kilos) 22.05(lbs) |  |  | 731304447290 | NAM CERTIFIED PARTNER USD | 16-SEP-2025 | 2005.00 | 01-NOV-2025 | 2305.00
| APDU9981NA3 | APC Rack PDU 9000 Switched, ZeroU, 11.5kW, 208V, (21) C13 & (3) C19 | https://www.se.com/us/en/product/APDU9981NA3 | 415 3 PH | 208 20 | 78.82x6.50x4.49(in) 200.20x16.50x11.40(cent) | 8.95(kilos) 19.73(lbs) |  |  | 731304404255 | NAM CERTIFIED PARTNER USD | 16-SEP-2025 | 1930.00 | 01-NOV-2025 | 2220.00
| APDU10151ME | APC NetShelter Rack PDU Advanced, Metered, 5.0kW, 1PH, 208V, 30A, L6-30P, 40 Outlet | https://www.se.com/us/en/product/APDU10151ME | 208 1 PH | 208 | 67.72x8.19x4.57(in) 172.00x20.80x11.60(cent) | 8.60(kilos) 18.96(lbs) |  |  | 731304439769 | NAM CERTIFIED PARTNER USD | 16-SEP-2025 | 1230.00 | 01-NOV-2025 | 1415.00
| APDU10151SM | APC NetShelter Rack PDU Advanced, Switched Metered Outlet, 5.0kW, 1PH, 208V, 30A, L6-30P, 40 Outlet | https://www.se.com/us/en/product/APDU10151SM | 208 1 PH | 208 | 67.72x8.19x4.57(in) 172.00x20.80x11.60(cent) | 9.80(kilos) 21.61(lbs) |  |  | 731304439783 | NAM CERTIFIED PARTNER USD | 16-SEP-2025 | 2955.00 | 01-NOV-2025 | 3400.00
| APDU10151SW | APC NetShelter Rack PDU Advanced, Switched, 5.0kW, 1PH, 208V, 30A, L6-30P, 40 Outlet | https://www.se.com/us/en/product/APDU10151SW | 208 1 PH | 208 | 67.72x8.19x4.57(in) 172.00x20.80x11.60(cent) | 9.70(kilos) 21.39(lbs) |  |  | 731304439776 | NAM CERTIFIED PARTNER USD | 16-SEP-2025 | 1960.00 | 01-NOV-2025 | 2250.00
| APDU10250ME | APC NetShelter Rack PDU Advanced, Metered, 11.5kW, 3PH, 415V, 20A, 520P6, 42 Outlet | https://www.se.com/us/en/product/APDU10250ME | 415 3 PH,400 3 PH | 240 | 67.72x8.19x4.57(in) 172.00x20.80x11.60(cent) | 7.70(kilos) 16.98(lbs) |  |  | 731304439684 | NAM CERTIFIED PARTNER USD | 16-SEP-2025 | 1220.00 | 01-NOV-2025 | 1405.00
| APDU10250SM | APC NetShelter Rack PDU Advanced, Switched Metered Outlet, 11.5kW, 3PH, 415V, 20A, 520P6, 48 Outlet | https://www.se.com/us/en/product/APDU10250SM | 415 3 PH,400 3 PH | 240 | 67.72x8.19x4.57(in) 172.00x20.80x11.60(cent) | 9.70(kilos) 21.39(lbs) |  |  | 731304439707 | NAM CERTIFIED PARTNER USD | 16-SEP-2025 | 2625.00 | 01-NOV-2025 | 3015.00
| APDU10250SW | APC NetShelter Rack PDU Advanced, Switched, 11.5kW, 3PH, 415V, 20A, 520P6, 42 Outlet | https://www.se.com/us/en/product/APDU10250SW | 415 3 PH,400 3 PH | 240 | 67.72x8.19x4.57(in) 172.00x20.80x11.60(cent) | 9.20(kilos) 20.29(lbs) |  |  | 731304439691 | NAM CERTIFIED PARTNER USD | 16-SEP-2025 | 2000.00 | 01-NOV-2025 | 2300.00
| APDU10350ME | APC NetShelter Rack PDU Advanced, Metered, 17.3kW, 3PH, 415V, 30A, 530P6, 48 Outlet | https://www.se.com/us/en/product/APDU10350ME | 415 3 PH,400 3 PH | 240 | 77.95x10.31x5.20(in) 198.00x26.20x13.20(cent) | 11.40(kilos) 25.14(lbs) |  |  | 731304439714 | NAM CERTIFIED PARTNER USD | 16-SEP-2025 | 1810.00 | 01-NOV-2025 | 2085.00
| APDU10350MO | APC NetShelter Rack PDU Advanced, Metered Outlet, 17.3kW, 3PH, 415V, 30A, 530P6, 48 Outlet | https://www.se.com/us/en/product/APDU10350MO | 415 3 PH,400 3 PH | 240 | 77.95x10.31x5.20(in) 198.00x26.20x13.20(cent) | 12.60(kilos) 27.78(lbs) |  |  | 731304439738 | NAM CERTIFIED PARTNER USD | 16-SEP-2025 | 3130.00 | 01-NOV-2025 | 3600.00
| APDU10350SM | APC NetShelter Rack PDU Advanced, Switched Metered Outlet, 17.3kW, 3PH, 415V, 30A, 530P6, 48 Outlet | https://www.se.com/us/en/product/APDU10350SM | 415 3 PH,400 3 PH | 240 | 77.95x10.31x5.20(in) 198.00x26.20x13.20(cent) | 12.60(kilos) 27.78(lbs) |  |  | 731304439745 | NAM CERTIFIED PARTNER USD | 16-SEP-2025 | 3365.00 | 01-NOV-2025 | 3870.00
| APDU10350SW | APC NetShelter Rack PDU Advanced, Switched, 17.3kW, 3PH, 415V, 30A, 530P6, 48 Outlet | https://www.se.com/us/en/product/APDU10350SW | 415 3 PH,400 3 PH | 240 | 77.95x10.31x5.20(in) 198.00x26.20x13.20(cent) | 12.60(kilos) 27.78(lbs) |  |  | 731304439721 | NAM CERTIFIED PARTNER USD | 16-SEP-2025 | 2420.00 | 01-NOV-2025 | 2785.00
| APDU10351ME | APC NetShelter Rack PDU Advanced, Metered, 8.6kW, 3PH, 208V, 30A, L21-30P, 42 Outlet | https://www.se.com/us/en/product/APDU10351ME | 208 3 PH | 208 | 77.95x8.19x4.57(in) 198.00x20.80x11.60(cent) | 10.70(kilos) 23.59(lbs) |  |  | 731304439790 | NAM CERTIFIED PARTNER USD | 16-SEP-2025 | 1565.00 | 01-NOV-2025 | 1800.00
| APDU10351SM | APC NetShelter Rack PDU Advanced, Switched Metered Outlet, 8.6kW, 3PH, 208V 30A, L21-30P, 48 Outlet | https://www.se.com/us/en/product/APDU10351SM | 208 3 PH | 208 | 77.95x8.19x4.57(in) 198.00x20.80x11.60(cent) | 12.40(kilos) 27.34(lbs) |  |  | 731304439813 | NAM CERTIFIED PARTNER USD | 16-SEP-2025 | 2870.00 | 01-NOV-2025 | 3300.00
| APDU10351SW | APC NetShelter Rack PDU Advanced, Switched, 8.6kW, 3PH, 208V, 30A, L21-30P, 48 Outlet | https://www.se.com/us/en/product/APDU10351SW | 208 3 PH | 208 | 77.95x8.19x4.57(in) 198.00x20.80x11.60(cent) | 12.40(kilos) 27.34(lbs) |  |  | 731304439806 | NAM CERTIFIED PARTNER USD | 16-SEP-2025 | 2415.00 | 01-NOV-2025 | 2775.00
| APDU10450ME | APC NetShelter Rack PDU Advanced, Metered, 34.6kW, 3PH, 415V, 60A, 560P6, 42 Outlet | https://www.se.com/us/en/product/APDU10450ME | 415 3 PH | 240 | 83.07x10.31x5.20(in) 211.00x26.20x13.20(cent) | 17.00(kilos) 37.49(lbs) |  |  | 731304439103 | NAM CERTIFIED PARTNER USD | 16-SEP-2025 | 2825.00 | 01-NOV-2025 | 3250.00
| APDU10450SM | APC NetShelter Rack PDU Advanced, Switched Metered Outlet, 34.6kW, 3PH, 415V, 60A, 560P6, 42 Outlet | https://www.se.com/us/en/product/APDU10450SM | 415 3 PH | 240 | 77.95x10.31x5.20(in) 198.00x26.20x13.20(cent) | 15.70(kilos) 34.62(lbs) |  |  | 731304439752 | NAM CERTIFIED PARTNER USD | 16-SEP-2025 | 4475.00 | 01-NOV-2025 | 5145.00
| APDU10450SW | APC NetShelter Rack PDU Advanced, Switched, 34.6kW, 3PH, 415V, 60A, 560P6, 42 Outlet | https://www.se.com/us/en/product/APDU10450SW | 415 3 PH | 240 | 83.07x10.31x5.20(in) 211.00x26.20x13.20(cent) | 19.00(kilos) 41.90(lbs) |  |  | 731304439110 | NAM CERTIFIED PARTNER USD | 16-SEP-2025 | 3710.00 | 01-NOV-2025 | 4265.00
| APDU10451ME | APC NetShelter Rack PDU Advanced, Metered, 14.4kW, 3PH, 208V, 50A, CS8365C, 42 Outlet | https://www.se.com/us/en/product/APDU10451ME | 208 3 PH | 208 | 77.95x10.31x5.20(in) 198.00x26.20x13.20(cent) | 13.60(kilos) 29.99(lbs) |  |  | 731304439820 | NAM CERTIFIED PARTNER USD | 16-SEP-2025 | 2335.00 | 01-NOV-2025 | 2685.00
| APDU10451SM | APC NetShelter Rack PDU Advanced, Switched Metered Outlet, 14.4kW, 3PH, 208V 50A, CS8365C, 42 Outlet | https://www.se.com/us/en/product/APDU10451SM | 208 3 PH | 208 | 77.95x10.31x5.20(in) 198.00x26.20x13.20(cent) | 14.10(kilos) 31.09(lbs) |  |  | 731304439844 | NAM CERTIFIED PARTNER USD | 16-SEP-2025 | 3740.00 | 01-NOV-2025 | 4300.00
| APDU10451SW | APC NetShelter Rack PDU Advanced, Switched, 14.4kW, 3PH, 208V, 50A, CS8365C, 42 Outlet | https://www.se.com/us/en/product/APDU10451SW | 208 3 PH | 208 | 77.95x10.31x5.20(in) 198.00x26.20x13.20(cent) | 14.20(kilos) 31.31(lbs) |  |  | 731304439837 | NAM CERTIFIED PARTNER USD | 16-SEP-2025 | 2800.00 | 01-NOV-2025 | 3220.00
| APDU10452ME | APC NetShelter Rack PDU Advanced, Metered, 3PH, 17.3kW, 208V, 60A, 460P9, 42 Outlet | https://www.se.com/us/en/product/APDU10452ME | 208 3 PH | 208 | 77.95x10.31x5.20(in) 198.00x26.20x13.20(cent) | 13.70(kilos) 30.21(lbs) |  |  | 731304439851 | NAM CERTIFIED PARTNER USD | 16-SEP-2025 | 2485.00 | 01-NOV-2025 | 2855.00
| APDU10452MO | APC NetShelter Rack PDU Advanced, Metered Outlet, 3PH, 17.3kW, 208V, 60A, 460P9, 42 Outlet | https://www.se.com/us/en/product/APDU10452MO | 208 3 PH | 208 | 77.95x10.31x5.20(in) 198.00x26.20x13.20(cent) | 14.10(kilos) 31.09(lbs) |  |  | 731304439875 | NAM CERTIFIED PARTNER USD | 16-SEP-2025 | 3460.00 | 01-NOV-2025 | 3975.00
| APDU10452SM | APC NetShelter Rack PDU Advanced, Switched Metered Outlet, 3PH, 17.3kW, 208V, 60A, 460P9, 42 Outlet | https://www.se.com/us/en/product/APDU10452SM | 208 3 PH | 208 | 77.95x10.31x5.20(in) 198.00x26.20x13.20(cent) | 14.30(kilos) 31.53(lbs) |  |  | 731304439882 | NAM CERTIFIED PARTNER USD | 16-SEP-2025 | 3870.00 | 01-NOV-2025 | 4450.00
| APDU11151ME | APC NetShelter Rack PDU Advanced, Metered, 5.0kW, 1PH, 208V, 30A, L6-30P, 40 Outlet | https://www.se.com/us/en/product/APDU11151ME | 208 1 PH | 208 | 67.72x8.19x4.57(in) 172.00x20.80x11.60(cent) | 8.60(kilos) 18.96(lbs) |  |  | 731304752653 | NAM CERTIFIED PARTNER USD | 16-SEP-2025 | 1260.00 | 01-NOV-2025 | 1445.00
| APDU11151SM | APC NetShelter Rack PDU Advanced, Switched Metered Outlet, 5.0kW, 1PH, 208V, 30A, L6-30P, 40 Outlet | https://www.se.com/us/en/product/APDU11151SM | 208 1 PH | 208 | 67.72x8.19x4.57(in) 172.00x20.80x11.60(cent) | 9.80(kilos) 21.61(lbs) |  |  | 731304752660 | NAM CERTIFIED PARTNER USD | 16-SEP-2025 | 3025.00 | 01-NOV-2025 | 3480.00
| APDU11151SW | APC NetShelter Rack PDU Advanced, Switched, 5.0kW, 1PH, 208V, 30A, L6-30P, 40 Outlet | https://www.se.com/us/en/product/APDU11151SW | 208 1 PH | 208 | 67.72x8.19x4.57(in) 172.00x20.80x11.60(cent) | 9.70(kilos) 21.39(lbs) |  |  | 731304752677 | NAM CERTIFIED PARTNER USD | 16-SEP-2025 | 2005.00 | 01-NOV-2025 | 2305.00
| APDU11250ME | APC NetShelter Rack PDU Advanced, Metered, 11.5kW, 3PH, 415V, 20A, 520P6, 42 Outlet | https://www.se.com/us/en/product/APDU11250ME | 415 3 PH,400 3 PH | 240 | 67.72x8.19x4.57(in) 172.00x20.80x11.60(cent) | 7.70(kilos) 16.98(lbs) |  |  | 731304752684 | NAM CERTIFIED PARTNER USD | 16-SEP-2025 | 1250.00 | 01-NOV-2025 | 1440.00
| APDU11250SM | APC NetShelter Rack PDU Advanced, Switched Metered Outlet, 11.5kW, 3PH, 415V, 20A, 520P6, 48 Outlet | https://www.se.com/us/en/product/APDU11250SM | 415 3 PH,400 3 PH | 240 | 67.72x8.19x4.57(in) 172.00x20.80x11.60(cent) | 9.70(kilos) 21.39(lbs) |  |  | 731304752691 | NAM CERTIFIED PARTNER USD | 16-SEP-2025 | 2685.00 | 01-NOV-2025 | 3090.00
| APDU11250SW | APC NetShelter Rack PDU Advanced, Switched, 11.5kW, 3PH, 415V, 20A, 520P6, 42 Outlet | https://www.se.com/us/en/product/APDU11250SW | 415 3 PH,400 3 PH | 240 | 67.72x8.19x4.57(in) 172.00x20.80x11.60(cent) | 9.20(kilos) 20.29(lbs) |  |  | 731304752707 | NAM CERTIFIED PARTNER USD | 16-SEP-2025 | 2050.00 | 01-NOV-2025 | 2355.00
| APDU11350ME | APC NetShelter Rack PDU Advanced, Metered, 17.3kW, 3PH, 415V, 30A, 530P6, 48 Outlet | https://www.se.com/us/en/product/APDU11350ME | 415 3 PH,400 3 PH | 240 | 77.95x10.31x5.20(in) 198.00x26.20x13.20(cent) | 11.40(kilos) 25.14(lbs) |  |  | 731304752714 | NAM CERTIFIED PARTNER USD | 16-SEP-2025 | 1855.00 | 01-NOV-2025 | 2135.00
| APDU11350MO | APC NetShelter Rack PDU Advanced, Metered Outlet, 17.3kW, 3PH, 415V, 30A, 530P6, 48 Outlet | https://www.se.com/us/en/product/APDU11350MO | 415 3 PH,400 3 PH | 240 | 77.95x10.31x5.20(in) 198.00x26.20x13.20(cent) | 12.60(kilos) 27.78(lbs) |  |  | 731304752721 | NAM CERTIFIED PARTNER USD | 16-SEP-2025 | 3205.00 | 01-NOV-2025 | 3685.00
| APDU11350SM | APC NetShelter Rack PDU Advanced, Switched Metered Outlet, 17.3kW, 3PH, 415V, 30A, 530P6, 48 Outlet | https://www.se.com/us/en/product/APDU11350SM | 415 3 PH,400 3 PH | 240 | 77.95x10.31x5.20(in) 198.00x26.20x13.20(cent) | 12.60(kilos) 27.78(lbs) |  |  | 731304752738 | NAM CERTIFIED PARTNER USD | 16-SEP-2025 | 3445.00 | 01-NOV-2025 | 3960.00
| APDU11350SW | APC NetShelter Rack PDU Advanced, Switched,17.3kW, 3PH, 415V, 30A, 530P6, 48 Outlet | https://www.se.com/us/en/product/APDU11350SW | 415 3 PH,400 3 PH | 240 | 77.95x10.31x5.20(in) 198.00x26.20x13.20(cent) | 12.60(kilos) 27.78(lbs) |  |  | 731304752745 | NAM CERTIFIED PARTNER USD | 16-SEP-2025 | 2480.00 | 01-NOV-2025 | 2850.00
| APDU11351ME | APC NetShelter Rack PDU Advanced, Metered, 8.6kW, 3PH, 208V, 30A, L21-30P, 42 Outlet | https://www.se.com/us/en/product/APDU11351ME | 208 3 PH | 208 | 77.95x8.19x4.57(in) 198.00x20.80x11.60(cent) | 10.70(kilos) 23.59(lbs) |  |  | 731304752752 | NAM CERTIFIED PARTNER USD | 16-SEP-2025 | 1605.00 | 01-NOV-2025 | 1845.00
| APDU11351SM | APC NetShelter Rack PDU Advanced, Switched Metered Outlet, 8.6kW, 3PH, 208V 30A, L21-30P, 48 Outlet | https://www.se.com/us/en/product/APDU11351SM | 208 3 PH | 208 | 77.95x8.19x4.57(in) 198.00x20.80x11.60(cent) | 12.40(kilos) 27.34(lbs) |  |  | 731304752769 | NAM CERTIFIED PARTNER USD | 16-SEP-2025 | 2940.00 | 01-NOV-2025 | 3380.00
| APDU11351SW | APC NetShelter Rack PDU Advanced, Switched, 8.6kW, 3PH, 208V, 30A, L21-30P, 48 Outlet | https://www.se.com/us/en/product/APDU11351SW | 208 3 PH | 208 | 77.95x8.19x4.57(in) 198.00x20.80x11.60(cent) | 12.40(kilos) 27.34(lbs) |  |  | 731304752776 | NAM CERTIFIED PARTNER USD | 16-SEP-2025 | 2475.00 | 01-NOV-2025 | 2845.00
| APDU11450ME | APC NetShelter Rack PDU Advanced, Metered, 34.6kW, 3PH, 415V, 60A, 560P6, 42 Outlet | https://www.se.com/us/en/product/APDU11450ME | 415 3 PH | 240 | 83.07x10.31x5.20(in) 211.00x26.20x13.20(cent) | 17.00(kilos) 37.49(lbs) |  |  | 731304752783 | NAM CERTIFIED PARTNER USD | 16-SEP-2025 | 2895.00 | 01-NOV-2025 | 3325.00
| APDU11450SM | APC NetShelter Rack PDU Advanced, Switched Metered Outlet, 34.6kW, 3PH, 415V, 60A, 560P6, 42 Outlet | https://www.se.com/us/en/product/APDU11450SM | 415 3 PH | 240 | 77.95x10.31x5.20(in) 198.00x26.20x13.20(cent) | 15.70(kilos) 34.62(lbs) |  |  | 731304752790 | NAM CERTIFIED PARTNER USD | 16-SEP-2025 | 4580.00 | 01-NOV-2025 | 5265.00
| APDU11450SW | APC NetShelter Rack PDU Advanced, Switched, 34.6kW, 3PH, 415V, 60A, 560P6, 42 Outlet | https://www.se.com/us/en/product/APDU11450SW | 415 3 PH | 240 | 83.07x10.31x5.20(in) 211.00x26.20x13.20(cent) | 19.00(kilos) 41.90(lbs) |  |  | 731304752806 | NAM CERTIFIED PARTNER USD | 16-SEP-2025 | 3800.00 | 01-NOV-2025 | 4365.00
| APDU11451ME | APC NetShelter Rack PDU Advanced, Metered, 14.4kW, 3PH, 208V, 50A, CS8365C, 42 Outlet | https://www.se.com/us/en/product/APDU11451ME | 208 3 PH | 208 | 77.95x10.31x5.20(in) 198.00x26.20x13.20(cent) | 13.60(kilos) 29.99(lbs) |  |  | 731304752813 | NAM CERTIFIED PARTNER USD | 16-SEP-2025 | 2390.00 | 01-NOV-2025 | 2750.00
| APDU11451SM | APC NetShelter Rack PDU Advanced, Switched Metered Outlet, 14.4kW, 3PH, 208V 50A, CS8365C, 42 Outlet | https://www.se.com/us/en/product/APDU11451SM | 208 3 PH | 208 | 77.95x10.31x5.20(in) 198.00x26.20x13.20(cent) | 14.10(kilos) 31.09(lbs) |  |  | 731304752820 | NAM CERTIFIED PARTNER USD | 16-SEP-2025 | 3830.00 | 01-NOV-2025 | 4400.00
| APDU11451SW | APC NetShelter Rack PDU Advanced, Switched, 14.4kW, 3PH, 208V, 50A, CS8365C, 42 Outlet | https://www.se.com/us/en/product/APDU11451SW | 208 3 PH | 208 | 77.95x10.31x5.20(in) 198.00x26.20x13.20(cent) | 14.20(kilos) 31.31(lbs) |  |  | 731304752837 | NAM CERTIFIED PARTNER USD | 16-SEP-2025 | 2865.00 | 01-NOV-2025 | 3295.00
| APDU11452ME | APC NetShelter Rack PDU Advanced, Metered, 3PH, 17.3kW, 208V, 60A, 460P9, 42 Outlet | https://www.se.com/us/en/product/APDU11452ME | 208 3 PH | 208 | 77.95x10.31x5.20(in) 198.00x26.20x13.20(cent) | 13.70(kilos) 30.21(lbs) |  |  | 731304752844 | NAM CERTIFIED PARTNER USD | 16-SEP-2025 | 2540.00 | 01-NOV-2025 | 2925.00
| APDU11452MO | APC NetShelter Rack PDU Advanced, Metered Outlet, 3PH, 17.3kW, 208V, 60A, 460P9, 42 Outlet | https://www.se.com/us/en/product/APDU11452MO | 208 3 PH | 208 | 77.95x10.31x5.20(in) 198.00x26.20x13.20(cent) | 14.10(kilos) 31.09(lbs) |  |  | 731304752851 | NAM CERTIFIED PARTNER USD | 16-SEP-2025 | 3540.00 | 01-NOV-2025 | 4070.00
| APDU11452SM | APC NetShelter Rack PDU Advanced, Switched Metered Outlet, 3PH, 17.3kW, 208V, 60A, 460P9, 42 Outlet | https://www.se.com/us/en/product/APDU11452SM | 208 3 PH | 208 | 77.95x10.31x5.20(in) 198.00x26.20x13.20(cent) | 14.30(kilos) 31.53(lbs) |  |  | 731304752868 | NAM CERTIFIED PARTNER USD | 16-SEP-2025 | 3960.00 | 01-NOV-2025 | 4555.00
| APDU11452SW | APC NetShelter Rack PDU Advanced, Switched, 3PH, 17.3kW, 208V, 60A, 460P9, 42 Outlet | https://www.se.com/us/en/product/APDU11452SW | 208 3 PH | 208 | 77.95x10.31x5.20(in) 198.00x26.20x13.20(cent) | 14.10(kilos) 31.09(lbs) |  |  | 731304752875 | NAM CERTIFIED PARTNER USD | 16-SEP-2025 | 3290.00 | 01-NOV-2025 | 3780.00
| APF8665-00001 | Rack PDU 2G Flex, Metered-by-Outlet w Switching, ZeroU, 8.6kW, 230V, (16) C13 & (8) 5-20R. | https://www.se.com/us/en/product/APF8665-00001 | [6 empty] | 731304408116 | NAM CERTIFIED PARTNER USD | 16-SEP-2025 | 2185.00 | 01-NOV-2025 | 2510.00
| AR3100SPX846 | NetShelter SX 42U 600mm Wide x 1070mm Deep Enclosure with Sides Black -2k lbs. Shock Packaging, Wawa | https://www.se.com/us/en/product/AR3100SPX846 |  |  | 85.79x43.50x52.01(in) 217.90x110.50x132.10(cent) | 269.89(kilos) 595.11(lbs) |  |  | 731304340010 | NAM CERTIFIED PARTNER USD | 16-SEP-2025 | 17450.00 | 01-NOV-2025 | 20065.00
| AR3100SPX848 | AR3100SP,With SRTL8KRM4UT UPS ,One through side panel,(4) swivel casters, Wawa | https://www.se.com/us/en/product/AR3100SPX848 |  |  | 85.79x43.50x52.01(in) 217.90x110.50x132.10(cent) | 270.00(kilos) 595.35(lbs) |  |  | 731304764670 | NAM CERTIFIED PARTNER USD | 16-SEP-2025 | 20645.00 | 01-NOV-2025 | 23740.00
| AR3100X721 | NetShelter SX 40U/600mm/1070mm Enclosure with Roof and Sides, Black, Front Plenum and 2U bottom duct | https://www.se.com/us/en/product/AR3100X721 |  |  | 83.27x29.37x60.24(in) 211.50x74.60x153.00(cent) | 224.07(kilos) 494.07(lbs) |  |  | 731304320869 | NAM CERTIFIED PARTNER USD | 16-SEP-2025 | 4100.00 | 01-NOV-2025 | 4715.00
| AR3104SP1X963 | NetShelter SX 24U 600mm Wide x 1070mm Deep Enclosure - 1250 lbs. Shock Packaging, Performance Roof | https://www.se.com/us/en/product/AR3104SP1X963 | [6 empty] | 731304434023 | NAM CERTIFIED PARTNER USD | 16-SEP-2025 | 1840.00 | 01-NOV-2025 | 2120.00
| AR3107W | NetShelter SX 48U 600mm Wide x 1070mm Deep Enclosure with Sides SE White | https://www.se.com/us/en/product/AR3107W |  |  | 93.90x29.61x47.99(in) 238.50x75.20x121.90(cent) | 157.68(kilos) 347.68(lbs) |  |  | 731304323242 | NAM CERTIFIED PARTNER USD | 16-SEP-2025 | 2105.00 | 01-NOV-2025 | 2425.00
| AR3157W | NetShelter SX 48U 750mm Wide x 1070mm Deep Enclosure with Sides SE White | https://www.se.com/us/en/product/AR3157W |  |  | 94.49x35.24x47.99(in) 240.00x89.50x121.90(cent) | 184.09(kilos) 405.92(lbs) |  |  | 731304302452 | NAM CERTIFIED PARTNER USD | 16-SEP-2025 | 2540.00 | 01-NOV-2025 | 2920.00
| AR3180X266 | NetShelter SX 42U 800mm Wide x 1070mm Deep Enclosure with Sides Black | https://www.se.com/us/en/product/AR3180X266 |  |  | 83.46x37.40x45.28(in) 212.00x95.00x115.00(cent) | 200.00(kilos) 441.00(lbs) |  |  | 731304328841 | NAM CERTIFIED PARTNER USD | 16-SEP-2025 | 2540.00 | 01-NOV-2025 | 2920.00
| AR3180X719 | NetShelter SX 42U 800mm Wide x 800mm Deep Enclosure with Sides Black | https://www.se.com/us/en/product/AR3180X719 |  |  | 87.24x37.40x35.43(in) 221.60x95.00x90.00(cent) | 156.32(kilos) 344.69(lbs) |  |  | 731304315469 | NAM CERTIFIED PARTNER USD | 16-SEP-2025 | 2795.00 | 01-NOV-2025 | 3210.00
| AR3200X437 | NetShelter SX Colocation 2 x 20U 750mm Wide x 1070mm Deep Enclosure with Sides Black | https://www.se.com/us/en/product/AR3200X437 |  |  | 87.24x35.28x47.99(in) 221.60x89.60x121.90(cent) | 185.00(kilos) 407.93(lbs) |  |  | 731304302964 | NAM CERTIFIED PARTNER USD | 16-SEP-2025 | 5830.00 | 01-NOV-2025 | 6705.00
| AR3200X774 | NetShelter SX Colocation 2 x 20U 750mm Wide x 1200mm Deep Enclosure with Sides Black | https://www.se.com/us/en/product/AR3200X774 |  |  | 88.39x35.39x52.52(in) 224.50x89.90x133.40(cent) | 204.12(kilos) 450.08(lbs) |  |  | 731304327868 | NAM CERTIFIED PARTNER USD | 16-SEP-2025 | 3870.00 | 01-NOV-2025 | 4445.00
| AR3200X907 | NetShelter SX Colocation 2 x 23U (48U) 600mm Wide x 1200mm Deep Enclosure with Sides, Black | https://www.se.com/us/en/product/AR3200X907 |  |  | 94.49x52.76x29.53(in) 240.00x134.00x75.00(cent) | 194.59(kilos) 429.07(lbs) |  |  | 731304401209 | NAM CERTIFIED PARTNER USD | 16-SEP-2025 | 3585.00 | 01-NOV-2025 | 4125.00
| AR3300X721 | NetShelter SX 40U/600mm/1200mm Enclosure with Roof and Sides, Black, Front Plenum and 2U bottom duct | https://www.se.com/us/en/product/AR3300X721 |  |  | 83.27x29.37x60.24(in) 211.50x74.60x153.00(cent) | 248.11(kilos) 547.08(lbs) |  |  | 731304320876 | NAM CERTIFIED PARTNER USD | 16-SEP-2025 | 4655.00 | 01-NOV-2025 | 5355.00
| AR3305X610 | NetShelter SX 45U 600mm Wide x 1200mm Deep Enclosure with Sides and No Doors Black | https://www.se.com/us/en/product/AR3305X610 |  |  | 88.19x29.37x51.97(in) 224.00x74.60x132.00(cent) | 133.89(kilos) 295.23(lbs) |  |  | 731304357780 | NAM CERTIFIED PARTNER USD | 16-SEP-2025 | 2240.00 | 01-NOV-2025 | 2575.00
| AR3340WX832 | NetShelter SX 42U 750mm Wide x 1200mm Deep Networking Enclosure with Sides White, Ford assembly | https://www.se.com/us/en/product/AR3340WX832 |  |  | 83.39x33.50x52.01(in) 211.80x85.10x132.10(cent) | 183.18(kilos) 403.91(lbs) |  |  | 731304340621 | NAM CERTIFIED PARTNER USD | 16-SEP-2025 | 4825.00 | 01-NOV-2025 | 5545.00
| AR3347W | NetShelter SX 48U 750mm Wide x 1200mm Deep Networking Enclosure with Sides White | https://www.se.com/us/en/product/AR3347W |  |  | 93.90x33.50x52.01(in) 238.50x85.10x132.10(cent) | 208.18(kilos) 459.04(lbs) |  |  | 731304340676 | NAM CERTIFIED PARTNER USD | 16-SEP-2025 | 3520.00 | 01-NOV-2025 | 4050.00
| AR3350WSPX832 | NetShelter SX 42U 750mm Wide x 1200mm Deep Server Enclosure with Sides White, 2000lb Shock Pkg, Ford | https://www.se.com/us/en/product/AR3350WSPX832 |  |  | 85.79x43.50x52.01(in) 217.90x110.50x132.10(cent) | 275.33(kilos) 607.10(lbs) |  |  | 731304340591 | NAM CERTIFIED PARTNER USD | 16-SEP-2025 | 4685.00 | 01-NOV-2025 | 5385.00
| AR3350WX832 | NetShelter SX 42U 750mm Wide x 1200mm Deep Server Enclosure with Sides White, Ford | https://www.se.com/us/en/product/AR3350WX832 |  |  | 83.39x33.50x52.52(in) 211.80x85.10x133.40(cent) | 183.18(kilos) 403.91(lbs) |  |  | 731304340607 | NAM CERTIFIED PARTNER USD | 16-SEP-2025 | 3355.00 | 01-NOV-2025 | 3855.00
| AR3355WSP | NetShelter SX 45U 750mm Wide x 1200mm Deep Enclosure with Sides White -2000 lbs. Shock Packaging | https://www.se.com/us/en/product/AR3355WSP |  |  | 91.10x43.50x52.01(in) 231.40x110.50x132.10(cent) | 168.65(kilos) 371.87(lbs) |  |  | 731304738206 | NAM CERTIFIED PARTNER USD | 16-SEP-2025 | 4090.00 | 01-NOV-2025 | 4705.00
| AR3357WX610 | NetShelter SX 48U 750mm Wide x 1200mm Deep Enclosure, Without Doors, SE White | https://www.se.com/us/en/product/AR3357WX610 |  |  | 94.49x33.50x52.52(in) 240.00x85.10x133.40(cent) | 183.18(kilos) 403.91(lbs) |  |  | 731304337072 | NAM CERTIFIED PARTNER USD | 16-SEP-2025 | 2985.00 | 01-NOV-2025 | 3435.00
| AR3357WX617 | NetShelter SX 48U 750mm Wide x 1200mm Deep Enclosure, Without Sides Without Doors, SE White | https://www.se.com/us/en/product/AR3357WX617 |  |  | 94.49x33.50x52.52(in) 240.00x85.10x133.40(cent) | 183.18(kilos) 403.91(lbs) |  |  | 731304336273 | NAM CERTIFIED PARTNER USD | 16-SEP-2025 | 2515.00 | 01-NOV-2025 | 2895.00
| AR3357WX725 | NetShelter SX 48U 750mm Wide x 1200mm Deep Enclosure, SE White, State Farm server rack | https://www.se.com/us/en/product/AR3357WX725 |  |  | 94.49x35.24x52.52(in) 240.00x89.50x133.40(cent) | 201.82(kilos) 445.01(lbs) |  |  | 731304324799 | NAM CERTIFIED PARTNER USD | 16-SEP-2025 | 3885.00 | 01-NOV-2025 | 4465.00
| AR3357X306 | NetShelter SX 48U 750mm Wide x 1200mm Deep Enclosure with Sides Black, SP Ready | https://www.se.com/us/en/product/AR3357X306 |  |  | 94.49x33.50x52.52(in) 240.00x85.10x133.40(cent) | 201.82(kilos) 445.01(lbs) |  |  | 731304336778 | NAM CERTIFIED PARTNER USD | 16-SEP-2025 | 3280.00 | 01-NOV-2025 | 3775.00
| AR3358W | NetShelter SX 52U 750mm Wide x 1200mm Deep Enclosure with Sides, SE White | https://www.se.com/us/en/product/AR3358W |  |  | 49.00x100.00x31.00(in) 124.46x254.00x78.74(cent) | 249.48(kilos) 550.09(lbs) |  |  | 731304404125 | NAM CERTIFIED PARTNER USD | 16-SEP-2025 | 3910.00 | 01-NOV-2025 | 4495.00
| AR3380X266 | NetShelter SX 42U 800mm Wide x 1200mm Deep Enclosure with Sides Black | https://www.se.com/us/en/product/AR3380X266 |  |  | 83.46x37.40x51.97(in) 212.00x95.00x132.00(cent) | 219.70(kilos) 484.44(lbs) |  |  | 731304296249 | NAM CERTIFIED PARTNER USD | 16-SEP-2025 | 3055.00 | 01-NOV-2025 | 3515.00
| AR3380X662 | NetShelter SX 42U 800mm Wide x 1200mm Deep Enclosure with Sides, Networking roof, Black | https://www.se.com/us/en/product/AR3380X662 |  |  | 83.46x37.40x51.97(in) 212.00x95.00x132.00(cent) | 219.70(kilos) 484.44(lbs) |  |  | 731304345381 | NAM CERTIFIED PARTNER USD | 16-SEP-2025 | 3285.00 | 01-NOV-2025 | 3780.00
| AR3385X266 | NetShelter SX 45U 800mm Wide x 1200mm Deep Enclosure with Sides Black | https://www.se.com/us/en/product/AR3385X266 |  |  | 88.19x37.40x52.52(in) 224.00x95.00x133.40(cent) | 195.04(kilos) 430.06(lbs) |  | 1 | 731304329329 | NAM CERTIFIED PARTNER USD | 16-SEP-2025 | 3370.00 | 01-NOV-2025 | 3875.00
| AR3387 | NetShelter SX 48U 800mm Wide x 1200mm Deep Enclosure with Sides Black | https://www.se.com/us/en/product/AR3387 |  |  | 93.98x37.40x51.97(in) 238.70x95.00x132.00(cent) | 238.00(kilos) 524.79(lbs) |  |  | 731304325772 | NAM CERTIFIED PARTNER USD | 16-SEP-2025 | 3395.00 | 01-NOV-2025 | 3905.00
| AR3900AZEU-FAN | NetShelter IDF 230V Fan Unit | https://www.se.com/us/en/product/AR3900AZEU-FAN |  |  | 11.81x11.81x7.87(in) 30.00x30.00x20.00(cent) | 7.00(kilos) 15.44(lbs) |  |  | 731304344148 | NAM CERTIFIED PARTNER USD | 16-SEP-2025 | 173.00 | 01-NOV-2025 | 199.00
| AR4024SPX944 | NetShelter CX 24U Secure Soundproof Server Room in Box Enclosure, IKEA | https://www.se.com/us/en/product/AR4024SPX944 |  |  | 61.02x39.37x51.18(in) 155.00x100.00x130.00(cent) | 248.00(kilos) 546.84(lbs) |  |  | 731304436331 | NAM CERTIFIED PARTNER USD | 16-SEP-2025 | 6505.00 | 01-NOV-2025 | 7485.00
| AR4024SPX944N1 | NetShelter CX 24U Secure Soundproof Server Room in Box Enclosure, IKEA Integration, NAM Config 1 | https://www.se.com/us/en/product/AR4024SPX944N1 |  |  | 61.02x39.37x51.18(in) 155.00x100.00x130.00(cent) | 450.00(kilos) 992.25(lbs) |  |  | 731304426547 | NAM CERTIFIED PARTNER USD | 16-SEP-2025 | 17670.00 | 01-NOV-2025 | 20320.00
| AR7588LX795 | "Vertical Cable Manager for NetShelter SX 750mm Wide 60U (Qty 2), 6" Fingers on Left Side Only" | https://www.se.com/us/en/product/AR7588LX795 |  |  | 7.99x6.50x42.99(in) 20.30x16.50x109.20(cent) | 5.73(kilos) 12.63(lbs) |  |  | 731304332220 | NAM CERTIFIED PARTNER USD | 16-SEP-2025 | 411.00 | 01-NOV-2025 | 473.00
| AR7588RX795 | "Vertical Cable Manager for NetShelter SX 750mm Wide 60U (Qty 2), 6" Fingers on Right Side Only" | https://www.se.com/us/en/product/AR7588RX795 |  |  | 7.99x6.50x42.99(in) 20.30x16.50x109.20(cent) | 5.73(kilos) 12.63(lbs) |  |  | 731304332237 | NAM CERTIFIED PARTNER USD | 16-SEP-2025 | 411.00 | 01-NOV-2025 | 473.00
| AR7711X960 | Rear facing rack PDU mounting kit for 750mm wide x 42/48U SX enclosure | https://www.se.com/us/en/product/AR7711X960 |  |  | 3.54x12.80x8.11(in) 9.00x32.50x20.60(cent) | 2.00(kilos) 4.41(lbs) |  |  | 731304753049 | NAM CERTIFIED PARTNER USD | 16-SEP-2025 | 152.00 | 01-NOV-2025 | 174.00
| AR8172BLKX417 | Data Cable Partition, NetShelter, 800mm Wide | https://www.se.com/us/en/product/AR8172BLKX417 |  |  | 8.27x6.61x33.07(in) 21.00x16.80x84.00(cent) | 4.76(kilos) 10.50(lbs) |  |  | 731304303794 | NAM CERTIFIED PARTNER USD | 16-SEP-2025 | 124.00 | 01-NOV-2025 | 142.00
| AR8172WHT | Data Cable Partition, NetShelter, 750mm wide, White | https://www.se.com/us/en/product/AR8172WHT |  |  | 8.31x29.29x6.50(in) 21.10x74.40x16.50(cent) | 3.64(kilos) 8.03(lbs) |  |  | 731304338185 | NAM CERTIFIED PARTNER USD | 16-SEP-2025 | 105.00 | 01-NOV-2025 | 121.00
| AR8173BLKX417 | Data Cable Partition, NetShelter, 800mm Wide, pass-through | https://www.se.com/us/en/product/AR8173BLKX417 |  |  | 8.27x6.61x33.07(in) 21.00x16.80x84.00(cent) | 4.47(kilos) 9.86(lbs) |  |  | 731304303800 | NAM CERTIFIED PARTNER USD | 16-SEP-2025 | 124.00 | 01-NOV-2025 | 142.00
| AR8173WHT | Data Cable Partition, NetShelter, 750mm wide, Pass-through, White | https://www.se.com/us/en/product/AR8173WHT |  |  | 8.31x29.29x6.50(in) 21.10x74.40x16.50(cent) | 3.64(kilos) 8.03(lbs) |  |  | 731304338192 | NAM CERTIFIED PARTNER USD | 16-SEP-2025 | 105.00 | 01-NOV-2025 | 121.00
| AR8417 | NetShelter RS 4 Post Rack PDU Adapter Brackets | https://www.se.com/us/en/product/AR8417 |  |  | 1.73x6.50x9.25(in) 4.40x16.50x23.50(cent) | 0.34(kilos) 0.75(lbs) |  |  | 731304202295 | NAM CERTIFIED PARTNER USD | 16-SEP-2025 | 88.00 | 01-NOV-2025 | 101.00
| AR8571X417 | Cable Trough, 800mm | https://www.se.com/us/en/product/AR8571X417 |  |  | 12.05x35.83x17.32(in) 30.60x91.00x44.00(cent) | 10.02(kilos) 22.09(lbs) |  |  | 731304303817 | NAM CERTIFIED PARTNER USD | 16-SEP-2025 | 173.00 | 01-NOV-2025 | 199.00
| AR8600AWHT | "Horizontal Cable Manager, 2U X 4" Deep, Single Sided with Cover, White" | https://www.se.com/us/en/product/AR8600AWHT |  |  | 5.51x6.18x20.71(in) 14.00x15.70x52.60(cent) | 1.36(kilos) 3.00(lbs) |  |  | 731304333104 | NAM CERTIFIED PARTNER USD | 16-SEP-2025 | 117.00 | 01-NOV-2025 | 135.00
| AR8652X859 | Expandable Vertical Rack PDU Mounting Bracket Kit for 2-Post Racks | https://www.se.com/us/en/product/AR8652X859 |  |  | 6.00x9.75x4.81(in) 15.25x24.76x12.22(cent) | 0.91(kilos) 2.01(lbs) |  |  | 731304341543 | NAM CERTIFIED PARTNER USD | 16-SEP-2025 | 99.00 | 01-NOV-2025 | 114.00
| CURK115-01-03 | APC Charge-UPS #115 1-Yr SP-03 | https://www.se.com/us/en/product/CURK115-01-03 |  |  | 7.48x11.50x21.50(in) 19.00x29.20x54.60(cent) | 11.73(kilos) 25.86(lbs) |  |  | 731304739722 | NAM CERTIFIED PARTNER USD | 16-SEP-2025 | 404.00 | 01-NOV-2025 | 452.00
| CURK116-01-02 | APC Charge-UPS #116 1-Yr SP-02 | https://www.se.com/us/en/product/CURK116-01-02 |  |  | 7.48x11.50x21.50(in) 19.00x29.20x54.60(cent) | 11.36(kilos) 25.05(lbs) |  |  | 731304739739 | NAM CERTIFIED PARTNER USD | 16-SEP-2025 | 280.00 | 01-NOV-2025 | 314.00
| CURK117-01-04 | APC Charge-UPS #117 1-Yr SP-04 | https://www.se.com/us/en/product/CURK117-01-04 |  |  | 8.98x15.47x29.96(in) 22.80x39.30x76.10(cent) | 25.18(kilos) 55.52(lbs) |  |  | 731304739746 | NAM CERTIFIED PARTNER USD | 16-SEP-2025 | 638.00 | 01-NOV-2025 | 715.00
| CURK132-01-02 | APC Charge-UPS #132 1-Yr SP-02 | https://www.se.com/us/en/product/CURK132-01-02 |  |  | 5.98x14.49x19.49(in) 15.20x36.80x49.50(cent) | 10.91(kilos) 24.06(lbs) |  |  | 731304739753 | NAM CERTIFIED PARTNER USD | 16-SEP-2025 | 356.00 | 01-NOV-2025 | 399.00
| CURK143-01-04 | APC Charge-UPS #143 1-Yr SP-04 | https://www.se.com/us/en/product/CURK143-01-04 |  |  | 9.96x11.54x19.49(in) 25.30x29.30x49.50(cent) | 25.18(kilos) 55.52(lbs) |  |  | 731304739760 | NAM CERTIFIED PARTNER USD | 16-SEP-2025 | 601.00 | 01-NOV-2025 | 673.00
| ECRADVPD3P1MW3Y | EcoCare Advanced+ for Data Centers, 3-phase, 1 Megawatt, 3 year | https://www.se.com/us/en/product/ECRADVPD3P1MW3Y | [7 empty] | NAM CERTIFIED PARTNER USD | 16-SEP-2025 | - | 01-NOV-2025 | 30615.00
| ECRADVPD3P1MW4Y | EcoCare Advanced+ for Data Centers, 3-phase, 1 Megawatt, 4 year | https://www.se.com/us/en/product/ECRADVPD3P1MW4Y | [7 empty] | NAM CERTIFIED PARTNER USD | 16-SEP-2025 | - | 01-NOV-2025 | 44270.00
| ECRADVPDLV1MW3Y | EcoCare Advanced+ for Data Centers service plan, low voltage, 1 Megawatt, 3 year | https://www.se.com/us/en/product/ECRADVPDLV1MW3Y | [7 empty] | NAM CERTIFIED PARTNER USD | 16-SEP-2025 | - | 01-NOV-2025 | 15000.00
| ECRADVPDLV1MW4Y | EcoCare Advanced+ for Data Centers service plan, low voltage, 1 Megawatt, 4 year | https://www.se.com/us/en/product/ECRADVPDLV1MW4Y | [7 empty] | NAM CERTIFIED PARTNER USD | 16-SEP-2025 | - | 01-NOV-2025 | 23335.00
| ECRD3PFSR4H1MW3Y | EcoCare for Data Centers, 3-phase UPS, FSR SLA upgrade to 4 hr response, 1 Megawatt, 3 year | https://www.se.com/us/en/product/ECRD3PFSR4H1MW3Y | [7 empty] | NAM CERTIFIED PARTNER USD | 16-SEP-2025 | - | 01-NOV-2025 | 3855.00
| ECRD3PFSR4H1MW4Y | EcoCare for Data Center, 3-phase UPS, FSR SLA upgrade to 4 hr response, 1 Megawatt, 4 year | https://www.se.com/us/en/product/ECRD3PFSR4H1MW4Y | [7 empty] | NAM CERTIFIED PARTNER USD | 16-SEP-2025 | - | 01-NOV-2025 | 5140.00
| ECRD3PFSR8H1MW3Y | EcoCare for Data Centers, 3-phase UPS, FSR SLA upgrade to 8 hr response, 1 Megawatt, 3 year | https://www.se.com/us/en/product/ECRD3PFSR8H1MW3Y | [7 empty] | NAM CERTIFIED PARTNER USD | 16-SEP-2025 | - | 01-NOV-2025 | 2270.00
| ECRD3PFSR8H1MW4Y | EcoCare for Data Centers, 3-phase UPS, FSR SLA upgrade to 8 hr response, 1 Megawatt, 4 year | https://www.se.com/us/en/product/ECRD3PFSR8H1MW4Y | [7 empty] | NAM CERTIFIED PARTNER USD | 16-SEP-2025 | - | 01-NOV-2025 | 3025.00
| ECRD3PLIEXW1MW1Y | EcoCare for Data Centers, 3-phase UPS Li-Ion Battery Extended Warranty, 1 Megawatt, 1 year | https://www.se.com/us/en/product/ECRD3PLIEXW1MW1Y | [7 empty] | NAM CERTIFIED PARTNER USD | 16-SEP-2025 | - | 01-NOV-2025 | 5770.00
| ECRD3PPMUPG1MW3Y | EcoCare for Data Centers, 3-phase UPS PMV scheduling upgrade 7X24, Megawatt, 3 year | https://www.se.com/us/en/product/ECRD3PPMUPG1MW3Y | [7 empty] | NAM CERTIFIED PARTNER USD | 16-SEP-2025 | - | 01-NOV-2025 | 2270.00
| ECRD3PPMUPG1MW4Y | EcoCare for Data Centers, 3-phase UPS PMV scheduling upgrade 7X24, Megawatt, 4 year | https://www.se.com/us/en/product/ECRD3PPMUPG1MW4Y | [7 empty] | NAM CERTIFIED PARTNER USD | 16-SEP-2025 | - | 01-NOV-2025 | 3025.00
| ECRDCONTINS3Y | EcoCare for Data Centers service plan, yearly container inspection, 3 year | https://www.se.com/us/en/product/ECRDCONTINS3Y | [7 empty] | NAM CERTIFIED PARTNER USD | 16-SEP-2025 | - | 01-NOV-2025 | 8890.00
| ECRDCONTINS4Y | EcoCare for Data Centers service plan, yearly container inspection, 4 year | https://www.se.com/us/en/product/ECRDCONTINS4Y | [7 empty] | NAM CERTIFIED PARTNER USD | 16-SEP-2025 | - | 01-NOV-2025 | 11850.00
| ECRDLVFSR4H1MW3Y | EcoCare for Data Centers service plan, low voltage FSR SLA upgrade 4 hr response, 1 Megawatt, 3 year | https://www.se.com/us/en/product/ECRDLVFSR4H1MW3Y | [7 empty] | NAM CERTIFIED PARTNER USD | 16-SEP-2025 | - | 01-NOV-2025 | 1540.00
| ECRDLVFSR4H1MW4Y | EcoCare for Data Centers service plan, low voltage FSR SLA upgrade 4 hr response, 1 Megawatt, 4 year | https://www.se.com/us/en/product/ECRDLVFSR4H1MW4Y | [7 empty] | NAM CERTIFIED PARTNER USD | 16-SEP-2025 | - | 01-NOV-2025 | 2050.00
| ECRDLVFSR8H1MW3Y | EcoCare for Data Centers service plan, low voltage FSR SLA upgrade 8 hr response, 1 Megawatt, 3 year | https://www.se.com/us/en/product/ECRDLVFSR8H1MW3Y | [7 empty] | NAM CERTIFIED PARTNER USD | 16-SEP-2025 | - | 01-NOV-2025 | 905.00
| ECRDLVFSR8H1MW4Y | EcoCare for Data Centers service plan, low voltage FSR SLA upgrade 8 hr response, 1 Megawatt, 4 year | https://www.se.com/us/en/product/ECRDLVFSR8H1MW4Y | [7 empty] | NAM CERTIFIED PARTNER USD | 16-SEP-2025 | - | 01-NOV-2025 | 1210.00
| ECRDLVPMUPG1MW3Y | EcoCare for Data Centers service plan, low voltage PMV scheduling upgrade 7X24, 1 Megawatt, 3 year | https://www.se.com/us/en/product/ECRDLVPMUPG1MW3Y | [7 empty] | NAM CERTIFIED PARTNER USD | 16-SEP-2025 | - | 01-NOV-2025 | 3780.00
| ECRDLVPMUPG1MW4Y | EcoCare for Data Centers, low Voltage PMV scheduling upgrade 7X24, 1 Megawatt, 4 year | https://www.se.com/us/en/product/ECRDLVPMUPG1MW4Y | [7 empty] | NAM CERTIFIED PARTNER USD | 16-SEP-2025 | - | 01-NOV-2025 | 5040.00
| ISX20KF | 20 kW 208 V UPS BASE FRAME w/ SBP and PDU All in One | https://www.se.com/us/en/product/ISX20KF | 208 3 PH | 120 ,208 ,208 3 PH | 90.98x29.49x41.50(in) 231.10x74.90x105.40(cent) | 540.90(kilos) 1192.68(lbs) |  |  | 731304218241 | NAM CERTIFIED PARTNER USD | 16-SEP-2025 | 20230.00 | 01-NOV-2025 | 22250.00
| PDM3430L1530-3P-440 | IT Power Distribution Module 1x3 Pole 4 Wire 30A L1530 440CM | https://www.se.com/us/en/product/PDM3430L1530-3P-440 | [7 empty] | NAM CERTIFIED PARTNER USD | 16-SEP-2025 | 749.00 | 01-NOV-2025 | 824.00
| PDM3430L1530-3P-500 | IT Power Distribution Module 1x3 Pole 4 Wire 30A L1530 500CM | https://www.se.com/us/en/product/PDM3430L1530-3P-500 | [7 empty] | NAM CERTIFIED PARTNER USD | 16-SEP-2025 | 799.00 | 01-NOV-2025 | 879.00
| PDM3430L1530-3P-680 | IT Power Distribution Module 1x3 Pole 4 Wire 30A L1530 680CM | https://www.se.com/us/en/product/PDM3430L1530-3P-680 | [7 empty] | NAM CERTIFIED PARTNER USD | 16-SEP-2025 | 841.00 | 01-NOV-2025 | 925.00
| PDM3430L1530-3P-860 | IT Power Distribution Module 1x3 Pole 4 Wire 30A L1530 860CM | https://www.se.com/us/en/product/PDM3430L1530-3P-860 | [7 empty] | NAM CERTIFIED PARTNER USD | 16-SEP-2025 | 909.00 | 01-NOV-2025 | 1000.00
| PDM3430L1530-3P-1680 | IT POWER DISTRIBUTION MODULE 1X3 POLE 4 WIRE 30A L1530 1680CM | https://www.se.com/us/en/product/PDM3430L1530-3P-1680 | [7 empty] | NAM CERTIFIED PARTNER USD | 16-SEP-2025 | 1245.00 | 01-NOV-2025 | 1370.00
| QRAPDU | Rack PDU 10000 Series Configured | https://www.se.com/us/en/product/QRAPDU | [7 empty] | NAM CERTIFIED PARTNER USD | 16-SEP-2025 | Call for Quote | 01-NOV-2025 | 0.10
| QRPDU | Custom Rackmount Power Distribution Unit and associated parts | https://www.se.com/us/en/product/QRPDU | [6 empty] | 731304430179 | NAM CERTIFIED PARTNER USD | 16-SEP-2025 | Call for Quote | 01-NOV-2025 | 0.10
| SYA4K8I | APC Symmetra LX 4kVA Scalable to 8kVA N+1, 220/230/240V or 380/400/415V | https://www.se.com/us/en/product/SYA4K8I | 220 AC 1 PH,400 AC 3 PH,230 AC 1 PH,240 AC 1 PH,380 AC 3 PH,415 AC 3 PH | 220 AC 1 PH,230 AC 1 PH,240 AC 1 PH | 35.98x39.25x23.58(in) 91.40x99.70x59.90(cent) | 179.09(kilos) 394.89(lbs) |  | 2 | 731304221548 | NAM CERTIFIED PARTNER USD | 16-SEP-2025 | 9075.00 | 01-NOV-2025 | 9985.00
| SYA4K8RMI | APC Symmetra LX 4kVA Scalable to 8kVA N+1 Rack-mount, 220/230/240V or 380/400/415V | https://www.se.com/us/en/product/SYA4K8RMI | 220 AC 1 PH,400 AC 3 PH,230 AC 1 PH,240 AC 1 PH,380 AC 3 PH,415 AC 3 PH | 220 AC 1 PH,230 AC 1 PH,240 AC 1 PH | 30.98x39.25x23.58(in) 78.70x99.70x59.90(cent) | 166.36(kilos) 366.82(lbs) |  | 2 |  | NAM CERTIFIED PARTNER USD | 16-SEP-2025 | 10610.00 | 01-NOV-2025 | 11670.00
| SYA8K8I | APC Symmetra LX 8kVA Scalable to 8kVA N+1 Tower, 220/230/240 or 380/400/415V | https://www.se.com/us/en/product/SYA8K8I | 220 AC 1 PH,400 AC 3 PH,230 AC 1 PH,240 AC 1 PH,380 AC 3 PH,415 AC 3 PH | 220 AC 1 PH,230 AC 1 PH,240 AC 1 PH | 35.98x39.25x23.58(in) 91.40x99.70x59.90(cent) | 229.56(kilos) 506.18(lbs) |  | 2 |  | NAM CERTIFIED PARTNER USD | 16-SEP-2025 | 13055.00 | 01-NOV-2025 | 14360.00
| SYA8K8RMI | APC Symmetra LX 8kVA Scalable to 8kVA N+1 Rack-mount, 220/230/240V or 380/400/415V | https://www.se.com/us/en/product/SYA8K8RMI | 220 AC 1 PH,400 AC 3 PH,230 AC 1 PH,240 AC 1 PH,380 AC 3 PH,415 AC 3 PH | 220 AC 1 PH,230 AC 1 PH,240 AC 1 PH | 30.98x39.25x23.58(in) 78.70x99.70x59.90(cent) | 216.82(kilos) 478.09(lbs) |  | 2 |  | NAM CERTIFIED PARTNER USD | 16-SEP-2025 | 13840.00 | 01-NOV-2025 | 15225.00
| SYA8K16I | APC Symmetra LX 8kVA Scalable to 16kVA N+1 Tower, 220/230/240V or 480/400/415V | https://www.se.com/us/en/product/SYA8K16I | 220 AC 1 PH,400 AC 3 PH,230 AC 1 PH,240 AC 1 PH,380 AC 3 PH,415 AC 3 PH | 220 AC 1 PH,230 AC 1 PH,240 AC 1 PH | 46.50x23.58x39.25(in) 118.10x59.90x99.70(cent) | 236.82(kilos) 522.19(lbs) |  | 2 | 731304221555 | NAM CERTIFIED PARTNER USD | 16-SEP-2025 | 12375.00 | 01-NOV-2025 | 13615.00
| SYA8K16IXR | APC Symmetra LX 8kVA Scalable to 16kVA N+1 Ext. Run Tower, 220/230/240V or 380/400/415V | https://www.se.com/us/en/product/SYA8K16IXR | 220 AC 1 PH,400 AC 3 PH,230 AC 1 PH,240 AC 1 PH,380 AC 3 PH,415 AC 3 PH | 220 AC 1 PH,230 AC 1 PH,240 AC 1 PH | 74.02x23.58x39.25(in) 188.00x59.90x99.70(cent) | 502.27(kilos) 1107.51(lbs) |  | 2 | 731304221562 | NAM CERTIFIED PARTNER USD | 16-SEP-2025 | 21265.00 | 01-NOV-2025 | 23390.00
| SYA8K16JXR | APC Symmetra LX 8kVA scalable to 16kVA N+1 Ext. Run Tower, 200V | https://www.se.com/us/en/product/SYA8K16JXR | 200 AC 1 PH,100 AC 1 PH | 100 AC 1 PH,200 AC 1 PH | 55.24x23.62x39.25(in) 140.30x60.00x99.70(cent) | 236.82(kilos) 522.19(lbs) |  |  | 731304233916 | NAM CERTIFIED PARTNER USD | 16-SEP-2025 | 22730.00 | 01-NOV-2025 | 25000.00
| SYA8K16RMI | APC Symmetra LX 8kVA Scalable to 16kVA N+1 Rack-mount, 220/230/240V or 380/400/415V | https://www.se.com/us/en/product/SYA8K16RMI | 220 AC 1 PH,400 AC 3 PH,230 AC 1 PH,240 AC 1 PH,380 AC 3 PH,415 AC 3 PH | 220 AC 1 PH,230 AC 1 PH,240 AC 1 PH | 41.50x39.25x23.58(in) 105.40x99.70x59.90(cent) | 239.55(kilos) 528.21(lbs) |  | 2 |  | NAM CERTIFIED PARTNER USD | 16-SEP-2025 | 13705.00 | 01-NOV-2025 | 15075.00
| SYA12K16I | APC Symmetra LX 12kVA scalable to 16kVA N+1 Tower, 220/230/240V or 380/400/415V | https://www.se.com/us/en/product/SYA12K16I | 220 AC 1 PH,400 AC 3 PH,230 AC 1 PH,240 AC 1 PH,380 AC 3 PH,415 AC 3 PH | 220 AC 1 PH,230 AC 1 PH,240 AC 1 PH | 46.50x39.25x23.58(in) 118.10x99.70x59.90(cent) | 287.27(kilos) 633.43(lbs) |  | 2 |  | NAM CERTIFIED PARTNER USD | 16-SEP-2025 | 16385.00 | 01-NOV-2025 | 18020.00
| SYA12K16IXR | APC Symmetra LX 12kVA scalable to 16kVA N+1 Ext. Run Tower, 220/230/240V or 380/400/415V | https://www.se.com/us/en/product/SYA12K16IXR | 220 AC 1 PH,400 AC 3 PH,230 AC 1 PH,240 AC 1 PH,380 AC 3 PH,415 AC 3 PH | 220 AC 1 PH,230 AC 1 PH,240 AC 1 PH | 74.02x23.58x39.25(in) 188.00x59.90x99.70(cent) | 520.46(kilos) 1147.61(lbs) |  | 2 | 731304578314 | NAM CERTIFIED PARTNER USD | 16-SEP-2025 | 22340.00 | 01-NOV-2025 | 24575.00
| SYA12K16RMI | APC Symmetra LX 12kVA Scalable to 16kVA N+1 Rack-mount, 220/230/240V or 380/400/415V | https://www.se.com/us/en/product/SYA12K16RMI | 220 AC 1 PH,400 AC 3 PH,230 AC 1 PH,240 AC 1 PH,380 AC 3 PH,415 AC 3 PH | 220 AC 1 PH,230 AC 1 PH,240 AC 1 PH | 41.50x39.25x23.58(in) 105.40x99.70x59.90(cent) | 290.00(kilos) 639.45(lbs) |  | 2 |  | NAM CERTIFIED PARTNER USD | 16-SEP-2025 | 17190.00 | 01-NOV-2025 | 18910.00
| SYA16K16I | APC Symmetra LX 16kVA Scalable to 16kVA N+1 Tower, 220/230/240V or 380/400/415V | https://www.se.com/us/en/product/SYA16K16I | 220 AC 1 PH,400 AC 3 PH,230 AC 1 PH,240 AC 1 PH,380 AC 3 PH,415 AC 3 PH | 220 AC 1 PH,230 AC 1 PH,240 AC 1 PH | 46.50x39.25x23.58(in) 118.10x99.70x59.90(cent) | 337.73(kilos) 744.69(lbs) |  | 2 |  | NAM CERTIFIED PARTNER USD | 16-SEP-2025 | 20820.00 | 01-NOV-2025 | 22900.00
| SYA16K16IXR | APC Symmetra LX 16kVA Scalable to 16kVA N+1 Ext. Run Tower, 220/230/240V or 380/400/415V | https://www.se.com/us/en/product/SYA16K16IXR | 220 AC 1 PH,400 AC 3 PH,230 AC 1 PH,240 AC 1 PH,380 AC 3 PH,415 AC 3 PH | 220 AC 1 PH,230 AC 1 PH,240 AC 1 PH | 74.02x23.58x39.25(in) 188.00x59.90x99.70(cent) | 535.45(kilos) 1180.67(lbs) |  | 2 |  | NAM CERTIFIED PARTNER USD | 16-SEP-2025 | 27710.00 | 01-NOV-2025 | 30480.00
| SYA16K16RMI | APC Symmetra LX 16kVA Scalable to 16kVA N+1 Rack-mount, 220/230/240V or 380/400/415V | https://www.se.com/us/en/product/SYA16K16RMI | 220 AC 1 PH,400 AC 3 PH,230 AC 1 PH,240 AC 1 PH,380 AC 3 PH,415 AC 3 PH | 220 AC 1 PH,230 AC 1 PH,240 AC 1 PH | 41.50x39.25x23.58(in) 105.40x99.70x59.90(cent) | 340.45(kilos) 750.69(lbs) |  | 2 |  | NAM CERTIFIED PARTNER USD | 16-SEP-2025 | 21475.00 | 01-NOV-2025 | 23620.00
| SYA16K16RMP | APC Symmetra LX 16kVA Scalable to 16kVA N+1 Rack-mount, 208/240V | https://www.se.com/us/en/product/SYA16K16RMP | 208 AC 1 PH,120 AC 1 PH,240 AC 1 PH | 120 AC 1 PH,208 AC 1 PH,240 AC 1 PH | 41.50x23.58x39.25(in) 105.40x59.90x99.70(cent) | 340.45(kilos) 750.69(lbs) |  | 2 | 731304733041 | NAM CERTIFIED PARTNER USD | 16-SEP-2025 | 23355.00 | 01-NOV-2025 | 25695.00
| SYAF8KRMI | APC SYMMETRA LX 8KVA N+1 Rack-mount FRAME, 220/230/240V OR 380/400/415V | https://www.se.com/us/en/product/SYAF8KRMI | 220 AC 1 PH,400 AC 3 PH,230 AC 1 PH,240 AC 1 PH,380 AC 3 PH,415 AC 3 PH | 220 AC 1 PH,230 AC 1 PH,240 AC 1 PH | 30.98x23.58x39.25(in) 78.70x59.90x99.70(cent) | 97.73(kilos) 215.49(lbs) |  |  | 731304218890 | NAM CERTIFIED PARTNER USD | 16-SEP-2025 | 6170.00 | 01-NOV-2025 | 6790.00
| SYAF8KRMT | APC SYMMETRA LX 8KVA N+1 Rack-Mount FRAME, 208/240V | https://www.se.com/us/en/product/SYAF8KRMT | 208 AC 1 PH,120 AC 1 PH,240 AC 1 PH | 120 AC 1 PH,208 AC 1 PH,240 AC 1 PH | 30.98x23.58x39.25(in) 78.70x59.90x99.70(cent) | 97.73(kilos) 215.49(lbs) |  |  | 731304218944 | NAM CERTIFIED PARTNER USD | 16-SEP-2025 | 8125.00 | 01-NOV-2025 | 8935.00
| SYAF8KT | APC SYMMETRA LX 8KVA N+1 TOWER FRAME, 208/240V | https://www.se.com/us/en/product/SYAF8KT | 208 AC 1 PH,120 AC 1 PH,240 AC 1 PH | 120 AC 1 PH,208 AC 1 PH,240 AC 1 PH | 46.50x23.58x39.25(in) 118.10x59.90x99.70(cent) | 130.45(kilos) 287.64(lbs) |  |  | 731304218906 | NAM CERTIFIED PARTNER USD | 16-SEP-2025 | 6480.00 | 01-NOV-2025 | 7130.00
| SYAF16KBXRMT | APC Symmetra LX 16kVA N+1 Rack-mount Frame, 208/240V, no mounting rails, no outlets | https://www.se.com/us/en/product/SYAF16KBXRMT | 208 AC 1 PH,120 AC 1 PH,240 AC 1 PH | 120 AC 1 PH,208 AC 1 PH,240 AC 1 PH | 41.50x23.58x39.25(in) 105.40x59.90x99.70(cent) | 120.45(kilos) 265.59(lbs) |  | 2 | 731304247432 | NAM CERTIFIED PARTNER USD | 16-SEP-2025 | 6080.00 | 01-NOV-2025 | 6685.00
| SYAF16KI | APC Symmetra LX 16kVA N+1 Tower Frame, 220/230/240V or 380/400/415V | https://www.se.com/us/en/product/SYAF16KI | 220 AC 1 PH,400 AC 3 PH,230 AC 1 PH,240 AC 1 PH,380 AC 3 PH,415 AC 3 PH | 220 AC 1 PH,230 AC 1 PH,240 AC 1 PH | 46.50x23.58x39.25(in) 118.10x59.90x99.70(cent) | 147.73(kilos) 325.74(lbs) |  |  | 731304218920 | NAM CERTIFIED PARTNER USD | 16-SEP-2025 | 5725.00 | 01-NOV-2025 | 6295.00
| SYAF16KRMI | APC SYMMETRA LX 16kVA N+1 Rack-mount Frame, 220/230/240V OR 380/400/415V | https://www.se.com/us/en/product/SYAF16KRMI | 220 AC 1 PH,400 AC 3 PH,230 AC 1 PH,240 AC 1 PH,380 AC 3 PH,415 AC 3 PH | 220 AC 1 PH,230 AC 1 PH,240 AC 1 PH | 41.50x23.58x39.25(in) 105.40x59.90x99.70(cent) | 120.45(kilos) 265.59(lbs) |  |  | 731304218913 | NAM CERTIFIED PARTNER USD | 16-SEP-2025 | 6010.00 | 01-NOV-2025 | 6610.00
| SYAF16KRMT | APC Symmetra LX 16kVA N+1 Rack-mount Frame, 208/240V | https://www.se.com/us/en/product/SYAF16KRMT | 208 AC 1 PH,120 AC 1 PH,240 AC 1 PH | 120 AC 1 PH,208 AC 1 PH,240 AC 1 PH | 41.50x23.58x39.25(in) 105.40x59.90x99.70(cent) | 120.46(kilos) 265.61(lbs) |  |  | 731304221630 | NAM CERTIFIED PARTNER USD | 16-SEP-2025 | 11575.00 | 01-NOV-2025 | 12730.00
| SYAF16KT | APC Symmetra LX 16kVA N+1 Tower Frame, 208/240V | https://www.se.com/us/en/product/SYAF16KT | 208 AC 1 PH,120 AC 1 PH,240 AC 1 PH | 120 AC 1 PH,208 AC 1 PH,240 AC 1 PH | 46.50x23.58x39.25(in) 118.10x59.90x99.70(cent) | 147.73(kilos) 325.74(lbs) |  |  | 731304221654 | NAM CERTIFIED PARTNER USD | 16-SEP-2025 | 6865.00 | 01-NOV-2025 | 7550.00
| SYAF16KXR9I | APC Symmetra LX 16kVA N+1 Ext. Run Tower Frame, 220/230/240V or 380/400/415V | https://www.se.com/us/en/product/SYAF16KXR9I | 220 AC 1 PH,400 AC 3 PH,230 AC 1 PH,240 AC 1 PH,380 AC 3 PH,415 AC 3 PH | 220 AC 1 PH,230 AC 1 PH,240 AC 1 PH | 46.50x23.58x39.25(in) 118.10x59.90x99.70(cent) | 213.64(kilos) 471.08(lbs) |  |  | 731304218951 | NAM CERTIFIED PARTNER USD | 16-SEP-2025 | 10075.00 | 01-NOV-2025 | 11080.00
| SYAF16KXR9T | APC Symmetra LX 16kVA N+1 Extended Run Tower Frame, 208V | https://www.se.com/us/en/product/SYAF16KXR9T | 208 AC 1 PH,120 AC 1 PH,240 AC 1 PH | 120 AC 1 PH,208 AC 1 PH,240 AC 1 PH | 46.50x23.58x39.25(in) 118.10x59.90x99.70(cent) | 213.64(kilos) 471.08(lbs) |  |  | 731304218968 | NAM CERTIFIED PARTNER USD | 16-SEP-2025 | 9780.00 | 01-NOV-2025 | 10755.00
| WLBPMV-LB-01 | (1) Preventive Maintenance Service for (1) Cabinet Li-Ion Battery solution | https://www.se.com/us/en/product/WLBPMV-LB-01 | [6 empty] | 731304780694 | NAM CERTIFIED PARTNER USD | 16-SEP-2025 | 746.00 | 01-NOV-2025 | 1690.00
| WLBPMV-LB-02 | (1) Preventive Maintenance Service for (2) Cabinets Li-Ion Battery solution | https://www.se.com/us/en/product/WLBPMV-LB-02 | [6 empty] | 731304784173 | NAM CERTIFIED PARTNER USD | 16-SEP-2025 | 1365.00 | 01-NOV-2025 | 1935.00
| WLBPMV-LB-03 | (1) Preventive Maintenance Service for (3) Cabinets Li-Ion Battery solution | https://www.se.com/us/en/product/WLBPMV-LB-03 | [6 empty] | 731304780595 | NAM CERTIFIED PARTNER USD | 16-SEP-2025 | 1510.00 | 01-NOV-2025 | 2180.00
| WLBPMV-LB-04 | (1) Preventive Maintenance Service for (4) Cabinets Li-Ion Battery solution | https://www.se.com/us/en/product/WLBPMV-LB-04 | [6 empty] | 731304780601 | NAM CERTIFIED PARTNER USD | 16-SEP-2025 | 1650.00 | 01-NOV-2025 | 2430.00
| WLBPMV-LB-05 | (1) Preventive Maintenance Service for (5) Cabinets Li-Ion Battery solution | https://www.se.com/us/en/product/WLBPMV-LB-05 | [6 empty] | 731304780618 | NAM CERTIFIED PARTNER USD | 16-SEP-2025 | 1800.00 | 01-NOV-2025 | 2675.00
| WLBPMV-LB-06 | (1) Preventive Maintenance Service for (6) Cabinets Li-Ion Battery solution | https://www.se.com/us/en/product/WLBPMV-LB-06 | [6 empty] | 731304780625 | NAM CERTIFIED PARTNER USD | 16-SEP-2025 | 1945.00 | 01-NOV-2025 | 2920.00
| WLBPMV-LB-07 | (1) Preventive Maintenance Service for (7) Cabinets Li-Ion Battery solution | https://www.se.com/us/en/product/WLBPMV-LB-07 | [6 empty] | 731304780632 | NAM CERTIFIED PARTNER USD | 16-SEP-2025 | 2005.00 | 01-NOV-2025 | 3165.00
| WLBPMV-LB-08 | (1) Preventive Maintenance Service for (8) Cabinets Li-Ion Battery solution | https://www.se.com/us/en/product/WLBPMV-LB-08 | [6 empty] | 731304780649 | NAM CERTIFIED PARTNER USD | 16-SEP-2025 | 2235.00 | 01-NOV-2025 | 4470.00
| WLBPMV-LB-09 | (1) Preventive Maintenance Service for (9) Cabinets Li-Ion Battery solution | https://www.se.com/us/en/product/WLBPMV-LB-09 | [6 empty] | 731304394297 | NAM CERTIFIED PARTNER USD | 16-SEP-2025 | 2330.00 | 01-NOV-2025 | 4715.00
| WOE1YR-PM-100 | (1) Year On-Site Warranty Extension for (1) Galaxy PDU XL 1 MVA | https://www.se.com/us/en/product/WOE1YR-PM-100 | [6 empty] | 731304797685 | NAM CERTIFIED PARTNER USD | 16-SEP-2025 | - | 01-NOV-2025 | 7260.00
| WOE2YR-PM-100 | (2) Year On-Site Warranty Extension for (1) Galaxy PDU XL 1 MVA | https://www.se.com/us/en/product/WOE2YR-PM-100 | [6 empty] | 731304797692 | NAM CERTIFIED PARTNER USD | 16-SEP-2025 | - | 01-NOV-2025 | 13790.00
| WOEBAT1YR-LB-01 | (1) Yr On-Site Warranty Ext for Li-ion Battery (1) Cabinet solution | https://www.se.com/us/en/product/WOEBAT1YR-LB-01 | [6 empty] | 731304507413 | NAM CERTIFIED PARTNER USD | 16-SEP-2025 | - | 01-NOV-2025 | 5550.00
| WOEBAT1YR-LB-02 | (1) Yr On-Site Warranty Ext for Li-ion Battery (2) Cabinets solution | https://www.se.com/us/en/product/WOEBAT1YR-LB-02 | [6 empty] | 731304507420 | NAM CERTIFIED PARTNER USD | 16-SEP-2025 | - | 01-NOV-2025 | 8265.00
| WOEBAT1YR-LB-03 | (1) Yr On-Site Warranty Ext for Li-ion Battery (3) Cabinets solution | https://www.se.com/us/en/product/WOEBAT1YR-LB-03 | [6 empty] | 731304507437 | NAM CERTIFIED PARTNER USD | 16-SEP-2025 | - | 01-NOV-2025 | 10975.00
| WOEBAT1YR-LB-04 | (1) Yr On-Site Warranty Ext for Li-ion Battery (4) Cabinets solution | https://www.se.com/us/en/product/WOEBAT1YR-LB-04 | [6 empty] | 731304507444 | NAM CERTIFIED PARTNER USD | 16-SEP-2025 | - | 01-NOV-2025 | 13940.00
| WOEBAT1YR-LB-05 | (1) Yr On-Site Warranty Ext for Li-ion Battery (5) Cabinets solution | https://www.se.com/us/en/product/WOEBAT1YR-LB-05 | [6 empty] | 731304507451 | NAM CERTIFIED PARTNER USD | 16-SEP-2025 | - | 01-NOV-2025 | 16695.00
| WOEBAT1YR-LB-06 | (1) Yr On-Site Warranty Ext for Li-ion Battery (6) Cabinets solution | https://www.se.com/us/en/product/WOEBAT1YR-LB-06 | [6 empty] | 731304507468 | NAM CERTIFIED PARTNER USD | 16-SEP-2025 | - | 01-NOV-2025 | 19410.00
| WOEBAT1YR-LB-07 | (1) Yr On-Site Warranty Ext for Li-ion Battery (7) Cabinets solution | https://www.se.com/us/en/product/WOEBAT1YR-LB-07 | [6 empty] | 731304507475 | NAM CERTIFIED PARTNER USD | 16-SEP-2025 | - | 01-NOV-2025 | 22125.00
| WOEBAT1YR-LB-08 | (1) Yr On-Site Warranty Ext for Li-ion Battery (8) Cabinets solution | https://www.se.com/us/en/product/WOEBAT1YR-LB-08 | [6 empty] | 731304507482 | NAM CERTIFIED PARTNER USD | 16-SEP-2025 | - | 01-NOV-2025 | 26510.00
| WOEBAT1YR-LB-09 | (1) Yr On-Site Warranty Ext for Li-ion Battery (9) Cabinets solution | https://www.se.com/us/en/product/WOEBAT1YR-LB-09 | [6 empty] | 731304507499 | NAM CERTIFIED PARTNER USD | 16-SEP-2025 | - | 01-NOV-2025 | 29220.00
| WOEBAT2YR-LB-01 | (2) Yr On-Site Warranty Ext for Li-ion Battery (1) Cabinet solution | https://www.se.com/us/en/product/WOEBAT2YR-LB-01 | [6 empty] | 731304507833 | NAM CERTIFIED PARTNER USD | 16-SEP-2025 | - | 01-NOV-2025 | 10875.00
| WOEBAT2YR-LB-02 | (2) Yr On-Site Warranty Ext for Li-ion Battery (2) Cabinets solution | https://www.se.com/us/en/product/WOEBAT2YR-LB-02 | [6 empty] | 731304507840 | NAM CERTIFIED PARTNER USD | 16-SEP-2025 | - | 01-NOV-2025 | 16195.00
| WOEBAT2YR-LB-03 | (2) Yr On-Site Warranty Ext for Li-ion Battery (3) Cabinets solution | https://www.se.com/us/en/product/WOEBAT2YR-LB-03 | [6 empty] | 731304507857 | NAM CERTIFIED PARTNER USD | 16-SEP-2025 | - | 01-NOV-2025 | 21515.00
| WOEBAT2YR-LB-04 | (2) Yr On-Site Warranty Ext for Li-ion Battery (4) Cabinets solution | https://www.se.com/us/en/product/WOEBAT2YR-LB-04 | [6 empty] | 731304507864 | NAM CERTIFIED PARTNER USD | 16-SEP-2025 | - | 01-NOV-2025 | 27325.00
| WOEBAT2YR-LB-05 | (2) Yr On-Site Warranty Ext for Li-ion Battery (5) Cabinets solution | https://www.se.com/us/en/product/WOEBAT2YR-LB-05 | [6 empty] | 731304507871 | NAM CERTIFIED PARTNER USD | 16-SEP-2025 | - | 01-NOV-2025 | 32725.00
| WOEBAT2YR-LB-06 | (2) Yr On-Site Warranty Ext for Li-ion Battery (6) Cabinets solution | https://www.se.com/us/en/product/WOEBAT2YR-LB-06 | [6 empty] | 731304507888 | NAM CERTIFIED PARTNER USD | 16-SEP-2025 | - | 01-NOV-2025 | 38040.00
| WOEBAT2YR-LB-07 | (2) Yr On-Site Warranty Ext for Li-ion Battery (7) Cabinets solution | https://www.se.com/us/en/product/WOEBAT2YR-LB-07 | [6 empty] | 731304507895 | NAM CERTIFIED PARTNER USD | 16-SEP-2025 | - | 01-NOV-2025 | 43360.00
| WOEBAT2YR-LB-08 | (2) Yr On-Site Warranty Ext for Li-ion Battery (8) Cabinets solution | https://www.se.com/us/en/product/WOEBAT2YR-LB-08 | [6 empty] | 731304507901 | NAM CERTIFIED PARTNER USD | 16-SEP-2025 | Call for Quote | 01-NOV-2025 | 51955.00
| WOEBAT2YR-LB-09 | (2) Yr On-Site Warranty Ext for Li-ion Battery (9) Cabinets solution | https://www.se.com/us/en/product/WOEBAT2YR-LB-09 | [6 empty] | 731304507918 | NAM CERTIFIED PARTNER USD | 16-SEP-2025 | - | 01-NOV-2025 | 57270.00
| WSTRTUP-PM-100 | Start-up service for 1 PMM 1000 kVA | https://www.se.com/us/en/product/WSTRTUP-PM-100 | [6 empty] | 731304773375 | NAM CERTIFIED PARTNER USD | 16-SEP-2025 | - | 01-NOV-2025 | 2265.00
| WULTRABAT1YR-LB-01 | (1) Year Advantage Ultra Service Plan for Li-ion Battery (1) Cabinet solution | https://www.se.com/us/en/product/WULTRABAT1YR-LB-01 | [6 empty] | 731304507277 | NAM CERTIFIED PARTNER USD | 16-SEP-2025 | - | 01-NOV-2025 | 6540.00
| WULTRABAT1YR-LB-02 | (1) Year Advantage Ultra Service Plan for Li-ion Battery (2) Cabinets solution | https://www.se.com/us/en/product/WULTRABAT1YR-LB-02 | [6 empty] | 731304507284 | NAM CERTIFIED PARTNER USD | 16-SEP-2025 | - | 01-NOV-2025 | 9740.00
| WULTRABAT1YR-LB-03 | (1) Year Advantage Ultra Service Plan for Li-ion Battery (3) Cabinets solution | https://www.se.com/us/en/product/WULTRABAT1YR-LB-03 | [6 empty] | 731304507291 | NAM CERTIFIED PARTNER USD | 16-SEP-2025 | - | 01-NOV-2025 | 12940.00
| WULTRABAT1YR-LB-04 | (1) Year Advantage Ultra Service Plan for Li-ion Battery (4) Cabinets solution | https://www.se.com/us/en/product/WULTRABAT1YR-LB-04 | [6 empty] | 731304507307 | NAM CERTIFIED PARTNER USD | 16-SEP-2025 | - | 01-NOV-2025 | 16435.00
| WULTRABAT1YR-LB-05 | (1) Year Advantage Ultra Service Plan for Li-ion Battery (5) Cabinets solution | https://www.se.com/us/en/product/WULTRABAT1YR-LB-05 | [6 empty] | 731304507314 | NAM CERTIFIED PARTNER USD | 16-SEP-2025 | - | 01-NOV-2025 | 19685.00
| WULTRABAT1YR-LB-06 | (1) Year Advantage Ultra Service Plan for Li-ion Battery (6) Cabinets solution | https://www.se.com/us/en/product/WULTRABAT1YR-LB-06 | [6 empty] | 731304507321 | NAM CERTIFIED PARTNER USD | 16-SEP-2025 | - | 01-NOV-2025 | 22880.00
| WULTRABAT1YR-LB-07 | (1) Year Advantage Ultra Service Plan for Li-ion Battery (7) Cabinets solution | https://www.se.com/us/en/product/WULTRABAT1YR-LB-07 | [6 empty] | 731304507338 | NAM CERTIFIED PARTNER USD | 16-SEP-2025 | - | 01-NOV-2025 | 26080.00
| WULTRABAT1YR-LB-08 | (1) Year Advantage Ultra Service Plan for Li-ion Battery (8) Cabinets solution | https://www.se.com/us/en/product/WULTRABAT1YR-LB-08 | [6 empty] | 731304507345 | NAM CERTIFIED PARTNER USD | 16-SEP-2025 | - | 01-NOV-2025 | 31250.00
| WULTRABAT1YR-LB-09 | (1) Year Advantage Ultra Service Plan for Li-ion Battery (9) Cabinets solution | https://www.se.com/us/en/product/WULTRABAT1YR-LB-09 | [6 empty] | 731304507352 | NAM CERTIFIED PARTNER USD | 16-SEP-2025 | - | 01-NOV-2025 | 34445.00
| WULTRABAT3YR-LB-01 | (3) Year Advantage Ultra Service Plan for Li-ion Battery (1) Cabinet solution | https://www.se.com/us/en/product/WULTRABAT3YR-LB-01 | [6 empty] | 731304507697 | NAM CERTIFIED PARTNER USD | 16-SEP-2025 | - | 01-NOV-2025 | 18640.00
| WULTRABAT3YR-LB-02 | (3) Year Advantage Ultra Service Plan for Li-ion Battery (2) Cabinets solution | https://www.se.com/us/en/product/WULTRABAT3YR-LB-02 | [6 empty] | 731304507703 | NAM CERTIFIED PARTNER USD | 16-SEP-2025 | - | 01-NOV-2025 | 27755.00
| WULTRABAT3YR-LB-03 | (3) Year Advantage Ultra Service Plan for Li-ion Battery (3) Cabinets solution | https://www.se.com/us/en/product/WULTRABAT3YR-LB-03 | [6 empty] | 731304507710 | NAM CERTIFIED PARTNER USD | 16-SEP-2025 | - | 01-NOV-2025 | 36875.00
| WULTRABAT3YR-LB-04 | (3) Year Advantage Ultra Service Plan for Li-ion Battery (4) Cabinets solution | https://www.se.com/us/en/product/WULTRABAT3YR-LB-04 | [6 empty] | 731304507727 | NAM CERTIFIED PARTNER USD | 16-SEP-2025 | - | 01-NOV-2025 | 46835.00
| WULTRABAT3YR-LB-05 | (3) Year Advantage Ultra Service Plan for Li-ion Battery (5) Cabinets solution | https://www.se.com/us/en/product/WULTRABAT3YR-LB-05 | [6 empty] | 731304507734 | NAM CERTIFIED PARTNER USD | 16-SEP-2025 | - | 01-NOV-2025 | 56090.00
| WULTRABAT3YR-LB-06 | (3) Year Advantage Ultra Service Plan for Li-ion Battery (6) Cabinets solution | https://www.se.com/us/en/product/WULTRABAT3YR-LB-06 | [6 empty] | 731304507741 | NAM CERTIFIED PARTNER USD | 16-SEP-2025 | - | 01-NOV-2025 | 65210.00
| WULTRABAT3YR-LB-07 | (3) Year Advantage Ultra Service Plan for Li-ion Battery (7) Cabinets solution | https://www.se.com/us/en/product/WULTRABAT3YR-LB-07 | [6 empty] | 731304507758 | NAM CERTIFIED PARTNER USD | 16-SEP-2025 | - | 01-NOV-2025 | 74325.00
| WULTRABAT3YR-LB-08 | (3) Year Advantage Ultra Service Plan for Li-ion Battery (8) Cabinets solution | https://www.se.com/us/en/product/WULTRABAT3YR-LB-08 | [6 empty] | 731304507765 | NAM CERTIFIED PARTNER USD | 16-SEP-2025 | - | 01-NOV-2025 | 89055.00
| WULTRABAT3YR-LB-09 | (3) Year Advantage Ultra Service Plan for Li-ion Battery (9) Cabinets solution | https://www.se.com/us/en/product/WULTRABAT3YR-LB-09 | [6 empty] | 731304507772 | NAM CERTIFIED PARTNER USD | 16-SEP-2025 | - | 01-NOV-2025 | 98170.00
| WULTRABAT5YR-LB-01 | (5) Year Advantage Ultra Service Plan for Li-ion Battery (1) Cabinet solution | https://www.se.com/us/en/product/WULTRABAT5YR-LB-01 | [6 empty] | 731304507550 | NAM CERTIFIED PARTNER USD | 16-SEP-2025 | - | 01-NOV-2025 | 31065.00
| WULTRABAT5YR-LB-02 | (5) Year Advantage Ultra Service Plan for Li-ion Battery (2) Cabinets solution | https://www.se.com/us/en/product/WULTRABAT5YR-LB-02 | [6 empty] | 731304507567 | NAM CERTIFIED PARTNER USD | 16-SEP-2025 | - | 01-NOV-2025 | 46260.00
| WULTRABAT5YR-LB-03 | (5) Year Advantage Ultra Service Plan for Li-ion Battery (3) Cabinets solution | https://www.se.com/us/en/product/WULTRABAT5YR-LB-03 | [6 empty] | 731304507574 | NAM CERTIFIED PARTNER USD | 16-SEP-2025 | - | 01-NOV-2025 | 61455.00
| WULTRABAT5YR-LB-04 | (5) Year Advantage Ultra Service Plan for Li-ion Battery (4) Cabinets solution | https://www.se.com/us/en/product/WULTRABAT5YR-LB-04 | [6 empty] | 731304507581 | NAM CERTIFIED PARTNER USD | 16-SEP-2025 | - | 01-NOV-2025 | 78055.00
| WULTRABAT5YR-LB-05 | (5) Year Advantage Ultra Service Plan for Li-ion Battery (5) Cabinets solution | https://www.se.com/us/en/product/WULTRABAT5YR-LB-05 | [6 empty] | 731304507598 | NAM CERTIFIED PARTNER USD | 16-SEP-2025 | - | 01-NOV-2025 | 93485.00
| WULTRABAT5YR-LB-06 | (5) Year Advantage Ultra Service Plan for Li-ion Battery (6) Cabinets solution | https://www.se.com/us/en/product/WULTRABAT5YR-LB-06 | [6 empty] | 731304507604 | NAM CERTIFIED PARTNER USD | 16-SEP-2025 | - | 01-NOV-2025 | 108680.00
| WULTRABAT5YR-LB-07 | (5) Year Advantage Ultra Service Plan for Li-ion Battery (7) Cabinets solution | https://www.se.com/us/en/product/WULTRABAT5YR-LB-07 | [6 empty] | 731304507611 | NAM CERTIFIED PARTNER USD | 16-SEP-2025 | - | 01-NOV-2025 | 123875.00
| WULTRABAT5YR-LB-08 | (5) Year Advantage Ultra Service Plan for Li-ion Battery (8) Cabinets solution | https://www.se.com/us/en/product/WULTRABAT5YR-LB-08 | [6 empty] | 731304507628 | NAM CERTIFIED PARTNER USD | 16-SEP-2025 | - | 01-NOV-2025 | 148420.00
| WULTRABAT5YR-LB-09 | (5) Year Advantage Ultra Service Plan for Li-ion Battery (9) Cabinets solution | https://www.se.com/us/en/product/WULTRABAT5YR-LB-09 | [6 empty] | 731304507635 | NAM CERTIFIED PARTNER USD | 16-SEP-2025 | - | 01-NOV-2025 | 163620.00
UPS Replacement Batteries >> Uninterruptible Power Supply (UPS) | APCRBC88 | APC Replacement Battery Cartridge #88 | https://www.se.com/us/en/product/APCRBC88 |  |  | 7.13x12.87x23.74(in) 18.10x32.70x60.30(cent) | 11.82(kilos) 26.06(lbs) |  |  | 731304300038 | NAM CERTIFIED PARTNER USD | 16-SEP-2025 | 367.00 | 01-NOV-2025 | 411.00
| APCRBC105 | APC Replacement Battery Cartridge #105 | https://www.se.com/us/en/product/APCRBC105 |  |  | 10.98x29.02x12.24(in) 27.90x73.70x31.10(cent) | 26.36(kilos) 58.12(lbs) | 6 |  | 731304248729 | NAM CERTIFIED PARTNER USD | 16-SEP-2025 | 441.00 | 01-NOV-2025 | 494.00
| APCRBC106 | APC Replacement Battery Cartridge #106 | https://www.se.com/us/en/product/APCRBC106 |  |  | 3.50x8.39x6.89(in) 8.90x21.30x17.50(cent) | 2.77(kilos) 6.11(lbs) |  |  | 731304244400 | NAM CERTIFIED PARTNER USD | 16-SEP-2025 | 64.00 | 01-NOV-2025 | 71.00
| APCRBC107 | APC Replacement Battery Cartridge J15 | https://www.se.com/us/en/product/APCRBC107 |  |  | 16.42x10.51x8.50(in) 41.70x26.70x21.60(cent) | 5.30(kilos) 11.69(lbs) |  |  | 731304238492 | NAM CERTIFIED PARTNER USD | 16-SEP-2025 | 257.00 | 01-NOV-2025 | 287.00
| APCRBC108 | APC Replacement Battery Cartridge J10 | https://www.se.com/us/en/product/APCRBC108 |  |  | 16.42x10.51x8.50(in) 41.70x26.70x21.60(cent) | 5.30(kilos) 11.69(lbs) |  |  | 731304238478 | NAM CERTIFIED PARTNER USD | 16-SEP-2025 | 212.00 | 01-NOV-2025 | 237.00
| APCRBC109 | APC Replacement Battery Cartridge #109 | https://www.se.com/us/en/product/APCRBC109 |  |  | 12.01x9.02x4.02(in) 30.50x22.90x10.20(cent) | 6.14(kilos) 13.54(lbs) |  |  | 731304243564 | NAM CERTIFIED PARTNER USD | 16-SEP-2025 | 122.00 | 01-NOV-2025 | 137.00
| APCRBC110 | APC Replacement Battery Cartridge #110 | https://www.se.com/us/en/product/APCRBC110 |  |  | 3.23x8.27x6.89(in) 8.20x21.00x17.50(cent) | 2.34(kilos) 5.15(lbs) | 150 |  | 731304248217 | NAM CERTIFIED PARTNER USD | 16-SEP-2025 | 64.00 | 01-NOV-2025 | 71.00
| APCRBC113 | APC Replacement Battery Cartridge #113 | https://www.se.com/us/en/product/APCRBC113 |  |  | 5.51x8.27x6.73(in) 14.00x21.00x17.10(cent) | 7.00(kilos) 15.44(lbs) |  |  | 731304260042 | NAM CERTIFIED PARTNER USD | 16-SEP-2025 | 70.00 | 01-NOV-2025 | 78.00
| APCRBC114 | APC Replacement Battery Cartridge #114 | https://www.se.com/us/en/product/APCRBC114 |  |  | 7.01x8.27x3.35(in) 17.80x21.00x8.50(cent) | 1.70(kilos) 3.75(lbs) |  |  | 731304264385 | NAM CERTIFIED PARTNER USD | 16-SEP-2025 | 61.00 | 01-NOV-2025 | 68.00
| APCRBC115 | APC Replacement Battery Cartridge #115 | https://www.se.com/us/en/product/APCRBC115 |  |  | 7.48x21.50x11.50(in) 19.00x54.60x29.20(cent) | 11.73(kilos) 25.86(lbs) |  |  | 731304281689 | NAM CERTIFIED PARTNER USD | 16-SEP-2025 | 321.00 | 01-NOV-2025 | 360.00
| APCRBC116 | APC Replacement Battery Cartridge #116 | https://www.se.com/us/en/product/APCRBC116 |  |  | 7.48x21.50x11.50(in) 19.00x54.60x29.20(cent) | 11.36(kilos) 25.05(lbs) |  |  | 731304281696 | NAM CERTIFIED PARTNER USD | 16-SEP-2025 | 231.00 | 01-NOV-2025 | 258.00
| APCRBC117 | APC Replacement Battery Cartridge #117 | https://www.se.com/us/en/product/APCRBC117 |  |  | 8.86x29.72x15.55(in) 22.50x75.50x39.50(cent) | 25.13(kilos) 55.41(lbs) | 3 |  | 731304282679 | NAM CERTIFIED PARTNER USD | 16-SEP-2025 | 458.00 | 01-NOV-2025 | 513.00
| APCRBC117US | APC Replacement Battery Cartridge #117 TAA | https://www.se.com/us/en/product/APCRBC117US |  |  | 8.98x15.47x29.96(in) 22.80x39.30x76.10(cent) | 25.13(kilos) 55.41(lbs) |  |  | 731304356165 | NAM CERTIFIED PARTNER USD | 16-SEP-2025 | 502.00 | 01-NOV-2025 | 562.00
| APCRBC118 | APC Replacement Battery Cartridge #118 | https://www.se.com/us/en/product/APCRBC118 |  |  | 8.98x29.96x15.47(in) 22.80x76.10x39.30(cent) | 25.18(kilos) 55.52(lbs) |  |  | 731304282686 | NAM CERTIFIED PARTNER USD | 16-SEP-2025 | 316.00 | 01-NOV-2025 | 353.00
| APCRBC119 | APC Replacement Battery Cartridge #119 | https://www.se.com/us/en/product/APCRBC119 |  |  | 20.00x27.28x15.51(in) 50.80x69.30x39.40(cent) | 112.49(kilos) 248.05(lbs) |  |  | 731304294566 | NAM CERTIFIED PARTNER USD | 16-SEP-2025 | 1270.00 | 01-NOV-2025 | 1420.00
| APCRBC123 | APC Replacement Battery Cartridge # 123 | https://www.se.com/us/en/product/APCRBC123 |  |  | 5.75x10.83x9.21(in) 14.60x27.50x23.40(cent) | 5.52(kilos) 12.17(lbs) | 96 |  | 731304284369 | NAM CERTIFIED PARTNER USD | 16-SEP-2025 | 86.00 | 01-NOV-2025 | 96.00
| APCRBC124 | APC Replacement Battery Cartridge # 124 | https://www.se.com/us/en/product/APCRBC124 |  |  | 10.83x5.75x9.21(in) 27.50x14.60x23.40(cent) | 5.83(kilos) 12.85(lbs) |  |  | 731304284383 | NAM CERTIFIED PARTNER USD | 16-SEP-2025 | 94.00 | 01-NOV-2025 | 106.00
| APCRBC130 | APC Replacement Battery Cartridge # 130 | https://www.se.com/us/en/product/APCRBC130 |  |  | 5.75x9.17x10.75(in) 14.60x23.30x27.30(cent) | 6.30(kilos) 13.89(lbs) |  |  | 731304285168 | NAM CERTIFIED PARTNER USD | 16-SEP-2025 | 107.00 | 01-NOV-2025 | 120.00
| APCRBC131 | APC Replacement Battery Cartridge #131 | https://www.se.com/us/en/product/APCRBC131 |  |  | 5.75x9.17x10.75(in) 14.60x23.30x27.30(cent) | 6.60(kilos) 14.55(lbs) |  |  | 731304285175 | NAM CERTIFIED PARTNER USD | 16-SEP-2025 | 145.00 | 01-NOV-2025 | 163.00
| APCRBC132 | APC Replacement Battery Cartridge #132 | https://www.se.com/us/en/product/APCRBC132 |  |  | 5.98x19.49x14.49(in) 15.20x49.50x36.80(cent) | 10.91(kilos) 24.06(lbs) |  |  | 731304291275 | NAM CERTIFIED PARTNER USD | 16-SEP-2025 | 305.00 | 01-NOV-2025 | 341.00
| APCRBC133 | APC Replacement Battery Cartridge #133 | https://www.se.com/us/en/product/APCRBC133 |  |  | 6.89x19.69x14.76(in) 17.50x50.00x37.50(cent) | 12.68(kilos) 27.96(lbs) | 4 |  | 731304291282 | NAM CERTIFIED PARTNER USD | 16-SEP-2025 | 336.00 | 01-NOV-2025 | 376.00
| APCRBC135 | APC Replacement Battery Cartridge #135 | https://www.se.com/us/en/product/APCRBC135 |  |  | 8.66x9.06x8.66(in) 22.00x23.00x22.00(cent) | 5.28(kilos) 11.65(lbs) | 8 |  | 731304291732 | NAM CERTIFIED PARTNER USD | 16-SEP-2025 | 114.00 | 01-NOV-2025 | 125.00
| APCRBC136 | APC Replacement Battery Cartridge # 136 | https://www.se.com/us/en/product/APCRBC136 |  |  | 9.02x9.02x9.02(in) 22.90x22.90x22.90(cent) | 3.75(kilos) 8.27(lbs) |  |  | 731304293361 | NAM CERTIFIED PARTNER USD | 16-SEP-2025 | 411.00 | 01-NOV-2025 | 452.00
| APCRBC137J | APC Replacement Battery Cartridge #137J | https://www.se.com/us/en/product/APCRBC137J |  |  | 6.61x6.61x8.82(in) 16.80x16.80x22.40(cent) | 5.60(kilos) 12.35(lbs) |  |  | 731304299370 | NAM CERTIFIED PARTNER USD | 16-SEP-2025 | 182.00 | 01-NOV-2025 | 203.00
| APCRBC140 | APC Replacement battery cartridge #140 | https://www.se.com/us/en/product/APCRBC140 |  |  | 8.66x30.51x16.14(in) 22.00x77.50x41.00(cent) | 34.98(kilos) 77.13(lbs) | 15 |  | 731304310068 | NAM CERTIFIED PARTNER USD | 16-SEP-2025 | 667.00 | 01-NOV-2025 | 747.00
| APCRBC141 | APC Replacement Battery Cartridge #141 | https://www.se.com/us/en/product/APCRBC141 |  |  | 8.07x20.87x13.98(in) 20.50x53.00x35.50(cent) | 13.01(kilos) 28.70(lbs) | 4 |  | 731304292531 | NAM CERTIFIED PARTNER USD | 16-SEP-2025 | 317.00 | 01-NOV-2025 | 355.00
| APCRBC142 | APC Replacement Battery Cartridge #142 | https://www.se.com/us/en/product/APCRBC142 |  |  | 7.99x6.61x8.82(in) 20.30x16.80x22.40(cent) | 7.01(kilos) 15.46(lbs) |  |  | 731304291978 | NAM CERTIFIED PARTNER USD | 16-SEP-2025 | 132.00 | 01-NOV-2025 | 148.00
| APCRBC143 | APC Replacement Battery Cartridge #143 | https://www.se.com/us/en/product/APCRBC143 |  |  | 9.96x11.54x19.49(in) 25.30x29.30x49.50(cent) | 25.18(kilos) 55.52(lbs) |  |  | 731304292548 | NAM CERTIFIED PARTNER USD | 16-SEP-2025 | 420.00 | 01-NOV-2025 | 470.00
| APCRBC143US | APC Replacement Battery Cartridge #143 TAA | https://www.se.com/us/en/product/APCRBC143US |  |  | 9.96x11.54x19.49(in) 25.30x29.30x49.50(cent) | 25.13(kilos) 55.41(lbs) |  |  | 731304356196 | NAM CERTIFIED PARTNER USD | 16-SEP-2025 | 449.00 | 01-NOV-2025 | 503.00
| APCRBC152 | APC Replacement battery cartridge #152 | https://www.se.com/us/en/product/APCRBC152 |  |  | 7.48x25.20x13.78(in) 19.00x64.00x35.00(cent) | 18.46(kilos) 40.70(lbs) | 4 |  | 731304317616 | NAM CERTIFIED PARTNER USD | 16-SEP-2025 | 716.00 | 01-NOV-2025 | 802.00
| APCRBC153 | APC Replacement Battery Cartridge #153 | https://www.se.com/us/en/product/APCRBC153 |  |  | 3.50x6.89x8.39(in) 8.90x17.50x21.30(cent) | 1.80(kilos) 3.97(lbs) |  |  | 731304314189 | NAM CERTIFIED PARTNER USD | 16-SEP-2025 | 61.00 | 01-NOV-2025 | 68.00
| APCRBC154 | APC Replacement Battery Cartridge #154 | https://www.se.com/us/en/product/APCRBC154 |  |  | 3.50x6.89x8.39(in) 8.90x17.50x21.30(cent) | 2.30(kilos) 5.07(lbs) |  |  | 731304331025 | NAM CERTIFIED PARTNER USD | 16-SEP-2025 | 53.00 | 01-NOV-2025 | 59.00
| APCRBC155 | APC Replacement Battery Cartridge #155 | https://www.se.com/us/en/product/APCRBC155 |  |  | 7.99x13.50x25.00(in) 20.30x34.30x63.50(cent) | 17.55(kilos) 38.70(lbs) |  |  | 731304330004 | NAM CERTIFIED PARTNER USD | 16-SEP-2025 | 367.00 | 01-NOV-2025 | 411.00
| APCRBC157 | APC Replacement Battery Cartridge #157 | https://www.se.com/us/en/product/APCRBC157 |  |  | 5.98x14.49x19.49(in) 15.20x36.80x49.50(cent) | 10.91(kilos) 24.06(lbs) |  |  | 731304338932 | NAM CERTIFIED PARTNER USD | 16-SEP-2025 | 311.00 | 01-NOV-2025 | 348.00
| APCRBC158 | APC Replacement Battery Cartridge #158 | https://www.se.com/us/en/product/APCRBC158 |  |  | 5.75x9.21x10.83(in) 14.60x23.40x27.50(cent) | 5.84(kilos) 12.88(lbs) |  |  | 731304333289 | NAM CERTIFIED PARTNER USD | 16-SEP-2025 | 76.00 | 01-NOV-2025 | 85.00
| APCRBC159 | APC Replacement Battery Cartridge #159 | https://www.se.com/us/en/product/APCRBC159 |  |  | 5.98x14.49x19.49(in) 15.20x36.80x49.50(cent) | 12.60(kilos) 27.78(lbs) |  |  | 731304339618 | NAM CERTIFIED PARTNER USD | 16-SEP-2025 | 273.00 | 01-NOV-2025 | 306.00
| APCRBC160 | APC Replacement Battery Cartridge #160 | https://www.se.com/us/en/product/APCRBC160 |  |  | 16.42x7.28x7.09(in) 41.70x18.50x18.00(cent) | 4.90(kilos) 10.80(lbs) |  |  | 731304338673 | NAM CERTIFIED PARTNER USD | 16-SEP-2025 | 82.00 | 01-NOV-2025 | 91.00
| APCRBC161 | APC Replacement Battery Cartridge #161 | https://www.se.com/us/en/product/APCRBC161 |  |  | 16.42x7.28x7.09(in) 41.70x18.50x18.00(cent) | 5.58(kilos) 12.30(lbs) |  |  | 731304338680 | NAM CERTIFIED PARTNER USD | 16-SEP-2025 | 86.00 | 01-NOV-2025 | 96.00
| APCRBC162 | APC Replacement Battery Cartridge #162 | https://www.se.com/us/en/product/APCRBC162 |  |  | 16.42x7.28x7.09(in) 41.70x18.50x18.00(cent) | 4.49(kilos) 9.90(lbs) |  |  | 731304336006 | NAM CERTIFIED PARTNER USD | 16-SEP-2025 | 86.00 | 01-NOV-2025 | 96.00
| APCRBC163 | APC Replacement Battery Cartridge #163 | https://www.se.com/us/en/product/APCRBC163 |  |  | 16.42x7.28x7.09(in) 41.70x18.50x18.00(cent) | 6.30(kilos) 13.89(lbs) |  |  | 731304336013 | NAM CERTIFIED PARTNER USD | 16-SEP-2025 | 94.00 | 01-NOV-2025 | 105.00
| APCRBC164 | APC Replacement Battery Cartridge #164 | https://www.se.com/us/en/product/APCRBC164 | 12 DC |  | 3.50x6.89x8.39(in) 8.90x17.50x21.30(cent) | 3.50(kilos) 7.72(lbs) |  |  | 731304346869 | NAM CERTIFIED PARTNER USD | 16-SEP-2025 | 86.00 | 01-NOV-2025 | 96.00
| APCRBC165 | APC Replacement Battery Cartridge #165 | https://www.se.com/us/en/product/APCRBC165 | 12 DC |  | 5.75x9.21x10.83(in) 14.60x23.40x27.50(cent) | 5.53(kilos) 12.19(lbs) |  |  | 731304346876 | NAM CERTIFIED PARTNER USD | 16-SEP-2025 | 86.00 | 01-NOV-2025 | 96.00
| APCRBC166 | APC Replacement Battery Cartridge #166 | https://www.se.com/us/en/product/APCRBC166 | 12 DC |  | 5.75x9.21x10.83(in) 14.60x23.40x27.50(cent) | 5.83(kilos) 12.86(lbs) |  |  | 731304346883 | NAM CERTIFIED PARTNER USD | 16-SEP-2025 | 86.00 | 01-NOV-2025 | 96.00
| APCRBC216 | APC Replacement Battery Cartridge 216 with 2 Year Warranty | https://www.se.com/us/en/product/APCRBC216 |  | 24 DC | 8.62x14.45x6.97(in) 21.90x36.70x17.70(cent) | 5.80(kilos) 12.79(lbs) |  |  |  | NAM CERTIFIED PARTNER USD | 16-SEP-2025 | 98.00 | 01-NOV-2025 | 110.00
| APCRBCV200 | APC Replacement Battery Cartridge #200 | https://www.se.com/us/en/product/APCRBCV200 |  | 24 DC | 11.22x6.50x12.80(in) 28.50x16.50x32.50(cent) | 5.80(kilos) 12.79(lbs) | 84 |  | 731304451020 | NAM CERTIFIED PARTNER USD | 16-SEP-2025 | 102.00 | 01-NOV-2025 | 114.00
| APCRBCV201 | APC Replacement Battery Cartridge #201 | https://www.se.com/us/en/product/APCRBCV201 |  | 48 DC | 12.99x7.09x16.93(in) 33.00x18.00x43.00(cent) | 11.30(kilos) 24.92(lbs) | 48 |  | 731304451037 | NAM CERTIFIED PARTNER USD | 16-SEP-2025 | 191.00 | 01-NOV-2025 | 214.00
| APCRBCV202 | APC Replacement Battery Cartridge #202 | https://www.se.com/us/en/product/APCRBCV202 |  |  | 13.78x7.87x24.02(in) 35.00x20.00x61.00(cent) | 16.50(kilos) 36.38(lbs) | 20 |  | 731304451044 | NAM CERTIFIED PARTNER USD | 16-SEP-2025 | 274.00 | 01-NOV-2025 | 307.00
| APCRBCV203 | APC Replacement Battery Cartridge #203 | https://www.se.com/us/en/product/APCRBCV203 |  | 24 DC | 7.09x9.84x9.06(in) 18.00x25.00x23.00(cent) | 5.79(kilos) 12.77(lbs) | 20 |  | 731304451051 | NAM CERTIFIED PARTNER USD | 16-SEP-2025 | 90.00 | 01-NOV-2025 | 100.00
| APCRBCV204 | APC Replacement Battery Cartridge #204 | https://www.se.com/us/en/product/APCRBCV204 |  | 48 DC | 7.28x16.93x11.02(in) 18.50x43.00x28.00(cent) | 11.52(kilos) 25.40(lbs) | 8 |  | 731304451068 | NAM CERTIFIED PARTNER USD | 16-SEP-2025 | 161.00 | 01-NOV-2025 | 180.00
| APCRBCV205 | APC Replacement Battery Cartridge #205 | https://www.se.com/us/en/product/APCRBCV205 |  |  | 11.81x17.32x14.37(in) 30.00x44.00x36.50(cent) | 17.11(kilos) 37.72(lbs) | 6 |  | 731304451075 | NAM CERTIFIED PARTNER USD | 16-SEP-2025 | 232.00 | 01-NOV-2025 | 260.00
| APCRBCV206 | APC Replacement Battery Cartridge #206 | https://www.se.com/us/en/product/APCRBCV206 |  | 24 DC | 7.20x8.19x7.36(in) 18.30x20.80x18.70(cent) | 4.65(kilos) 10.25(lbs) | 18 |  | 731304451082 | NAM CERTIFIED PARTNER USD | 16-SEP-2025 | 78.00 | 01-NOV-2025 | 87.00
| APCRBCV207 | APC Replacement Battery Cartridge #207 | https://www.se.com/us/en/product/APCRBCV207 |  | 24 DC | 7.09x8.07x7.20(in) 18.00x20.50x18.30(cent) | 6.47(kilos) 14.26(lbs) |  |  | 731304451099 | NAM CERTIFIED PARTNER USD | 16-SEP-2025 | 93.00 | 01-NOV-2025 | 104.00
| APCRBCV208 | APC Replacement Battery Cartridge #208 | https://www.se.com/us/en/product/APCRBCV208 |  | 48 DC | 8.74x11.26x8.98(in) 22.20x28.60x22.80(cent) | 9.75(kilos) 21.50(lbs) | 12 |  | 731304451105 | NAM CERTIFIED PARTNER USD | 16-SEP-2025 | 161.00 | 01-NOV-2025 | 180.00
| APCRBCV209 | APC Replacement Battery Cartridge #209 | https://www.se.com/us/en/product/APCRBCV209 |  | 48 DC | 8.74x11.26x8.98(in) 22.20x28.60x22.80(cent) | 11.50(kilos) 25.36(lbs) | 12 |  | 731304451112 | NAM CERTIFIED PARTNER USD | 16-SEP-2025 | 185.00 | 01-NOV-2025 | 207.00
| APCRBCV210 | APC Replacement Battery Cartridge #210 | https://www.se.com/us/en/product/APCRBCV210 |  | 12 DC | 6.69x7.36x6.10(in) 17.00x18.70x15.50(cent) | 2.04(kilos) 4.49(lbs) | 6 |  | 731304451129 | NAM CERTIFIED PARTNER USD | 16-SEP-2025 | 30.00 | 01-NOV-2025 | 34.00
| APCRBCV211 | APC Replacement Battery Cartridge #211 | https://www.se.com/us/en/product/APCRBCV211 |  | 12 DC | 6.26x7.44x6.81(in) 15.90x18.90x17.30(cent) | 2.25(kilos) 4.96(lbs) |  |  | 731304451136 | NAM CERTIFIED PARTNER USD | 16-SEP-2025 | 36.00 | 01-NOV-2025 | 40.00
| APCRBCV212 | APC Replacement Battery Cartridge #212 | https://www.se.com/us/en/product/APCRBCV212 |  | 12 DC | 6.26x7.44x6.81(in) 15.90x18.90x17.30(cent) | 2.80(kilos) 6.17(lbs) |  |  | 731304451143 | NAM CERTIFIED PARTNER USD | 16-SEP-2025 | 47.00 | 01-NOV-2025 | 52.00
| RBC2 | APC Replacement Battery Cartridge #2 | https://www.se.com/us/en/product/RBC2 |  |  | 3.50x8.39x6.89(in) 8.90x21.30x17.50(cent) | 2.77(kilos) 6.11(lbs) | 4 |  | 731304003243 | NAM CERTIFIED PARTNER USD | 16-SEP-2025 | 53.00 | 01-NOV-2025 | 60.00
| RBC3 | APC Replacement Battery Cartridge #3 | https://www.se.com/us/en/product/RBC3 |  |  | 4.88x6.89x8.39(in) 12.40x17.50x21.30(cent) | 4.32(kilos) 9.53(lbs) |  |  | 731304003250 | NAM CERTIFIED PARTNER USD | 16-SEP-2025 | 94.00 | 01-NOV-2025 | 105.00
| RBC4 | APC Replacement Battery Cartridge #4 | https://www.se.com/us/en/product/RBC4 |  |  | 4.88x8.39x6.89(in) 12.40x21.30x17.50(cent) | 4.00(kilos) 8.82(lbs) |  |  | 731304003267 | NAM CERTIFIED PARTNER USD | 16-SEP-2025 | 84.00 | 01-NOV-2025 | 94.00
| RBC5 | APC Replacement Battery Cartridge #5 | https://www.se.com/us/en/product/RBC5 |  |  | 7.01x8.98x8.03(in) 17.80x22.80x20.40(cent) | 4.66(kilos) 10.28(lbs) | 4 |  | 731304003274 | NAM CERTIFIED PARTNER USD | 16-SEP-2025 | 89.00 | 01-NOV-2025 | 100.00
| RBC6 | APC Replacement Battery Cartridge #6 | https://www.se.com/us/en/product/RBC6 |  |  | 11.69x23.43x7.80(in) 29.70x59.50x19.80(cent) | 8.16(kilos) 18.00(lbs) | 2 |  | 731304003281 | NAM CERTIFIED PARTNER USD | 16-SEP-2025 | 198.00 | 01-NOV-2025 | 222.00
| RBC7 | APC Replacement Battery Cartridge #7 | https://www.se.com/us/en/product/RBC7 |  |  | 11.69x15.63x11.69(in) 29.70x39.70x29.70(cent) | 11.88(kilos) 26.20(lbs) | 8 |  | 731304003298 | NAM CERTIFIED PARTNER USD | 16-SEP-2025 | 205.00 | 01-NOV-2025 | 229.00
| RBC8 | APC Replacement Battery Cartridge #8 | https://www.se.com/us/en/product/RBC8 |  |  | 7.80x14.61x10.71(in) 19.80x37.10x27.20(cent) | 10.86(kilos) 23.95(lbs) |  |  | 731304003304 | NAM CERTIFIED PARTNER USD | 16-SEP-2025 | 250.00 | 01-NOV-2025 | 279.00
| RBC9 | APC Replacement Battery Cartridge #9 | https://www.se.com/us/en/product/RBC9 |  |  | 6.61x8.82x6.61(in) 16.80x22.40x16.80(cent) | 5.45(kilos) 12.02(lbs) |  |  | 731304003311 | NAM CERTIFIED PARTNER USD | 16-SEP-2025 | 124.00 | 01-NOV-2025 | 138.00
| RBC11 | APC Replacement Battery Cartridge #11 | https://www.se.com/us/en/product/RBC11 |  |  | 10.91x21.18x11.61(in) 27.70x53.80x29.50(cent) | 26.68(kilos) 58.83(lbs) |  |  | 731304003335 | NAM CERTIFIED PARTNER USD | 16-SEP-2025 | 415.00 | 01-NOV-2025 | 465.00
| RBC12 | APC Replacement Battery Cartridge #12 | https://www.se.com/us/en/product/RBC12 |  |  | 9.02x22.52x15.51(in) 22.90x57.20x39.40(cent) | 22.86(kilos) 50.41(lbs) |  |  | 731304003342 | NAM CERTIFIED PARTNER USD | 16-SEP-2025 | 438.00 | 01-NOV-2025 | 491.00
| RBC13 | APC Replacement Battery Cartridge #13 | https://www.se.com/us/en/product/RBC13 |  |  | 20.00x27.28x15.51(in) 50.80x69.30x39.40(cent) | 112.49(kilos) 248.05(lbs) |  |  | 731304003359 | NAM CERTIFIED PARTNER USD | 16-SEP-2025 | 1340.00 | 01-NOV-2025 | 1500.00
| RBC14 | APC Replacement Battery Cartridge #14 | https://www.se.com/us/en/product/RBC14 |  |  | 20.00x27.28x15.51(in) 50.80x69.30x39.40(cent) | 112.73(kilos) 248.57(lbs) |  |  | 731304003366 | NAM CERTIFIED PARTNER USD | 16-SEP-2025 | 1340.00 | 01-NOV-2025 | 1500.00
| RBC17 | APC Replacement Battery Cartridge #17 | https://www.se.com/us/en/product/RBC17 |  |  | 3.50x8.39x6.89(in) 8.90x21.30x17.50(cent) | 2.86(kilos) 6.31(lbs) | 48 |  | 731304206811 | NAM CERTIFIED PARTNER USD | 16-SEP-2025 | 54.00 | 01-NOV-2025 | 60.00
| RBC18 | APC Replacement Battery Cartridge #18 | https://www.se.com/us/en/product/RBC18 |  |  | 2.01x8.31x15.51(in) 5.10x21.10x39.40(cent) | 2.99(kilos) 6.60(lbs) |  |  | 731304014003 | NAM CERTIFIED PARTNER USD | 16-SEP-2025 | 155.00 | 01-NOV-2025 | 174.00
| RBC22 | APC Replacement Battery Cartridge #22 | https://www.se.com/us/en/product/RBC22 |  |  | 5.98x19.49x14.49(in) 15.20x49.50x36.80(cent) | 5.68(kilos) 12.52(lbs) |  |  | 731304015796 | NAM CERTIFIED PARTNER USD | 16-SEP-2025 | 255.00 | 01-NOV-2025 | 286.00
| RBC23 | APC Replacement Battery Cartridge #23 | https://www.se.com/us/en/product/RBC23 |  |  | 5.98x19.49x14.49(in) 15.20x49.50x36.80(cent) | 10.91(kilos) 24.06(lbs) |  |  | 731304015789 | NAM CERTIFIED PARTNER USD | 16-SEP-2025 | 340.00 | 01-NOV-2025 | 381.00
| RBC24 | APC Replacement Battery Cartridge #24 | https://www.se.com/us/en/product/RBC24 |  |  | 5.98x19.49x14.49(in) 15.20x49.50x36.80(cent) | 12.60(kilos) 27.78(lbs) |  |  | 731304015772 | NAM CERTIFIED PARTNER USD | 16-SEP-2025 | 411.00 | 01-NOV-2025 | 461.00
| RBC24J | APC Replacement Battery Cartridge #24J | https://www.se.com/us/en/product/RBC24J |  |  | 6.69x15.08x19.80(in) 17.00x38.30x50.30(cent) | 12.59(kilos) 27.76(lbs) |  |  | 731304101239 | NAM CERTIFIED PARTNER USD | 16-SEP-2025 | 455.00 | 01-NOV-2025 | 509.00
| RBC25 | APC Replacement Battery Cartridge #25 | https://www.se.com/us/en/product/RBC25 |  |  | 7.64x10.51x14.76(in) 19.40x26.70x37.50(cent) | 11.82(kilos) 26.06(lbs) |  |  | 731304015857 | NAM CERTIFIED PARTNER USD | 16-SEP-2025 | 502.00 | 01-NOV-2025 | 562.00
| RBC26 | APC Replacement Battery Cartridge #26 | https://www.se.com/us/en/product/RBC26 |  |  | 9.76x20.98x18.82(in) 24.80x53.30x47.80(cent) | 21.77(kilos) 48.01(lbs) |  |  | 731304220794 | NAM CERTIFIED PARTNER USD | 16-SEP-2025 | 283.00 | 01-NOV-2025 | 316.00
| RBC27 | APC Replacement Battery Cartridge #27 | https://www.se.com/us/en/product/RBC27 |  |  | 10.98x29.02x12.24(in) 27.90x73.70x31.10(cent) | 26.36(kilos) 58.12(lbs) |  |  | 731304099840 | NAM CERTIFIED PARTNER USD | 16-SEP-2025 | 488.00 | 01-NOV-2025 | 547.00
| RBC29 | APC Replacement Battery Cartridge #29 | https://www.se.com/us/en/product/RBC29 |  |  | 6.26x7.24x7.01(in) 15.90x18.40x17.80(cent) | 1.96(kilos) 4.31(lbs) |  |  | 731304099857 | NAM CERTIFIED PARTNER USD | 16-SEP-2025 | 54.00 | 01-NOV-2025 | 60.00
| RBC30 | APC Replacement Battery Cartridge #30 | https://www.se.com/us/en/product/RBC30 |  |  | 6.26x7.01x7.24(in) 15.90x17.80x18.40(cent) | 2.28(kilos) 5.03(lbs) |  |  | 731304099864 | NAM CERTIFIED PARTNER USD | 16-SEP-2025 | 52.00 | 01-NOV-2025 | 58.00
| RBC31 | APC Replacement Battery Cartridge #31 | https://www.se.com/us/en/product/RBC31 |  |  | 7.52x21.50x11.50(in) 19.10x54.60x29.20(cent) | 12.73(kilos) 28.07(lbs) |  |  | 731304111788 | NAM CERTIFIED PARTNER USD | 16-SEP-2025 | 309.00 | 01-NOV-2025 | 346.00
| RBC32 | APC Replacement Battery Cartridge #32 | https://www.se.com/us/en/product/RBC32 |  |  | 12.01x9.02x4.02(in) 30.50x22.90x10.20(cent) | 5.91(kilos) 13.03(lbs) |  |  | 731304219088 | NAM CERTIFIED PARTNER USD | 16-SEP-2025 | 92.00 | 01-NOV-2025 | 103.00
| RBC33 | APC Replacement Battery Cartridge #33 | https://www.se.com/us/en/product/RBC33 |  |  | 12.01x9.02x4.02(in) 30.50x22.90x10.20(cent) | 5.91(kilos) 13.03(lbs) |  |  | 731304219095 | NAM CERTIFIED PARTNER USD | 16-SEP-2025 | 112.00 | 01-NOV-2025 | 126.00
| RBC34 | APC Replacement Battery Cartridge #34 | https://www.se.com/us/en/product/RBC34 |  |  | 5.59x22.32x11.57(in) 14.20x56.70x29.40(cent) | 7.05(kilos) 15.55(lbs) |  |  | 731304220664 | NAM CERTIFIED PARTNER USD | 16-SEP-2025 | 296.00 | 01-NOV-2025 | 332.00
| RBC35 | APC Replacement Battery Cartridge #35 | https://www.se.com/us/en/product/RBC35 |  |  | 3.70x7.36x5.75(in) 9.40x18.70x14.60(cent) | 1.68(kilos) 3.69(lbs) |  |  | 731304206828 | NAM CERTIFIED PARTNER USD | 16-SEP-2025 | 43.00 | 01-NOV-2025 | 49.00
| RBC40 | APC Replacement Battery 12V-7AH | https://www.se.com/us/en/product/RBC40 |  |  | 3.50x8.39x6.89(in) 8.90x21.30x17.50(cent) | 2.77(kilos) 6.11(lbs) |  |  | 731304225324 | NAM CERTIFIED PARTNER USD | 16-SEP-2025 | 46.00 | 01-NOV-2025 | 52.00
| RBC43 | APC Replacement Battery Cartridge #43 | https://www.se.com/us/en/product/RBC43 |  |  | 9.02x15.51x30.24(in) 22.90x39.40x76.80(cent) | 20.45(kilos) 45.09(lbs) | 12 |  | 731304218463 | NAM CERTIFIED PARTNER USD | 16-SEP-2025 | 478.00 | 01-NOV-2025 | 535.00
| RBC46 | APC Replacement Battery Cartridge #46 | https://www.se.com/us/en/product/RBC46 |  |  | 6.26x7.24x7.01(in) 15.90x18.40x17.80(cent) | 1.96(kilos) 4.31(lbs) |  |  | 731304220688 | NAM CERTIFIED PARTNER USD | 16-SEP-2025 | 67.00 | 01-NOV-2025 | 75.00
| RBC47 | APC Replacement Battery Cartridge #47 | https://www.se.com/us/en/product/RBC47 |  |  | 3.70x7.36x5.75(in) 9.40x18.70x14.60(cent) | 1.67(kilos) 3.67(lbs) |  |  | 731304220930 | NAM CERTIFIED PARTNER USD | 16-SEP-2025 | 38.00 | 01-NOV-2025 | 42.00
| RBC48 | APC Replacement Battery Cartridge #48 | https://www.se.com/us/en/product/RBC48 |  |  | 6.61x6.61x8.82(in) 16.80x16.80x22.40(cent) | 5.91(kilos) 13.03(lbs) | 2 |  | 731304221586 | NAM CERTIFIED PARTNER USD | 16-SEP-2025 | 123.00 | 01-NOV-2025 | 138.00
| RBC55 | APC Replacement Battery Cartridge #55 | https://www.se.com/us/en/product/RBC55 |  |  | 10.91x21.18x11.61(in) 27.70x53.80x29.50(cent) | 26.68(kilos) 58.83(lbs) |  |  | 731304233510 | NAM CERTIFIED PARTNER USD | 16-SEP-2025 | 420.00 | 01-NOV-2025 | 470.00
| RBC57 | APC Replacement Battery Cartridge #57 | https://www.se.com/us/en/product/RBC57 |  |  | 7.52x21.50x11.50(in) 19.10x54.60x29.20(cent) | 12.73(kilos) 28.07(lbs) |  |  | 731304228479 | NAM CERTIFIED PARTNER USD | 16-SEP-2025 | 348.00 | 01-NOV-2025 | 389.00
| RBC59 | APC Replacement Battery Cartridge #59 | https://www.se.com/us/en/product/RBC59 |  |  | 12.01x4.02x9.02(in) 30.50x10.20x22.90(cent) | 5.91(kilos) 13.03(lbs) |  |  | 731304235590 | NAM CERTIFIED PARTNER USD | 16-SEP-2025 | 174.00 | 01-NOV-2025 | 195.00
| RBC63 | APC Replacement Battery Cartridge #63 | https://www.se.com/us/en/product/RBC63 |  |  | 16.42x10.51x8.50(in) 41.70x26.70x21.60(cent) | 12.50(kilos) 27.56(lbs) |  |  | 731304228455 | NAM CERTIFIED PARTNER USD | 16-SEP-2025 | 184.00 | 01-NOV-2025 | 206.00
| RBCV181-LI | LI Replacement Battery Cartridge #181 LI | https://www.se.com/us/en/product/RBCV181-LI |  |  | 7.68x12.60x14.57(in) 19.50x32.00x37.00(cent) | 5.40(kilos) 11.91(lbs) |  |  | 731304439899 | NAM CERTIFIED PARTNER USD | 16-SEP-2025 | 714.00 | 01-NOV-2025 | 800.00
| RBCV182-LI | LI Replacement Battery Cartridge #182 LI | https://www.se.com/us/en/product/RBCV182-LI |  |  | 7.68x12.60x19.69(in) 19.50x32.00x50.00(cent) | 8.40(kilos) 18.52(lbs) |  |  | 731304439905 | NAM CERTIFIED PARTNER USD | 16-SEP-2025 | 1190.00 | 01-NOV-2025 | 1335.00
| RBCV183-LI | LI Replacement Battery Cartridge #183 LI | https://www.se.com/us/en/product/RBCV183-LI |  |  | 7.68x12.60x23.43(in) 19.50x32.00x59.50(cent) | 10.80(kilos) 23.81(lbs) |  |  | 731304439912 | NAM CERTIFIED PARTNER USD | 16-SEP-2025 | 1785.00 | 01-NOV-2025 | 2000.00

## ERP Price Changes
Navigation Path | Part Number | Model | Product Page | Input Voltage | Output Voltage | Shipping Dimensions | Shipping Weight | Units Per Pallet | Master Carton Quantity | UPC Code | Price List | From Date | Price From | To Date | Price To
Bypass Panels >> Uninterruptible Power Supply (UPS) | SBP6KRMT2U | APC Service Bypass Panel- 200/208/240V: 50A: MBB: L6-30P/HW input: (1) L6-30R (2) L6-20R output | https://www.se.com/us/en/product/SBP6KRMT2U | 200 20 | 200 20 | 7.99x24.02x39.02(in) 20.30x61.00x99.10(cent) | 24.54(kilos) 54.11(lbs) |  |  | 731304212607 | NAM ERP USD | 16-SEP-2025 | 1450.00 | 01-NOV-2025 | 1600.00
| SBP10KRMI4U | APC Service Bypass Panel- 230V, 100A, MBB, Hardwire input, IEC-320 output- (8) C13 (2) C19 | https://www.se.com/us/en/product/SBP10KRMI4U | 230 | 230 | 12.01x39.02x24.02(in) 30.50x99.10x61.00(cent) | 31.36(kilos) 69.15(lbs) | 10 |  | 731304212638 | NAM ERP USD | 16-SEP-2025 | 1625.00 | 01-NOV-2025 | 1800.00
| SBP10KRMT4U | APC Service Bypass Panel- 200/208/240V 100A MBB Hardwire input (3) L6-30R (3) L6-20R output | https://www.se.com/us/en/product/SBP10KRMT4U | 200 20 | 200 20 | 12.01x24.02x39.02(in) 30.50x61.00x99.10(cent) | 31.82(kilos) 70.16(lbs) |  |  | 731304212621 | NAM ERP USD | 16-SEP-2025 | 2375.00 | 01-NOV-2025 | 2600.00
| SBP16KP | APC Service Bypass Panel- 200/208/240V, 100A, MBB, Hardwire input/output | https://www.se.com/us/en/product/SBP16KP | 200 ,208 ,230 ,480 3 PH | 120 ,200 ,208 ,230 | 12.01x39.02x24.02(in) 30.50x99.10x61.00(cent) | 31.29(kilos) 69.00(lbs) | 8 |  | 731304212645 | NAM ERP USD | 16-SEP-2025 | 1925.00 | 01-NOV-2025 | 2100.00
| SBP16KRMP4U | APC Service Bypass Panel- 200/208/240V, 100A, MBB, Hardwire input (6) L14-30R output | https://www.se.com/us/en/product/SBP16KRMP4U | 208 | 200 20 | 12.01x24.02x39.02(in) 30.50x61.00x99.10(cent) | 33.64(kilos) 74.18(lbs) |  |  | 731304212669 | NAM ERP USD | 16-SEP-2025 | 2175.00 | 01-NOV-2025 | 2400.00
| SBP16KRMP4U-HW | APC Service Bypass Panel 200/208/240V Symmetra LX 4-16kVA (1)L14-30R, (3)L5-20R, (1)100A Hardwire | https://www.se.com/us/en/product/SBP16KRMP4U-HW | 208 | 120 ,208 | 12.01x24.02x39.02(in) 30.50x61.00x99.10(cent) | 33.64(kilos) 74.18(lbs) |  |  | 731304225195 | NAM ERP USD | 16-SEP-2025 | 1925.00 | 01-NOV-2025 | 2125.00
| SBP20KP | APC Service Bypass Panel 200/208/230/240V MBB 125A HW Input/Output | https://www.se.com/us/en/product/SBP20KP | 200 ,208 ,220 ,230 ,240 ,380 3 PH,400 3 PH,415 3 PH | 200 ,208 ,220 ,230 ,240 | 12.01x24.02x33.27(in) 30.50x61.00x84.50(cent) | 31.36(kilos) 69.15(lbs) |  |  | 731304266952 | NAM ERP USD | 16-SEP-2025 | 1775.00 | 01-NOV-2025 | 1950.00
| SBP20KRMT4U | APC Service Bypass Panel 200/208/240V MBB 125A HW input (2) L6-30R (4) L6-20R output | https://www.se.com/us/en/product/SBP20KRMT4U | 200 ,240 | 200 ,240 | 12.01x24.02x33.27(in) 30.50x61.00x84.50(cent) | 31.36(kilos) 69.15(lbs) |  |  | 731304266976 | NAM ERP USD | 16-SEP-2025 | 1725.00 | 01-NOV-2025 | 1900.00
| SBP1500RM | APC SERVICE BYPASS PANEL 120V 15A BBM 5-15P input (8) 5-15R output | https://www.se.com/us/en/product/SBP1500RM | 120 | 120 | 5.94x18.23x11.61(in) 15.10x46.30x29.50(cent) | 3.80(kilos) 8.38(lbs) |  |  | 731304266730 | NAM ERP USD | 16-SEP-2025 | 329.99 | 01-NOV-2025 | 349.99
| SBP1500RMI | APC SERVICE BYPASS PANEL 230V 10A BBM IEC C14 input, (6) IEC C13 output | https://www.se.com/us/en/product/SBP1500RMI | 230 | 230 | 5.94x11.61x18.23(in) 15.10x29.50x46.30(cent) | 3.50(kilos) 7.72(lbs) | 56 |  | 731304263593 | NAM ERP USD | 16-SEP-2025 | 419.00 | 01-NOV-2025 | 449.00
| SBP2200RM | APC SERVICE BYPASS PANEL 120V 20A BBM 5-20P input (6) 5-15R (2) 5-20R output | https://www.se.com/us/en/product/SBP2200RM | 120 | 120 | 5.94x18.23x11.61(in) 15.10x46.30x29.50(cent) | 3.80(kilos) 8.38(lbs) |  |  | 731304266754 | NAM ERP USD | 16-SEP-2025 | 389.99 | 01-NOV-2025 | 409.00
| SBP3000 | APC Service Bypass Panel- 100-240V, 30A, BBM, Wall Mount, Hardwire Input/Output | https://www.se.com/us/en/product/SBP3000 | 100 ,230 | 100 ,230 | 7.87x38.19x23.62(in) 20.00x97.00x60.00(cent) | 17.45(kilos) 38.47(lbs) | 4 |  | 731304212713 | NAM ERP USD | 16-SEP-2025 | 809.00 | 01-NOV-2025 | 889.00
| SBP3000RM | APC SERVICE BYPASS PANEL 120V 30A BBM L5-30P input (4) 5-20R (1) L5-30R output | https://www.se.com/us/en/product/SBP3000RM | 120 | 120 | 5.94x18.23x11.61(in) 15.10x46.30x29.50(cent) | 5.27(kilos) 11.62(lbs) |  |  | 731304266723 | NAM ERP USD | 16-SEP-2025 | 439.00 | 01-NOV-2025 | 469.00
| SBP3000RM2U | APC Service Bypass Panel- 100-120V: 30A: BBM: L5-30P input: (2) 5-20R (6) 5-15R output | https://www.se.com/us/en/product/SBP3000RM2U | 100 10 | 100 10 | 7.99x24.02x39.02(in) 20.30x61.00x99.10(cent) | 24.56(kilos) 54.15(lbs) |  |  | 731304212577 | NAM ERP USD | 16-SEP-2025 | 919.00 | 01-NOV-2025 | 1025.00
| SBP3000RMHW | APC SERVICE BYPASS PANEL 230V 16A BBM Hardwire | https://www.se.com/us/en/product/SBP3000RMHW | 230 | 230 | 5.94x11.61x18.23(in) 15.10x29.50x46.30(cent) | 3.45(kilos) 7.61(lbs) | 64 |  | 731304283225 | NAM ERP USD | 16-SEP-2025 | 519.00 | 01-NOV-2025 | 549.00
| SBP3000RMI | APC SERVICE BYPASS PANEL 230V 16A BBM IEC C20 input, (6) IEC C13 (1) C19 output | https://www.se.com/us/en/product/SBP3000RMI | 230 | 230 | 5.94x18.23x11.61(in) 15.10x46.30x29.50(cent) | 3.91(kilos) 8.62(lbs) |  |  | 731304266747 | NAM ERP USD | 16-SEP-2025 | 509.00 | 01-NOV-2025 | 539.00
| SBP5000RMI2U | APC Service Bypass Panel - 230V, 32A, BBM, IEC320 C20/HW Input, IEC-320 Output - (2) C19 (8) C13 | https://www.se.com/us/en/product/SBP5000RMI2U | 230 | 230 | 7.99x39.02x24.02(in) 20.30x99.10x61.00(cent) | 23.18(kilos) 51.11(lbs) | 12 |  | 731304212591 | NAM ERP USD | 16-SEP-2025 | 989.00 | 01-NOV-2025 | 1100.00
| SBP5000RMT2U | APC Service Bypass Panel - 200/208/240V, 30A, BBM, L6-30P input (2) L6-30R (2) L6-20R output | https://www.se.com/us/en/product/SBP5000RMT2U | 200 20 | 200 20 | 7.99x24.02x39.02(in) 20.30x61.00x99.10(cent) | 24.54(kilos) 54.11(lbs) |  |  | 731304212584 | NAM ERP USD | 16-SEP-2025 | 1150.00 | 01-NOV-2025 | 1275.00
Close Coupled Air Conditioners >> Cooling | ACAC10005 | InRow Bridge Partition, Data Cable 300 MM | https://www.se.com/us/en/product/ACAC10005 |  |  | 10.16x18.31x3.50(in) 25.80x46.50x8.90(cent) | 4.56(kilos) 10.05(lbs) |  |  | 731304242307 | NAM ERP USD | 16-SEP-2025 | 459.00 | 01-NOV-2025 | 509.00
| ACAC10010 | InRow Bridge Partition, Data Cable 600 MM | https://www.se.com/us/en/product/ACAC10010 |  |  | 4.53x28.43x10.67(in) 11.50x72.20x27.10(cent) | 7.73(kilos) 17.04(lbs) |  |  | 731304242338 | NAM ERP USD | 16-SEP-2025 | 549.00 | 01-NOV-2025 | 599.00
| ACAC10011 | "3ft (0.9144m) Stainless Flex Pipe Kit 1" MPT to 1" FPT Union" | https://www.se.com/us/en/product/ACAC10011 |  |  | 5.00x29.02x29.02(in) 12.70x73.70x73.70(cent) | 5.23(kilos) 11.53(lbs) |  |  | 731304249221 | NAM ERP USD | 16-SEP-2025 | 1225.00 | 01-NOV-2025 | 1350.00
| ACAC10012 | "6ft (1.828m) Stainless Flex Pipe Kit 1" MPT to 1" FPT Union" | https://www.se.com/us/en/product/ACAC10012 |  |  | 5.00x29.02x29.02(in) 12.70x73.70x73.70(cent) | 6.91(kilos) 15.24(lbs) |  |  | 731304249238 | NAM ERP USD | 16-SEP-2025 | 2050.00 | 01-NOV-2025 | 2250.00
| ACAC10013 | "8ft (2.743m) Stainless Flex Pipe Kit 1" MPT to 1" FPT Union" | https://www.se.com/us/en/product/ACAC10013 |  |  | 22.00x23.00x9.00(in) 55.88x58.42x22.86(cent) | 7.17(kilos) 15.80(lbs) |  |  | 731304343974 | NAM ERP USD | 16-SEP-2025 | 1950.00 | 01-NOV-2025 | 2150.00
| ACAC10016 | "3ft (0.914m) Stainless Flex Pipe Kit 1.25" MPT to 1.5" NPSM, OFS, Female" | https://www.se.com/us/en/product/ACAC10016 |  |  | 5.00x29.02x29.02(in) 12.70x73.70x73.70(cent) | 8.64(kilos) 19.05(lbs) |  |  | 731304250814 | NAM ERP USD | 16-SEP-2025 | 1200.00 | 01-NOV-2025 | 1325.00
| ACAC10017 | "6ft (1.828m) Stainless Flex Pipe Kit 1.25" MPT to 1.5" NPSM, OFS, Female" | https://www.se.com/us/en/product/ACAC10017 |  |  | 5.00x29.02x29.02(in) 12.70x73.70x73.70(cent) | 10.91(kilos) 24.06(lbs) |  |  | 731304250807 | NAM ERP USD | 16-SEP-2025 | 1700.00 | 01-NOV-2025 | 1875.00
| ACAC10022 | "Isolation Valve Assemblies, 1/2" ODF" | https://www.se.com/us/en/product/ACAC10022 |  |  | 2.36x11.46x4.76(in) 6.00x29.10x12.10(cent) | 0.86(kilos) 1.90(lbs) |  |  | 731304261490 | NAM ERP USD | 16-SEP-2025 | 229.99 | 01-NOV-2025 | 249.99
| ACAC10029 | Flexible Refrigerant Bronze Hose 0.5 inches diameter x 9 ft long | https://www.se.com/us/en/product/ACAC10029 |  |  | 4.00x16.00x24.00(in) 10.16x40.64x60.96(cent) | 4.99(kilos) 11.00(lbs) |  |  | 731304344025 | NAM ERP USD | 16-SEP-2025 | 2975.00 | 01-NOV-2025 | 3275.00
| ACAC10032 | Top Piping Kit - ACRC301S | https://www.se.com/us/en/product/ACAC10032 |  |  | 8.66x59.45x9.45(in) 22.00x151.00x24.00(cent) | 6.83(kilos) 15.05(lbs) |  |  | 731304305804 | NAM ERP USD | 16-SEP-2025 | 669.00 | 01-NOV-2025 | 739.00
| ACAC10033 | Top Piping Kit - ACRC301H | https://www.se.com/us/en/product/ACAC10033 |  |  | 74.80x9.84x9.06(in) 190.00x25.00x23.00(cent) | 9.32(kilos) 20.55(lbs) |  |  | 731304305811 | NAM ERP USD | 16-SEP-2025 | 689.00 | 01-NOV-2025 | 759.00
| ACAC10035 | Compressor Acoustic Hood - RD25kW | https://www.se.com/us/en/product/ACAC10035 |  |  | 170.08x28.35x161.42(in) 432.00x72.00x410.00(cent) | 3.50(kilos) 7.72(lbs) |  |  | 731304344612 | NAM ERP USD | 16-SEP-2025 | 549.00 | 01-NOV-2025 | 599.00
| ACAC10036 | Humidity Sensor - RD25kW | https://www.se.com/us/en/product/ACAC10036 |  |  | 64.57x44.88x64.57(in) 164.00x114.00x164.00(cent) | 0.45(kilos) 0.99(lbs) |  |  | 731304344629 | NAM ERP USD | 16-SEP-2025 | 239.99 | 01-NOV-2025 | 259.99
| ACAC10037 | Ball Valve & Union - RD25kW | https://www.se.com/us/en/product/ACAC10037 |  |  | 103.94x103.94x103.94(in) 264.00x264.00x264.00(cent) | 1.85(kilos) 4.08(lbs) |  |  | 731304344636 | NAM ERP USD | 16-SEP-2025 | 499.00 | 01-NOV-2025 | 549.00
| ACAC10038 | Duplicate PSU (indoor) - RD25kW | https://www.se.com/us/en/product/ACAC10038 |  |  | 103.94x103.94x103.94(in) 264.00x264.00x264.00(cent) | 1.20(kilos) 2.65(lbs) |  |  | 731304344643 | NAM ERP USD | 16-SEP-2025 | 1250.00 | 01-NOV-2025 | 1375.00
| ACAC10049 | Winter Accessory Kit - Heaters, Brackets, Wiring | https://www.se.com/us/en/product/ACAC10049 |  |  | 6.75x38.25x13.00(in) 17.15x97.16x33.02(cent) | 12.25(kilos) 27.00(lbs) |  |  | 731304410263 | NAM ERP USD | 16-SEP-2025 | 1075.00 | 01-NOV-2025 | 1175.00
| ACAC10051 | Dual feed kit for Hydronic unit 200-240v | https://www.se.com/us/en/product/ACAC10051 | [6 empty] | 731304422976 | NAM ERP USD | 16-SEP-2025 | 1675.00 | 01-NOV-2025 | 1850.00
| ACAC10053 | Heaters for EBOX and VFD box in low ambient | https://www.se.com/us/en/product/ACAC10053 |  |  | 143.70x70.08x76.77(in) 365.00x178.00x195.00(cent) | 3.41(kilos) 7.52(lbs) |  |  | 731304426639 | NAM ERP USD | 16-SEP-2025 | 1225.00 | 01-NOV-2025 | 1350.00
| ACAC10057 | Winter Accessory Kit | https://www.se.com/us/en/product/ACAC10057 |  |  | 25.79x12.24x16.14(in) 65.50x31.10x41.00(cent) | 24.10(kilos) 53.14(lbs) |  |  | 731304743569 | NAM ERP USD | 16-SEP-2025 | 1225.00 | 01-NOV-2025 | 1350.00
| ACAC10058 | InRow ATS for 48VDC | https://www.se.com/us/en/product/ACAC10058 |  |  | 7.09x11.81x18.90(in) 18.00x30.00x48.00(cent) | 7.00(kilos) 15.44(lbs) |  |  | 731304449256 | NAM ERP USD | 16-SEP-2025 | 1925.00 | 01-NOV-2025 | 2125.00
| ACAC10059 | InRow ATS for 100-120v /200-240v | https://www.se.com/us/en/product/ACAC10059 |  |  | 7.09x11.81x18.90(in) 18.00x30.00x48.00(cent) | 7.00(kilos) 15.44(lbs) |  |  | 731304449263 | NAM ERP USD | 16-SEP-2025 | 929.00 | 01-NOV-2025 | 1025.00
| ACAC10060 | Condensing unit ATS, CE/UL | https://www.se.com/us/en/product/ACAC10060 |  |  | 9.53x17.64x20.63(in) 24.20x44.80x52.40(cent) | 8.50(kilos) 18.74(lbs) |  |  | 731304449270 | NAM ERP USD | 16-SEP-2025 | 1025.00 | 01-NOV-2025 | 1125.00
| ACAC10061 | Pump - DP Control, 208-230V, 50/60Hz | https://www.se.com/us/en/product/ACAC10061 |  |  | 17.32x35.43x14.57(in) 44.00x90.00x37.00(cent) | 19.00(kilos) 41.90(lbs) |  |  | 731304436829 | NAM ERP USD | 16-SEP-2025 | 5575.00 | 01-NOV-2025 | 6150.00
| ACAC10062 | InRow ball valve and union | https://www.se.com/us/en/product/ACAC10062 |  |  | 7.87x9.84x9.84(in) 20.00x25.00x25.00(cent) | 2.00(kilos) 4.41(lbs) |  |  | 731304449287 | NAM ERP USD | 16-SEP-2025 | 319.99 | 01-NOV-2025 | 349.99
| ACAC10063 | Flooded Receiver, 2.2L with 75w heater | https://www.se.com/us/en/product/ACAC10063 |  |  | 25.79x15.51x25.20(in) 65.50x39.40x64.00(cent) | 45.00(kilos) 99.23(lbs) |  |  | 731304743576 | NAM ERP USD | 16-SEP-2025 | 5125.00 | 01-NOV-2025 | 5650.00
| ACAC10502 | "Condensate Drain Tubing - PVC Flex 0.25" (1/4") ID, 0.385" (3/8") OD x 50ft L (2 cooling units)" | https://www.se.com/us/en/product/ACAC10502 |  |  | 5.51x18.90x13.39(in) 14.00x48.00x34.00(cent) | 1.82(kilos) 4.00(lbs) |  |  | 731304344032 | NAM ERP USD | 16-SEP-2025 | 69.99 | 01-NOV-2025 | 79.99
| ACAC10503 | "Condensate Drain Tubing - PVC Flex 0.1875" (3/16") ID, 0.3125" (5/16") OD x 50ft L (2 cooling units)" | https://www.se.com/us/en/product/ACAC10503 |  |  | 5.51x18.50x13.39(in) 14.00x47.00x34.00(cent) | 1.68(kilos) 3.69(lbs) |  |  | 731304344049 | NAM ERP USD | 16-SEP-2025 | 69.99 | 01-NOV-2025 | 79.99
| ACAC11008 | InRow OA End Aisle Containment Kit - 42U | https://www.se.com/us/en/product/ACAC11008 |  |  | 9.02x14.33x14.33(in) 22.90x36.40x36.40(cent) | 12.20(kilos) 26.90(lbs) |  |  | 731304273592 | NAM ERP USD | 16-SEP-2025 | 669.00 | 01-NOV-2025 | 759.00
| ACAC11009 | InRow OA End Aisle Containment Kit - 48U | https://www.se.com/us/en/product/ACAC11009 |  |  | 9.02x14.33x14.33(in) 22.90x36.40x36.40(cent) | 13.00(kilos) 28.67(lbs) |  |  | 731304273660 | NAM ERP USD | 16-SEP-2025 | 699.00 | 01-NOV-2025 | 799.00
| ACAC20002 | CDU Flexible Fluid Piping - 300 Feet (91.4 Meters) | https://www.se.com/us/en/product/ACAC20002 |  |  | 12.52x45.51x45.51(in) 31.80x115.60x115.60(cent) | 39.55(kilos) 87.21(lbs) |  |  | 731304241621 | NAM ERP USD | 16-SEP-2025 | 3275.00 | 01-NOV-2025 | 3600.00
| ACAC20003 | CDU Flexible Fluid Piping - 100 Feet (30.4 Meters) | https://www.se.com/us/en/product/ACAC20003 |  |  | 7.01x45.51x45.51(in) 17.80x115.60x115.60(cent) | 13.18(kilos) 29.06(lbs) |  |  | 731304241614 | NAM ERP USD | 16-SEP-2025 | 1275.00 | 01-NOV-2025 | 1400.00
| ACAC20005 | CDU Flexible Fluid Piping Insulation - 102 Feet (31.0 Meters) | https://www.se.com/us/en/product/ACAC20005 |  |  | 10.98x75.00x15.51(in) 27.90x190.50x39.40(cent) | 8.64(kilos) 19.05(lbs) |  |  | 731304241027 | NAM ERP USD | 16-SEP-2025 | 679.00 | 01-NOV-2025 | 749.00
| ACAC20006 | CDU Flexible Fluid Piping Couplings (4 per pack) | https://www.se.com/us/en/product/ACAC20006 |  |  | 6.50x6.30x6.30(in) 16.50x16.00x16.00(cent) | 0.91(kilos) 2.01(lbs) |  |  | 731304241591 | NAM ERP USD | 16-SEP-2025 | 429.00 | 01-NOV-2025 | 479.00
| ACAC75013 | Flooded Receiver, 20L, 219mm diameter, 640mm length, GB with heater | https://www.se.com/us/en/product/ACAC75013 |  |  | 14.94x16.14x43.50(in) 37.95x41.00x110.50(cent) | 68.04(kilos) 150.03(lbs) |  |  | 731304326946 | NAM ERP USD | 16-SEP-2025 | 3625.00 | 01-NOV-2025 | 3975.00
| ACAC75014 | Flooded Receiver, 20L, 219mm diameter, 640mm length, ASME with heater | https://www.se.com/us/en/product/ACAC75014 |  |  | 14.96x16.14x43.50(in) 38.00x41.00x110.50(cent) | 68.04(kilos) 150.03(lbs) |  |  | 731304326953 | NAM ERP USD | 16-SEP-2025 | 4375.00 | 01-NOV-2025 | 4800.00
| ACAC75015 | Flooded Receiver, 20L, 219mm diameter, 640mm length, PED with heater | https://www.se.com/us/en/product/ACAC75015 |  |  | 14.96x16.14x43.50(in) 38.00x41.00x110.50(cent) | 68.04(kilos) 150.03(lbs) |  |  | 731304326960 | NAM ERP USD | 16-SEP-2025 | 4875.00 | 01-NOV-2025 | 5350.00
| ACAC75016 | Flooded Receiver, 20L, 219mm diameter, 640mm length, ASME with 200w heater | https://www.se.com/us/en/product/ACAC75016 |  |  | 25.00x31.00x25.50(in) 63.50x78.74x64.77(cent) | 84.37(kilos) 186.03(lbs) |  |  | 731304413493 | NAM ERP USD | 16-SEP-2025 | 7925.00 | 01-NOV-2025 | 8725.00
| ACCD75228 | Condenser, 38kW, 95F(35C),208-230V/3, 60Hz | https://www.se.com/us/en/product/ACCD75228 | 200 3 PH,208 3 PH,220 3 PH,240 3 PH |  | 35.00x42.99x130.00(in) 88.90x109.20x330.20(cent) | 272.16(kilos) 600.11(lbs) |  |  | 731304327882 | NAM ERP USD | 16-SEP-2025 | 17800.00 | 01-NOV-2025 | 19600.00
| ACCD75229 | Condenser, 46kW, 115F(46C),208-230V/3, 60Hz | https://www.se.com/us/en/product/ACCD75229 | 200 3 PH,208 3 PH,220 3 PH,240 3 PH |  | 35.00x42.99x130.00(in) 88.90x109.20x330.20(cent) | 272.16(kilos) 600.11(lbs) |  |  | 731304327899 | NAM ERP USD | 16-SEP-2025 | 22100.00 | 01-NOV-2025 | 24300.00
| ACCD75230 | Condenser, 38kW, 95F(35C,460V/3, 60Hz | https://www.se.com/us/en/product/ACCD75230 | 460 3 PH,480 3 PH |  | 35.00x42.99x130.00(in) 88.90x109.20x330.20(cent) | 272.16(kilos) 600.11(lbs) |  |  | 731304326656 | NAM ERP USD | 16-SEP-2025 | 16500.00 | 01-NOV-2025 | 18100.00
| ACCD75231 | Condenser, 46kW, 115F(46C),460V/3, 60Hz | https://www.se.com/us/en/product/ACCD75231 | 460 3 PH,480 3 PH |  | 35.00x42.99x42.99(in) 88.90x109.20x109.20(cent) | 272.16(kilos) 600.11(lbs) |  |  | 731304326663 | NAM ERP USD | 16-SEP-2025 | 19200.00 | 01-NOV-2025 | 21100.00
| ACCD75232 | Condenser, 46kw, 95F/115F(35C/46C),230V/1, 50Hz | https://www.se.com/us/en/product/ACCD75232 | 230 |  | 55.00x50.00x90.00(in) 139.70x127.00x228.60(cent) | 150.00(kilos) 330.75(lbs) |  |  | 731304326670 | NAM ERP USD | 16-SEP-2025 | 9300.00 | 01-NOV-2025 | 10300.00
| ACCD75232-C | Condenser, 46kw, 95F/115F(35C/46C),230V/1, 50Hz, with CE | https://www.se.com/us/en/product/ACCD75232-C | 230 |  | 55.00x50.00x90.00(in) 139.70x127.00x228.60(cent) | 150.00(kilos) 330.75(lbs) |  |  | 731304326687 | NAM ERP USD | 16-SEP-2025 | 10200.00 | 01-NOV-2025 | 11200.00
| ACCD75233-C | Condenser, 46kw, 95F/115F(35C/46C),230V/1, 60Hz , with CE | https://www.se.com/us/en/product/ACCD75233-C | 230 |  | 55.00x50.00x90.00(in) 139.70x127.00x228.60(cent) | 150.00(kilos) 330.75(lbs) |  |  | 731304326977 | NAM ERP USD | 16-SEP-2025 | 9650.00 | 01-NOV-2025 | 10700.00
| ACCD75234 | Condenser 1x1 Build to Order, 38kW, 95F, 208-230V/3, 60Hz (qsce54076) | https://www.se.com/us/en/product/ACCD75234 | 200 3 PH,208 3 PH,220 3 PH,240 3 PH |  | 65.98x55.00x85.00(in) 167.60x139.70x215.90(cent) | 312.98(kilos) 690.12(lbs) |  |  | 731304793175 | NAM ERP USD | 16-SEP-2025 | 15200.00 | 01-NOV-2025 | 16700.00
| ACCD75235 | Condenser 1x1 Build to Order, 38kW, 95F, 460V/3, 60Hz (qsce55319) | https://www.se.com/us/en/product/ACCD75235 | 200 3 PH,208 3 PH,220 3 PH,240 3 PH |  | 65.98x55.00x85.00(in) 167.60x139.70x215.90(cent) | 312.98(kilos) 690.12(lbs) |  |  | 731304793182 | NAM ERP USD | 16-SEP-2025 | 16500.00 | 01-NOV-2025 | 18100.00
| ACCU100 | Condensing unit, 200-240v, CE/UL | https://www.se.com/us/en/product/ACCU100 |  |  | 48.54x20.16x48.82(in) 123.30x51.20x124.00(cent) | 130.00(kilos) 286.65(lbs) |  |  | 731304449232 | NAM ERP USD | 16-SEP-2025 | 14400.00 | 01-NOV-2025 | 15800.00
| ACCU300 | InRow DX 300mm Condensing Unit, 200-240v, Single Power, UL | https://www.se.com/us/en/product/ACCU300 |  |  | 44.72x68.70x42.72(in) 113.60x174.50x108.50(cent) | 297.00(kilos) 654.89(lbs) |  | 1 | 731304410201 | NAM ERP USD | 16-SEP-2025 | 25800.00 | 01-NOV-2025 | 28400.00
| ACCU300D | InRow DX 300mm Condensing Unit, 200-240v, Dual Power, UL | https://www.se.com/us/en/product/ACCU300D |  |  | 44.72x68.70x42.72(in) 113.60x174.50x108.50(cent) | 305.00(kilos) 672.53(lbs) |  | 1 | 731304410218 | NAM ERP USD | 16-SEP-2025 | 28600.00 | 01-NOV-2025 | 31400.00
| ACCU301 | InRow DX 300mm Condensing Unit, 460-480v, Single Power, UL | https://www.se.com/us/en/product/ACCU301 |  |  | 44.72x68.70x42.72(in) 113.60x174.50x108.50(cent) | 297.00(kilos) 654.89(lbs) |  | 1 | 731304410225 | NAM ERP USD | 16-SEP-2025 | 25800.00 | 01-NOV-2025 | 28400.00
| ACCU301D | InRow DX 300mm Condensing Unit, 460-480v, Dual Power, UL | https://www.se.com/us/en/product/ACCU301D |  |  | 44.72x68.70x42.72(in) 113.60x174.50x108.50(cent) | 305.00(kilos) 672.53(lbs) |  | 1 | 731304410232 | NAM ERP USD | 16-SEP-2025 | 28600.00 | 01-NOV-2025 | 31400.00
| ACFD12-B | Cooling Distribution Unit 12 Circuit, Bottom/Top Mains, Bottom Distribution Piping | https://www.se.com/us/en/product/ACFD12-B |  |  | 85.00x47.99x35.00(in) 215.90x121.90x88.90(cent) | 314.56(kilos) 693.60(lbs) |  |  | 731304256632 | NAM ERP USD | 16-SEP-2025 | 23700.00 | 01-NOV-2025 | 26100.00
| ACFD12-T | Cooling Distribution Unit 12 Circuit, Bottom/Top Mains, Top Distribution Piping | https://www.se.com/us/en/product/ACFD12-T |  |  | 85.00x47.99x35.00(in) 215.90x121.90x88.90(cent) | 314.56(kilos) 693.60(lbs) |  |  | 731304256649 | NAM ERP USD | 16-SEP-2025 | 23700.00 | 01-NOV-2025 | 26100.00
| ACHU300 | InRow 300mm Water-Cooled Condensing Unit, 200-240v, UL, ambient above 0C | https://www.se.com/us/en/product/ACHU300 | 200...240 AC 3 PH |  | 26.02x45.12x45.12(in) 66.10x114.60x114.60(cent) | 175.00(kilos) 385.88(lbs) |  |  | 731304426998 | NAM ERP USD | 16-SEP-2025 | 20100.00 | 01-NOV-2025 | 22100.00
| ACHU300-L | InRow 300mm Water-Cooled Condensing Unit, 200-240v, UL, ambient down to -40C | https://www.se.com/us/en/product/ACHU300-L | 200...240 AC 3 PH |  | 26.02x45.12x45.12(in) 66.10x114.60x114.60(cent) | 180.00(kilos) 396.90(lbs) |  |  | 731304426615 | NAM ERP USD | 16-SEP-2025 | 21600.00 | 01-NOV-2025 | 23700.00
| ACRC301H | InRow RC, 300mm, Chilled Water, 208-230V, 50/60Hz - HT | https://www.se.com/us/en/product/ACRC301H | 208 ,230 |  | 83.39x29.37x44.76(in) 211.80x74.60x113.70(cent) | 220.00(kilos) 485.10(lbs) |  |  | 731304301370 | NAM ERP USD | 16-SEP-2025 | 21300.00 | 01-NOV-2025 | 23400.00
| ACRC301HXW | RC 300mm HT, CW, 208-230V 50/60Hz -White | https://www.se.com/us/en/product/ACRC301HXW |  |  | 83.39x44.76x29.37(in) 211.80x113.70x74.60(cent) | 219.54(kilos) 484.08(lbs) |  |  | 731304415343 | NAM ERP USD | 16-SEP-2025 | 23100.00 | 01-NOV-2025 | 25400.00
| ACRC301S | InRow RC, 300mm, Chilled Water, 100-240V, 50/60 Hz - ST | https://www.se.com/us/en/product/ACRC301S | 100...120 10 |  | 83.39x29.37x44.76(in) 211.80x74.60x113.70(cent) | 192.00(kilos) 423.36(lbs) |  |  | 731304301387 | NAM ERP USD | 16-SEP-2025 | 15200.00 | 01-NOV-2025 | 16700.00
| ACRC301SX797 | InRow RC, 300mm, Chilled Water, 100-240V, 50/60 Hz - ST w/ gravity drain | https://www.se.com/us/en/product/ACRC301SX797 | 100...120 10 |  | 83.39x29.37x44.76(in) 211.80x74.60x113.70(cent) | 192.00(kilos) 423.36(lbs) |  |  | 731304332879 | NAM ERP USD | 16-SEP-2025 | 13400.00 | 01-NOV-2025 | 14800.00
| ACRC301SXW | InRow RC, 300mm, Chilled Water, 100-240V, 50/60 Hz - ST - RAL 9003 | https://www.se.com/us/en/product/ACRC301SXW | 100...120 10 |  | 78.39x43.11x11.81(in) 199.10x109.50x30.00(cent) | 184.00(kilos) 405.72(lbs) |  |  | 731304426271 | NAM ERP USD | 16-SEP-2025 | 15600.00 | 01-NOV-2025 | 17200.00
| ACRC600 | InRow RC, 600mm, Chilled Water, 200-240V, 50/60Hz | https://www.se.com/us/en/product/ACRC600 | 200 3 PH,208 3 PH |  | 85.28x33.46x44.76(in) 216.60x85.00x113.70(cent) | 405.45(kilos) 894.02(lbs) |  |  | 731304330363 | NAM ERP USD | 16-SEP-2025 | 32100.00 | 01-NOV-2025 | 35300.00
| ACRC600P | InRow RC, 600mm, Chilled Water 200-240V 50/60Hz, w/ humidifier | https://www.se.com/us/en/product/ACRC600P | 200 3 PH,208 3 PH,220 3 PH,240 3 PH |  | 85.28x33.46x44.76(in) 216.60x85.00x113.70(cent) | 463.18(kilos) 1021.31(lbs) |  |  | 731304330370 | NAM ERP USD | 16-SEP-2025 | 34600.00 | 01-NOV-2025 | 38100.00
| ACRC601 | InRow RC, 600mm, Chilled Water, 460-480V, 60Hz | https://www.se.com/us/en/product/ACRC601 | 480 3 PH |  | 85.28x33.46x44.76(in) 216.60x85.00x113.70(cent) | 405.45(kilos) 894.02(lbs) |  |  | 731304330387 | NAM ERP USD | 16-SEP-2025 | 32200.00 | 01-NOV-2025 | 35400.00
| ACRC601P | InRow RC, 600mm, Chilled Water 460-480V 60Hz, w/ humidifier | https://www.se.com/us/en/product/ACRC601P | 460 3 PH,480 3 PH |  | 85.28x33.46x44.76(in) 216.60x85.00x113.70(cent) | 463.18(kilos) 1021.31(lbs) |  |  | 731304330394 | NAM ERP USD | 16-SEP-2025 | 32900.00 | 01-NOV-2025 | 36200.00
| ACRC602 | InRow RC, 600mm, Chilled Water, 380-415V, 50/60Hz | https://www.se.com/us/en/product/ACRC602 | 400 3 PH |  | 85.28x33.46x44.76(in) 216.60x85.00x113.70(cent) | 405.45(kilos) 894.02(lbs) |  |  | 731304330400 | NAM ERP USD | 16-SEP-2025 | 31100.00 | 01-NOV-2025 | 34200.00
| ACRC602P | InRow RC, 600mm, Chilled Water 380-415V 50/60 Hz, w/ humidifier | https://www.se.com/us/en/product/ACRC602P | 380 3 PH,415 3 PH |  | 85.28x33.46x44.76(in) 216.60x85.00x113.70(cent) | 463.18(kilos) 1021.31(lbs) |  |  | 731304330417 | NAM ERP USD | 16-SEP-2025 | 31900.00 | 01-NOV-2025 | 35100.00
| ACRD100 | InRow RD, 300mm, Air Cooled, 208-230V, 60Hz | https://www.se.com/us/en/product/ACRD100 | 208 20 |  | 83.39x29.37x44.76(in) 211.80x74.60x113.70(cent) | 221.82(kilos) 489.11(lbs) |  |  | 731304264477 | NAM ERP USD | 16-SEP-2025 | 18300.00 | 01-NOV-2025 | 20100.00
| ACRD101 | InRow RD, 300mm, Air Cooled, 220-240V, 50Hz | https://www.se.com/us/en/product/ACRD101 | 220 22 |  | 83.39x29.37x44.76(in) 211.80x74.60x113.70(cent) | 221.82(kilos) 489.11(lbs) |  |  | 731304264460 | NAM ERP USD | 16-SEP-2025 | 17300.00 | 01-NOV-2025 | 19000.00
| ACRD101D | InRow DX 300mm Indoor Unit, 48VDC, Standard, CE/UL | https://www.se.com/us/en/product/ACRD101D |  |  | 78.39x43.11x11.81(in) 199.10x109.50x30.00(cent) | 150.00(kilos) 330.75(lbs) |  |  | 731304449218 | NAM ERP USD | 16-SEP-2025 | 18000.00 | 01-NOV-2025 | 19800.00
| ACRD101P | InRow DX 300mm Indoor Unit, 200-240v, precision, CE/UL | https://www.se.com/us/en/product/ACRD101P |  |  | 78.39x43.11x11.81(in) 199.10x109.50x30.00(cent) | 165.00(kilos) 363.83(lbs) |  |  | 731304743552 | NAM ERP USD | 16-SEP-2025 | 22800.00 | 01-NOV-2025 | 25100.00
| ACRD101S | InRow DX 300mm Indoor Unit, 100-120v /200-240v, Standard, CE/UL | https://www.se.com/us/en/product/ACRD101S |  |  | 78.39x43.11x11.81(in) 199.10x109.50x30.00(cent) | 150.00(kilos) 330.75(lbs) |  |  | 731304449225 | NAM ERP USD | 16-SEP-2025 | 17700.00 | 01-NOV-2025 | 19500.00
| ACRD200 | InRow RD, 300mm, Fluid Cooled, 208-230V, 60Hz | https://www.se.com/us/en/product/ACRD200 | 208 20 |  | 83.39x29.37x44.76(in) 211.80x74.60x113.70(cent) | 237.27(kilos) 523.18(lbs) |  |  | 731304264453 | NAM ERP USD | 16-SEP-2025 | 20400.00 | 01-NOV-2025 | 22400.00
| ACRD201 | InRow RD, 300mm, Fluid Cooled, 220-240V, 50Hz | https://www.se.com/us/en/product/ACRD201 | 220 22 |  | 83.39x29.37x44.76(in) 211.80x74.60x113.70(cent) | 241.82(kilos) 533.21(lbs) |  |  | 731304264484 | NAM ERP USD | 16-SEP-2025 | 19400.00 | 01-NOV-2025 | 21300.00
| ACRD301P | InRow DX 300mm 30kW Indoor Unit, 200-240V, Humidifier & Reheat, CE/UL | https://www.se.com/us/en/product/ACRD301P |  |  | 847.24x447.64x260.24(in) 2152.00x1137.00x661.00(cent) | 213.50(kilos) 470.77(lbs) |  | 1 | 731304410171 | NAM ERP USD | 16-SEP-2025 | 20400.00 | 01-NOV-2025 | 22400.00
| ACRD301S | InRow DX 300mm 30kW Indoor Unit, 100-120v /200-240v, Standard, CE/UL | https://www.se.com/us/en/product/ACRD301S |  |  | 847.24x447.64x260.24(in) 2152.00x1137.00x661.00(cent) | 200.00(kilos) 441.00(lbs) |  | 1 | 731304410164 | NAM ERP USD | 16-SEP-2025 | 18900.00 | 01-NOV-2025 | 20700.00
| ACRD600 | InRow RD, 600mm Air Cooled, 200-240V, 50/60Hz | https://www.se.com/us/en/product/ACRD600 | 200...240 3 PH |  | 85.28x33.46x44.76(in) 216.60x85.00x113.70(cent) | 447.00(kilos) 985.64(lbs) |  |  | 731304326694 | NAM ERP USD | 16-SEP-2025 | 33800.00 | 01-NOV-2025 | 37100.00
| ACRD600P | InRow RD, 600mm Air Cooled, 200-240V, 50/60Hz, with humidifier | https://www.se.com/us/en/product/ACRD600P | 200...240 3 PH |  | 85.28x33.46x44.76(in) 216.60x85.00x113.70(cent) | 458.00(kilos) 1009.89(lbs) |  |  | 731304326700 | NAM ERP USD | 16-SEP-2025 | 35900.00 | 01-NOV-2025 | 39500.00
| ACRD601 | InRow RD, 600mm Air Cooled, 460-480V, 60Hz | https://www.se.com/us/en/product/ACRD601 | 460 3 PH,480 3 PH |  | 85.28x33.46x44.76(in) 216.60x85.00x113.70(cent) | 436.00(kilos) 961.38(lbs) |  |  | 731304326717 | NAM ERP USD | 16-SEP-2025 | 33800.00 | 01-NOV-2025 | 37100.00
| ACRD601P | InRow RD, 600mm Air Cooled, 460-480V, 60Hz, with humidifier | https://www.se.com/us/en/product/ACRD601P | 460 3 PH,480 3 PH |  | 85.28x33.46x44.76(in) 216.60x85.00x113.70(cent) | 447.00(kilos) 985.64(lbs) |  |  | 731304326724 | NAM ERP USD | 16-SEP-2025 | 35900.00 | 01-NOV-2025 | 39500.00
| ACRD602 | InRow RD, 600mm Air Cooled, 380-415V, 50/60Hz | https://www.se.com/us/en/product/ACRD602 | 380 3 PH,400 3 PH,415 3 PH |  | 85.28x33.46x44.76(in) 216.60x85.00x113.70(cent) | 436.00(kilos) 961.38(lbs) |  |  | 731304326731 | NAM ERP USD | 16-SEP-2025 | 32400.00 | 01-NOV-2025 | 35700.00
| ACRD602P | InRow RD, 600mm Air Cooled, 380-415V, 50/60Hz, with humidifier | https://www.se.com/us/en/product/ACRD602P | 380 3 PH,400 3 PH,415 3 PH |  | 85.28x33.46x44.76(in) 216.60x85.00x113.70(cent) | 447.00(kilos) 985.64(lbs) |  |  | 731304326748 | NAM ERP USD | 16-SEP-2025 | 36800.00 | 01-NOV-2025 | 40500.00
| ACRH301P | InRow Twin Coil 300mm 27kW Indoor Unit, 200-240V, Humidifier & Reheat, CE/UL | https://www.se.com/us/en/product/ACRH301P | 200...240 AC 1 PH |  | 43.11x84.72x26.02(in) 109.50x215.20x66.10(cent) | 240.00(kilos) 529.20(lbs) |  |  | 731304422945 | NAM ERP USD | 16-SEP-2025 | 23200.00 | 01-NOV-2025 | 25500.00
| ACRH301S | InRow Twin Coil 300mm 27kW Indoor Unit, 200-240V, CE/UL | https://www.se.com/us/en/product/ACRH301S | 100...240 AC 1 PH |  | 43.11x84.72x26.02(in) 109.50x215.20x66.10(cent) | 226.50(kilos) 499.43(lbs) |  |  | 731304422938 | NAM ERP USD | 16-SEP-2025 | 22600.00 | 01-NOV-2025 | 24800.00
| AP9325 | Leak Sensor - 6.1 m (20 ft) w/ interface cable | https://www.se.com/us/en/product/AP9325 |  |  | 2.80x9.21x6.42(in) 7.10x23.40x16.30(cent) | 0.52(kilos) 1.15(lbs) |  |  | 731304209416 | NAM ERP USD | 16-SEP-2025 | 539.00 | 01-NOV-2025 | 599.00
| AP9326 | Leak Sensor - 6.1 m (20 ft) | https://www.se.com/us/en/product/AP9326 |  |  | 2.01x9.21x6.42(in) 5.10x23.40x16.30(cent) | 0.39(kilos) 0.86(lbs) |  |  | 731304209423 | NAM ERP USD | 16-SEP-2025 | 409.00 | 01-NOV-2025 | 449.00
| RACSC101 | InRow SC System 1 InRow SC, 1 NetShelter SX Rack 600mm, and Rear Containment | https://www.se.com/us/en/product/RACSC101 | 208 ,220 ,230 ,240 | [6 empty] | NAM ERP USD | 16-SEP-2025 | 16300.00 | 01-NOV-2025 | 17900.00
| RACSC112 | InRow SC System 1 InRow SC, 1 NetShelter SX Rack 600mm, with Front and Rear Containment | https://www.se.com/us/en/product/RACSC112 | 200 ,208 ,220 ,230 ,240 | [6 empty] | NAM ERP USD | 16-SEP-2025 | 21100.00 | 01-NOV-2025 | 23300.00
| RACSC201 | InRow SC System 2 InRow SC units, 1 NetShelter SX Rack 600mm, and Rear Containment | https://www.se.com/us/en/product/RACSC201 | 200 ,208 ,220 ,230 ,240 | [6 empty] | NAM ERP USD | 16-SEP-2025 | 27400.00 | 01-NOV-2025 | 30200.00
Containment and Air Distribution >> Cooling | AR7753 | VED for 750mm Wide Short Range / Vertical Exhaust Duct Kit for SX Enclosure | https://www.se.com/us/en/product/AR7753 |  |  | 7.48x35.98x34.02(in) 19.00x91.40x86.40(cent) | 30.60(kilos) 67.47(lbs) |  |  | 731304287841 | NAM ERP USD | 16-SEP-2025 | 969.00 | 01-NOV-2025 | 1125.00
Data Center and Facility 3 Phase UPS >> Uninterruptible Power Supply (UPS) | 0G-SY20KF | GENERIC ASSY SYM 20KVA 3PH 208V W/DIST | https://www.se.com/us/en/product/0G-SY20KF |  |  | 91.00x29.50x41.50(in) 231.14x74.93x105.41(cent) | 571.53(kilos) 1260.21(lbs) |  |  |  | NAM ERP USD | 16-SEP-2025 | 26000.00 | 01-NOV-2025 | 28500.00
| AP9644 | Network Management Card LCES2 with Modbus, Ethernet, and Aux Sensors | https://www.se.com/us/en/product/AP9644 |  |  | 1.97x9.25x6.54(in) 5.00x23.50x16.61(cent) | 0.80(kilos) 1.76(lbs) |  |  | 731304355557 | NAM ERP USD | 16-SEP-2025 | 909.00 | 01-NOV-2025 | 999.00
| E3SBPAR10K40F | Easy UPS 3S Parallel Maintenance Bypass Panel for 3 UPSs, 10-40kVA 208V | https://www.se.com/us/en/product/E3SBPAR10K40F |  |  | 47.24x31.50x22.28(in) 120.00x80.00x56.60(cent) | 101.60(kilos) 224.03(lbs) |  |  | 731304427612 | NAM ERP USD | 16-SEP-2025 | 10500.00 | 01-NOV-2025 | 11500.00
| E3SBPSU10K20F | Easy UPS 3S Maintenance Bypass Panel, single unit, 10-20kVA 208V | https://www.se.com/us/en/product/E3SBPSU10K20F |  |  | 196.85x314.96x472.44(in) 500.00x800.00x1200.00(cent) | 42.00(kilos) 92.61(lbs) |  |  | 731304427599 | NAM ERP USD | 16-SEP-2025 | 5225.00 | 01-NOV-2025 | 5725.00
| E3SBPSU30K40F | Easy UPS 3S Maintenance Bypass Panel, single unit, 30-40kVA 208V | https://www.se.com/us/en/product/E3SBPSU30K40F |  |  | 218.90x393.70x472.44(in) 556.00x1000.00x1200.00(cent) | 86.00(kilos) 189.63(lbs) |  |  | 731304427605 | NAM ERP USD | 16-SEP-2025 | 7825.00 | 01-NOV-2025 | 8625.00
| E3SFBTH2 | Easy UPS 3S High Capacity Battery String 208V | https://www.se.com/us/en/product/E3SFBTH2 |  |  | 70.08x100.00x310.00(in) 178.00x254.00x787.40(cent) | 56.25(kilos) 124.03(lbs) |  |  | 731304426653 | NAM ERP USD | 16-SEP-2025 | 1750.00 | 01-NOV-2025 | 1925.00
| E3SOPT001 | Network Card for Easy UPS 3S, 3M, 3L and Galaxy PW 2nd Gen UPS | https://www.se.com/us/en/product/E3SOPT001 |  |  | 2.40x7.09x5.83(in) 6.10x18.00x14.80(cent) | 0.15(kilos) 0.34(lbs) | 20 |  | 731304339854 | NAM ERP USD | 16-SEP-2025 | 259.99 | 01-NOV-2025 | 279.99
| E3SOPT002 | Parallel Kit (5m cable) for Easy UPS 3S & Easy UPS 3S Pro | https://www.se.com/us/en/product/E3SOPT002 |  |  | 6.89x15.75x8.66(in) 17.50x40.00x22.00(cent) | 1.03(kilos) 2.26(lbs) |  |  | 731304339588 | NAM ERP USD | 16-SEP-2025 | 619.00 | 01-NOV-2025 | 679.00
| E3SOPT010 | Dry Contact Card for Easy UPS 3S & Easy UPS 3S Pro | https://www.se.com/us/en/product/E3SOPT010 |  |  | 38.19x65.75x93.31(in) 97.00x167.00x237.00(cent) | 0.00(kilos) 0.00(lbs) |  |  | 731304428886 | NAM ERP USD | 16-SEP-2025 | 289.99 | 01-NOV-2025 | 319.99
| E3SOPT014 | Easy UPS 3S Cold Start Kit 10-40 kVA 208V | https://www.se.com/us/en/product/E3SOPT014 |  |  | 59.84x80.98x151.97(in) 152.00x205.70x386.00(cent) | 0.00(kilos) 0.01(lbs) |  |  | 731304427629 | NAM ERP USD | 16-SEP-2025 | 239.99 | 01-NOV-2025 | 259.99
| E3SOPT015 | Easy UPS 3S Kirk Key Kit | https://www.se.com/us/en/product/E3SOPT015 |  |  | 47.24x100.79x70.87(in) 120.00x256.00x180.00(cent) | 0.00(kilos) 0.00(lbs) |  |  | 731304428015 | NAM ERP USD | 16-SEP-2025 | 1325.00 | 01-NOV-2025 | 1450.00
| E3SUPS10KFBS | Easy UPS 3S 10 kVA 208V 3:3 UPS for internal batteries, Start-up 5x8 | https://www.se.com/us/en/product/E3SUPS10KFBS | 208 3 PH | 208 3 PH | 627.95x314.96x472.44(in) 1595.00x800.00x1200.00(cent) | 152.00(kilos) 335.16(lbs) |  |  | 731304433675 | NAM ERP USD | 16-SEP-2025 | 12800.00 | 01-NOV-2025 | 14100.00
| E3SUPS15KFBS | Easy UPS 3S 15 kVA 208V 3:3 UPS for internal batteries, Start-up 5x8 | https://www.se.com/us/en/product/E3SUPS15KFBS | 208 3 PH | 208 3 PH | 627.95x314.96x472.44(in) 1595.00x800.00x1200.00(cent) | 165.00(kilos) 363.83(lbs) |  |  | 731304433682 | NAM ERP USD | 16-SEP-2025 | 14700.00 | 01-NOV-2025 | 16200.00
| E3SUPS20KFBS | Easy UPS 3S 20 kVA 208V 3:3 UPS for internal batteries, Start-up 5x8 | https://www.se.com/us/en/product/E3SUPS20KFBS | 208 3 PH | 208 3 PH | 627.95x314.96x472.44(in) 1595.00x800.00x1200.00(cent) | 165.00(kilos) 363.83(lbs) |  |  | 731304433699 | NAM ERP USD | 16-SEP-2025 | 16100.00 | 01-NOV-2025 | 17700.00
| E3SUPS30KFBS | Easy UPS 3S 30 kVA 208V 3:3 UPS for internal batteries, Start-up 5x8 | https://www.se.com/us/en/product/E3SUPS30KFBS | 208 3 PH | 208 3 PH | 627.95x314.96x472.44(in) 1595.00x800.00x1200.00(cent) | 188.00(kilos) 414.54(lbs) |  |  | 731304433705 | NAM ERP USD | 16-SEP-2025 | 20300.00 | 01-NOV-2025 | 22300.00
| E3SUPS40KFBS | Easy UPS 3S 40 kVA 208V 3:3 UPS for internal batteries, Start-up 5x8 | https://www.se.com/us/en/product/E3SUPS40KFBS | 208 3 PH | 208 3 PH | 627.95x314.96x472.44(in) 1595.00x800.00x1200.00(cent) | 220.00(kilos) 485.10(lbs) |  |  | 731304433712 | NAM ERP USD | 16-SEP-2025 | 24100.00 | 01-NOV-2025 | 26500.00
| E3SXR7 | Easy UPS 3S Modular Battery Cabinet 208V | https://www.se.com/us/en/product/E3SXR7 |  |  | 627.95x314.96x472.44(in) 1595.00x800.00x1200.00(cent) | 172.00(kilos) 379.26(lbs) |  |  | 731304427582 | NAM ERP USD | 16-SEP-2025 | 6400.00 | 01-NOV-2025 | 7025.00
| GVBEC | Bottom Cable Entry Cabinet, 400 mm wide, for Galaxy VS/VL | https://www.se.com/us/en/product/GVBEC |  |  | 841.73x210.63x389.76(in) 2138.00x535.00x990.00(cent) | 110.00(kilos) 242.55(lbs) |  |  | 731304423096 | NAM ERP USD | 16-SEP-2025 | 2650.00 | 01-NOV-2025 | 2925.00
| GVEAC7 | Galaxy V Series Empty Auxiliary Cabinet | https://www.se.com/us/en/product/GVEAC7 |  |  | 85.04x32.68x37.01(in) 216.00x83.00x94.00(cent) | 205.00(kilos) 452.03(lbs) |  |  | 731304342830 | NAM ERP USD | 16-SEP-2025 | 5300.00 | 01-NOV-2025 | 5825.00
| GVL200K500DS | Galaxy VL UPS 200 scalable to 500 kW, 400/480V, Start-up 5x8 | https://www.se.com/us/en/product/GVL200K500DS | 380 3 PH,400 3 PH,415 3 PH,440 3 PH,480 3 PH | 380 3 PH,400 3 PH,415 3 PH,440 3 PH,480 3 PH | 844.49x374.02x433.07(in) 2145.00x950.00x1100.00(cent) | 620.00(kilos) 1367.10(lbs) |  |  | 731304423041 | NAM ERP USD | 16-SEP-2025 | 72600.00 | 01-NOV-2025 | 79900.00
| GVL300K500DS | Galaxy VL UPS 300 scalable to 500 kW, 400/480V, Start-up 5x8 | https://www.se.com/us/en/product/GVL300K500DS | 380 3 PH,400 3 PH,415 3 PH,440 3 PH | 380 3 PH,400 3 PH,415 3 PH,440 3 PH,480 3 PH | 844.49x374.02x433.07(in) 2145.00x950.00x1100.00(cent) | 744.00(kilos) 1640.52(lbs) |  |  | 731304423058 | NAM ERP USD | 16-SEP-2025 | 93000.00 | 01-NOV-2025 | 102500.00
| GVL400K500DS | Galaxy VL UPS 400 scalable to 500 kW, 400/480V, Start-up 5x8 | https://www.se.com/us/en/product/GVL400K500DS | 380 3 PH,400 3 PH,415 3 PH,440 3 PH,480 3 PH | 380 3 PH,400 3 PH,415 3 PH,440 3 PH,480 3 PH | 844.49x374.02x433.07(in) 2145.00x950.00x1100.00(cent) | 868.00(kilos) 1913.94(lbs) |  |  | 731304423065 | NAM ERP USD | 16-SEP-2025 | 109000.00 | 01-NOV-2025 | 119500.00
| GVL500KDS | Galaxy VL UPS 500 kW, 400/480V, Start-up 5x8 | https://www.se.com/us/en/product/GVL500KDS | 380 3 PH,400 3 PH,415 3 PH,440 3 PH,480 3 PH | 380 3 PH,400 3 PH,415 3 PH,440 3 PH,480 3 PH | 844.49x374.02x433.07(in) 2145.00x950.00x1100.00(cent) | 992.00(kilos) 2187.36(lbs) |  |  | 731304423072 | NAM ERP USD | 16-SEP-2025 | 124000.00 | 01-NOV-2025 | 136500.00
| GVLMBCA200K500G | Galaxy VL Maintenance Bypass Cabinet single unit 200-500 kW 480V, Backfeed | https://www.se.com/us/en/product/GVLMBCA200K500G |  |  | 841.73x250.00x389.76(in) 2138.00x635.00x990.00(cent) | 260.00(kilos) 573.30(lbs) |  |  | 731304423157 | NAM ERP USD | 16-SEP-2025 | 25900.00 | 01-NOV-2025 | 28500.00
| GVLOPT001 | Galaxy VL Performance Air Filter Kit for UPS | https://www.se.com/us/en/product/GVLOPT001 |  |  | 590.55x334.65x15.75(in) 1500.00x850.00x40.00(cent) | 12.00(kilos) 26.46(lbs) |  |  | 731304423171 | NAM ERP USD | 16-SEP-2025 | 439.00 | 01-NOV-2025 | 479.00
| GVLOPT002 | Galaxy VL Seismic Kit for UPS, Maintenance Bypass and Bottom Cable Entry Cabinet | https://www.se.com/us/en/product/GVLOPT002 |  |  | 82.68x200.79x346.46(in) 210.00x510.00x880.00(cent) | 30.00(kilos) 66.15(lbs) |  |  | 731304423188 | NAM ERP USD | 16-SEP-2025 | 1025.00 | 01-NOV-2025 | 1125.00
| GVLOPT003 | Galaxy VL Internal Backfeed kit for UL | https://www.se.com/us/en/product/GVLOPT003 |  |  | 228.35x246.06x301.18(in) 580.00x625.00x765.00(cent) | 32.00(kilos) 70.56(lbs) |  |  | 731304423195 | NAM ERP USD | 16-SEP-2025 | 10100.00 | 01-NOV-2025 | 11100.00
| GVLOPT005 | Galaxy VL Lithium-ion Battery Control Breaker Kit | https://www.se.com/us/en/product/GVLOPT005 |  |  | 41.34x100.39x100.39(in) 105.00x255.00x255.00(cent) | 4.00(kilos) 8.82(lbs) |  |  | 731304428855 | NAM ERP USD | 16-SEP-2025 | 759.00 | 01-NOV-2025 | 829.00
| GVLOPT006 | Parallel Communications Kit for Galaxy VL/VXL | https://www.se.com/us/en/product/GVLOPT006 |  |  | 41.34x100.39x100.39(in) 105.00x255.00x255.00(cent) | 4.00(kilos) 8.82(lbs) |  |  | 731304435792 | NAM ERP USD | 16-SEP-2025 | 559.00 | 01-NOV-2025 | 619.00
| GVLOPT007 | Remote Centralize Display Box for Galaxy VL | https://www.se.com/us/en/product/GVLOPT007 |  |  | 7.75x3.87x7.75(in) 19.69x9.84x19.69(cent) | 17.00(kilos) 37.49(lbs) |  |  | 731304453901 | NAM ERP USD | 16-SEP-2025 | 3900.00 | 01-NOV-2025 | 4275.00
| GVLOPT011 | Galaxy VL Door Switch Kit for Live Swap | https://www.se.com/us/en/product/GVLOPT011 |  |  | 5.51x10.83x10.83(in) 14.00x27.50x27.50(cent) | 2.00(kilos) 4.41(lbs) |  |  | 731304729839 | NAM ERP USD | 16-SEP-2025 | 99.99 | 01-NOV-2025 | 109.99
| GVLOPT012 | Bottom Entry Cabinet 65kAIC Kit for Galaxy VL | https://www.se.com/us/en/product/GVLOPT012 |  |  | 41.34x15.75x21.65(in) 105.00x40.00x55.00(cent) | 25.00(kilos) 55.13(lbs) |  |  | 731304757177 | NAM ERP USD | 16-SEP-2025 | 1425.00 | 01-NOV-2025 | 1550.00
| GVPM20KD | Galaxy V series Power Module 20kW 400V/480V, 10kW 208V | https://www.se.com/us/en/product/GVPM20KD |  |  | 129.92x228.35x307.09(in) 330.00x580.00x780.00(cent) | 48.00(kilos) 105.84(lbs) |  |  | 731304410966 | NAM ERP USD | 16-SEP-2025 | 10700.00 | 01-NOV-2025 | 11800.00
| GVPM50KD | Galaxy V series Power Module 50kW 400V/480V, 25kW 208V | https://www.se.com/us/en/product/GVPM50KD |  |  | 129.92x228.35x307.09(in) 330.00x580.00x780.00(cent) | 62.00(kilos) 136.71(lbs) |  |  | 731304410959 | NAM ERP USD | 16-SEP-2025 | 15300.00 | 01-NOV-2025 | 16900.00
| GVSBBB20K80H | Galaxy VS Battery Breaker Box 20-80kW 400V | https://www.se.com/us/en/product/GVSBBB20K80H |  |  | 18.90x48.03x33.07(in) 48.00x122.00x84.00(cent) | 45.00(kilos) 99.23(lbs) |  |  | 731304342861 | NAM ERP USD | 16-SEP-2025 | 2200.00 | 01-NOV-2025 | 2425.00
| GVSBBB100K200H | Galaxy VS Battery Breaker Box 100-200kW 400V | https://www.se.com/us/en/product/GVSBBB100K200H |  |  | 18.90x48.03x33.07(in) 48.00x122.00x84.00(cent) | 55.00(kilos) 121.28(lbs) |  |  | 731304342854 | NAM ERP USD | 16-SEP-2025 | 3300.00 | 01-NOV-2025 | 3625.00
| GVSBBK20K80H | Galaxy VS Battery Breaker Kit 20-80kW 400V | https://www.se.com/us/en/product/GVSBBK20K80H |  |  | 22.05x32.48x20.28(in) 56.00x82.50x51.50(cent) | 20.00(kilos) 44.10(lbs) |  |  | 731304342885 | NAM ERP USD | 16-SEP-2025 | 1450.00 | 01-NOV-2025 | 1600.00
| GVSBBK100K200H | Galaxy VS Battery Breaker Kit 100-200kW 400V | https://www.se.com/us/en/product/GVSBBK100K200H |  |  | 22.05x32.48x20.28(in) 56.00x82.50x51.50(cent) | 25.00(kilos) 55.13(lbs) |  |  | 731304342878 | NAM ERP USD | 16-SEP-2025 | 2300.00 | 01-NOV-2025 | 2550.00
| GVSBP100T | Galaxy VS Maintenance Bypass Cabinet, single unit, 10-50kW 208V, 20-100kW 480V, 77.6in tall | https://www.se.com/us/en/product/GVSBP100T | 480 3 PH | 480 3 PH | 82.52x32.22x39.69(in) 209.60x81.85x100.80(cent) | 210.00(kilos) 463.05(lbs) |  |  | 731304409687 | NAM ERP USD | 16-SEP-2025 | 10200.00 | 01-NOV-2025 | 11200.00
| GVSBPAR10K30H | Galaxy VS Parallel Maintenance Bypass Panel for 2 UPSs, 10-30kW 400V Wallmount | https://www.se.com/us/en/product/GVSBPAR10K30H |  |  | 19.69x47.24x31.50(in) 50.00x120.00x80.00(cent) | 56.00(kilos) 123.48(lbs) |  |  | 731304367352 | NAM ERP USD | 16-SEP-2025 | 4750.00 | 01-NOV-2025 | 5225.00
| GVSBPAR40K50H | Parallel Maintenance Bypass Panel for 2 UPSs, 40-50kW 400V wallmount, for Galaxy VS and Easy UPS 3S | https://www.se.com/us/en/product/GVSBPAR40K50H |  |  | 22.83x47.24x31.50(in) 58.00x120.00x80.00(cent) | 96.00(kilos) 211.68(lbs) |  |  | 731304367369 | NAM ERP USD | 16-SEP-2025 | 5350.00 | 01-NOV-2025 | 5900.00
| GVSBPAR60K120H | Parallel Maintenance Bypass Panel for 2 UPSs, 60-120kW 400V wallmount for Galaxy VS & Easy UPS 3S/3M | https://www.se.com/us/en/product/GVSBPAR60K120H |  |  | 19.69x472.44x39.37(in) 50.00x1200.00x100.00(cent) | 120.00(kilos) 264.60(lbs) |  |  | 731304367383 | NAM ERP USD | 16-SEP-2025 | 8550.00 | 01-NOV-2025 | 9400.00
| GVSBPIT25B | Galaxy VS Maintenance Bypass Cabinet w input transformer 25kW 480V or 600V in, 208V out, 59in tall | https://www.se.com/us/en/product/GVSBPIT25B |  |  | 58.46x23.62x32.91(in) 148.50x60.00x83.60(cent) | 395.00(kilos) 870.98(lbs) |  |  | 731304404750 | NAM ERP USD | 16-SEP-2025 | 13700.00 | 01-NOV-2025 | 15000.00
| GVSBPIT50 | Galaxy VS Maintenance Bypass Cabinet with Input Transformer 30-50kW 480V or 600V In, 208V Out | https://www.se.com/us/en/product/GVSBPIT50 |  |  | 65.75x31.50x38.98(in) 167.00x80.00x99.00(cent) | 560.00(kilos) 1234.80(lbs) |  |  | 731304342908 | NAM ERP USD | 16-SEP-2025 | 18800.00 | 01-NOV-2025 | 20700.00
| GVSBPIT75 | Galaxy VS Maintenance Bypass Cabinet with Input Transformer 75kW, 480V or 600V In, 208V Out | https://www.se.com/us/en/product/GVSBPIT75 |  |  | 66.00x38.00x33.00(in) 167.64x96.52x83.82(cent) | 634.12(kilos) 1398.24(lbs) |  |  | 731304406921 | NAM ERP USD | 16-SEP-2025 | 24300.00 | 01-NOV-2025 | 26700.00
| GVSBPOT50B | Galaxy VS Maintenance Bypass Cabinet with output transformer 50kW 480V in, 208V out, 59in tall | https://www.se.com/us/en/product/GVSBPOT50B |  |  | 58.46x23.62x32.91(in) 148.50x60.00x83.60(cent) | 530.00(kilos) 1168.65(lbs) |  |  | 731304404767 | NAM ERP USD | 16-SEP-2025 | 18000.00 | 01-NOV-2025 | 19700.00
| GVSBPOT100 | Galaxy VS Maintenance Bypass Cabinet with Output Transformer 60-100kW 480V In, 208V Out | https://www.se.com/us/en/product/GVSBPOT100 |  |  | 65.75x31.50x38.98(in) 167.00x80.00x99.00(cent) | 675.00(kilos) 1488.38(lbs) |  |  | 731304342915 | NAM ERP USD | 16-SEP-2025 | 21000.00 | 01-NOV-2025 | 23100.00
| GVSBPOT100T | Galaxy VS Maintenance Bypass Cabinet with output transformer 100kW 480V in, 208V out, 77.6in tall | https://www.se.com/us/en/product/GVSBPOT100T | 480 3 PH | 208 3 PH | 81.97x29.72x39.76(in) 208.20x75.50x101.00(cent) | 725.00(kilos) 1598.63(lbs) |  |  | 731304409670 | NAM ERP USD | 16-SEP-2025 | 27800.00 | 01-NOV-2025 | 30500.00
| GVSBPOT150 | Galaxy VS Maintenance Bypass Cabinet with Output Transformer 150kW 480V In, 208V Out | https://www.se.com/us/en/product/GVSBPOT150 |  |  | 65.75x40.16x39.76(in) 167.00x102.00x101.00(cent) | 930.00(kilos) 2050.65(lbs) |  |  | 731304406914 | NAM ERP USD | 16-SEP-2025 | 35100.00 | 01-NOV-2025 | 38600.00
| GVSBPSU10K20H | Maintenance Bypass Panel, single unit, 10-20kW 400V wallmount, for Galaxy VS and Easy UPS 3S | https://www.se.com/us/en/product/GVSBPSU10K20H |  |  | 10.24x23.23x20.87(in) 26.00x59.00x53.00(cent) | 20.00(kilos) 44.10(lbs) | 6 |  | 731304367406 | NAM ERP USD | 16-SEP-2025 | 1225.00 | 01-NOV-2025 | 1325.00
| GVSBPSU20K60H | Maintenance Bypass Panel, single unit, 20-60kW 400V wallmount, for Galaxy VS and Easy UPS 3S | https://www.se.com/us/en/product/GVSBPSU20K60H |  |  | 18.11x31.50x28.74(in) 46.00x80.00x73.00(cent) | 43.00(kilos) 94.82(lbs) |  |  | 731304342571 | NAM ERP USD | 16-SEP-2025 | 1825.00 | 01-NOV-2025 | 2000.00
| GVSBPSU60G-WP | Galaxy VS Maintenance Bypass Panel, single unit, 10-30kW 208V, 20-60kW 480V wallmount | https://www.se.com/us/en/product/GVSBPSU60G-WP |  |  | 31.50x18.90x47.24(in) 80.00x48.00x120.00(cent) | 40.00(kilos) 88.20(lbs) |  |  | 731304367413 | NAM ERP USD | 16-SEP-2025 | 2400.00 | 01-NOV-2025 | 2625.00
| GVSBPSU80G | Galaxy VS Maintenance Bypass Cabinet, UL, Single-Unit 10-40kW 208V, 20-80kW 480V, 20-80kW 400V | https://www.se.com/us/en/product/GVSBPSU80G |  |  | 65.35x25.00x38.98(in) 166.00x63.50x99.00(cent) | 125.00(kilos) 275.63(lbs) |  |  | 731304342588 | NAM ERP USD | 16-SEP-2025 | 6100.00 | 01-NOV-2025 | 6725.00
| GVSBPSU80K120H | Maintenance Bypass Panel, single unit, 80-120kW 400V wallmount, for Galaxy VS and Easy UPS 3S/3M | https://www.se.com/us/en/product/GVSBPSU80K120H |  |  | 47.24x21.26x31.50(in) 120.00x54.00x80.00(cent) | 59.87(kilos) 132.02(lbs) |  |  | 731304344490 | NAM ERP USD | 16-SEP-2025 | 2900.00 | 01-NOV-2025 | 3175.00
| GVSBPSU100G-WP | Galaxy VS Maintenance Bypass Panel, single unit, 25-50kW 208V, 50-100kW 480V wallmount | https://www.se.com/us/en/product/GVSBPSU100G-WP |  |  | 39.37x22.83x47.24(in) 100.00x58.00x120.00(cent) | 100.00(kilos) 220.50(lbs) |  |  | 731304367390 | NAM ERP USD | 16-SEP-2025 | 5625.00 | 01-NOV-2025 | 6200.00
| GVSBPSU150G | Galaxy VS Maintenance Bypass Cabinet, UL, Single-Unit 50-75kW 208V, 100-150kW 480V, 100-150kW 400V | https://www.se.com/us/en/product/GVSBPSU150G |  |  | 65.35x25.00x38.98(in) 166.00x63.50x99.00(cent) | 135.00(kilos) 297.68(lbs) |  |  | 731304342564 | NAM ERP USD | 16-SEP-2025 | 8225.00 | 01-NOV-2025 | 9025.00
| GVSBPSU150KH | Maintenance Bypass Panel, single unit, 150kW 400V wallmount, for Galaxy VS and Easy UPS 3M | https://www.se.com/us/en/product/GVSBPSU150KH | 400 3 PH |  | 19.29x48.03x33.07(in) 49.00x122.00x84.00(cent) | 60.00(kilos) 132.30(lbs) |  |  | 731304405658 | NAM ERP USD | 16-SEP-2025 | 3675.00 | 01-NOV-2025 | 4050.00
| GVSBT4 | Galaxy VS 7Ah Smart Modular Battery String | https://www.se.com/us/en/product/GVSBT4 |  |  | 7.09x22.05x32.28(in) 18.00x56.00x82.00(cent) | 112.00(kilos) 246.96(lbs) |  |  | 731304367420 | NAM ERP USD | 16-SEP-2025 | 3550.00 | 01-NOV-2025 | 3900.00
| GVSBTH4 | Galaxy VS 9Ah Smart Modular High Capacity Battery String | https://www.se.com/us/en/product/GVSBTH4 |  |  | 7.09x23.62x31.50(in) 18.00x60.00x80.00(cent) | 112.00(kilos) 246.96(lbs) |  |  | 731304367437 | NAM ERP USD | 16-SEP-2025 | 4250.00 | 01-NOV-2025 | 4675.00
| GVSBTH4LL | Galaxy VS 9Ah Smart Modular Long-Life High Capacity Battery String | https://www.se.com/us/en/product/GVSBTH4LL |  |  | 12.20x23.62x31.50(in) 31.00x60.00x80.00(cent) | 140.50(kilos) 309.80(lbs) |  |  | 731304367444 | NAM ERP USD | 16-SEP-2025 | 5425.00 | 01-NOV-2025 | 5975.00
| GVSBTHU | Galaxy VS 9Ah Smart High Capacity Battery Module | https://www.se.com/us/en/product/GVSBTHU |  |  | 7.09x5.91x31.50(in) 18.00x15.00x80.00(cent) | 33.00(kilos) 72.77(lbs) |  |  | 731304348207 | NAM ERP USD | 16-SEP-2025 | 2075.00 | 01-NOV-2025 | 2275.00
| GVSBTHULL | Galaxy VS 9Ah Smart Long-Life High Capacity Battery Module | https://www.se.com/us/en/product/GVSBTHULL |  |  | 7.09x5.91x31.50(in) 18.00x15.00x80.00(cent) | 33.00(kilos) 72.77(lbs) |  |  | 731304367451 | NAM ERP USD | 16-SEP-2025 | 2525.00 | 01-NOV-2025 | 2775.00
| GVSBTU | Galaxy VS 7Ah Smart Battery Module | https://www.se.com/us/en/product/GVSBTU |  |  | 7.09x5.91x31.50(in) 18.00x15.00x80.00(cent) | 31.00(kilos) 68.36(lbs) |  |  | 731304348214 | NAM ERP USD | 16-SEP-2025 | 1750.00 | 01-NOV-2025 | 1925.00
| GVSCBC10A2 | Classic Battery Cabinet, IEC, 1000mm wide, Config A2, Galaxy VS/VL and Easy UPS 3-Phase Modular | https://www.se.com/us/en/product/GVSCBC10A2 |  |  | 74.80x39.76x33.27(in) 190.00x101.00x84.50(cent) | 1260.00(kilos) 2778.30(lbs) |  |  | 731304404798 | NAM ERP USD | 16-SEP-2025 | 23900.00 | 01-NOV-2025 | 26200.00
| GVSCBT1 | Galaxy VS Classic Battery Cabinet, UL, Type 1 | https://www.se.com/us/en/product/GVSCBT1 |  |  | 66.46x54.02x39.29(in) 168.80x137.20x99.80(cent) | 619.00(kilos) 1364.90(lbs) |  |  | 731304342984 | NAM ERP USD | 16-SEP-2025 | 22600.00 | 01-NOV-2025 | 24900.00
| GVSCBT1ST | Galaxy VS Classic Battery Cabinet, UL, Type 1, Seismic Tested | https://www.se.com/us/en/product/GVSCBT1ST |  |  | 66.46x54.02x39.29(in) 168.80x137.20x99.80(cent) | 662.00(kilos) 1459.71(lbs) |  |  | 731304407317 | NAM ERP USD | 16-SEP-2025 | 23900.00 | 01-NOV-2025 | 26300.00
| GVSCBT2 | Galaxy VS Classic Battery Cabinet, UL, Type 2 | https://www.se.com/us/en/product/GVSCBT2 |  |  | 66.46x54.02x39.29(in) 168.80x137.20x99.80(cent) | 708.00(kilos) 1561.14(lbs) |  |  | 731304342991 | NAM ERP USD | 16-SEP-2025 | 26400.00 | 01-NOV-2025 | 29000.00
| GVSCBT2ST | Galaxy VS Classic Battery Cabinet, UL, Type 2, Seismic Tested | https://www.se.com/us/en/product/GVSCBT2ST |  |  | 66.46x54.02x39.29(in) 168.80x137.20x99.80(cent) | 751.00(kilos) 1655.96(lbs) |  |  | 731304407324 | NAM ERP USD | 16-SEP-2025 | 27600.00 | 01-NOV-2025 | 30400.00
| GVSCBT3 | Galaxy VS Classic Battery Cabinet, UL, Type 3 | https://www.se.com/us/en/product/GVSCBT3 |  |  | 66.46x54.02x39.29(in) 168.80x137.20x99.80(cent) | 1009.00(kilos) 2224.85(lbs) |  |  | 731304343004 | NAM ERP USD | 16-SEP-2025 | 30300.00 | 01-NOV-2025 | 33400.00
| GVSCBT3ST | Galaxy VS Classic Battery Cabinet, UL, Type 3, Seismic Tested | https://www.se.com/us/en/product/GVSCBT3ST |  |  | 66.46x54.02x39.29(in) 168.80x137.20x99.80(cent) | 1053.00(kilos) 2321.87(lbs) |  |  | 731304407331 | NAM ERP USD | 16-SEP-2025 | 31900.00 | 01-NOV-2025 | 35100.00
| GVSCBT4 | Galaxy VS Classic Battery Cabinet, UL, Type 4 | https://www.se.com/us/en/product/GVSCBT4 |  |  | 66.46x54.02x39.29(in) 168.80x137.20x99.80(cent) | 1370.00(kilos) 3020.85(lbs) |  |  | 731304343011 | NAM ERP USD | 16-SEP-2025 | 34700.00 | 01-NOV-2025 | 38100.00
| GVSCBT4ST | Galaxy VS Classic Battery Cabinet, UL, Type 4, Seismic Tested | https://www.se.com/us/en/product/GVSCBT4ST |  |  | 66.46x54.02x39.29(in) 168.80x137.20x99.80(cent) | 1422.00(kilos) 3135.51(lbs) |  |  | 731304407348 | NAM ERP USD | 16-SEP-2025 | 36200.00 | 01-NOV-2025 | 39800.00
| GVSCBT5 | Galaxy VS Classic Battery Cabinet, UL, Type 5 | https://www.se.com/us/en/product/GVSCBT5 |  |  | 66.46x54.02x39.29(in) 168.80x137.20x99.80(cent) | 1569.00(kilos) 3459.65(lbs) |  |  | 731304343028 | NAM ERP USD | 16-SEP-2025 | 38100.00 | 01-NOV-2025 | 41900.00
| GVSCBT5ST | Galaxy VS Classic Battery Cabinet, UL, Type 5, Seismic Tested | https://www.se.com/us/en/product/GVSCBT5ST |  |  | 66.46x54.02x39.29(in) 168.80x137.20x99.80(cent) | 1622.00(kilos) 3576.51(lbs) |  |  | 731304407355 | NAM ERP USD | 16-SEP-2025 | 39600.00 | 01-NOV-2025 | 43500.00
| GVSCBT6ST | Galaxy VS Classic Battery Cabinet, UL, Type 6, Seismic Tested | https://www.se.com/us/en/product/GVSCBT6ST |  |  | 66.46x54.02x39.29(in) 168.80x137.20x99.80(cent) | 1622.00(kilos) 3576.51(lbs) |  |  | 731304406471 | NAM ERP USD | 16-SEP-2025 | 45400.00 | 01-NOV-2025 | 50000.00
| GVSCBT7ST | Galaxy VS Classical Battery Cabinet, UL, Type 7, Seismic Tested | https://www.se.com/us/en/product/GVSCBT7ST |  |  | 67.50x33.50x54.00(in) 171.45x85.09x137.16(cent) | 1763.11(kilos) 3887.67(lbs) |  |  | 731304406464 | NAM ERP USD | 16-SEP-2025 | 47200.00 | 01-NOV-2025 | 51900.00
| GVSMODBC6 | Galaxy VS Modular Battery Cabinet for up to 6 smart modular battery strings | https://www.se.com/us/en/product/GVSMODBC6 |  |  | 65.51x25.00x38.98(in) 166.40x63.50x99.00(cent) | 205.00(kilos) 452.03(lbs) |  |  | 731304367468 | NAM ERP USD | 16-SEP-2025 | 6850.00 | 01-NOV-2025 | 7525.00
| GVSMODBC9 | Galaxy VS Modular Battery Cabinet for up to 9 smart modular battery strings | https://www.se.com/us/en/product/GVSMODBC9 |  |  | 81.97x29.72x39.76(in) 208.20x75.50x101.00(cent) | 206.00(kilos) 454.23(lbs) |  |  | 731304367475 | NAM ERP USD | 16-SEP-2025 | 9375.00 | 01-NOV-2025 | 10400.00
| GVSOPT001 | Galaxy VS Air Filter Kit for 521mm wide UPS | https://www.se.com/us/en/product/GVSOPT001 |  |  | 16.14x20.08x31.89(in) 41.00x51.00x81.00(cent) | 3.00(kilos) 6.62(lbs) |  |  | 731304343035 | NAM ERP USD | 16-SEP-2025 | 279.99 | 01-NOV-2025 | 309.99
| GVSOPT002 | Galaxy VS Seismic Kit for Modular Battery Cabinet or 521mm wide UPS | https://www.se.com/us/en/product/GVSOPT002 |  |  | 10.04x14.96x27.76(in) 25.50x38.00x70.50(cent) | 8.50(kilos) 18.74(lbs) |  |  | 731304343042 | NAM ERP USD | 16-SEP-2025 | 319.99 | 01-NOV-2025 | 349.99
| GVSOPT003 | Galaxy VS Seismic Kit for Maintenance Bypass Cabinet | https://www.se.com/us/en/product/GVSOPT003 |  |  | 7.28x14.96x19.88(in) 18.50x38.00x50.50(cent) | 10.00(kilos) 22.05(lbs) |  |  | 731304343059 | NAM ERP USD | 16-SEP-2025 | 239.99 | 01-NOV-2025 | 259.99
| GVSOPT004 | Galaxy VS Kirk Key Kit for Maintenance Bypass Cabinet | https://www.se.com/us/en/product/GVSOPT004 |  |  | 10.04x12.01x12.01(in) 25.50x30.50x30.50(cent) | 6.00(kilos) 13.23(lbs) |  |  | 731304343066 | NAM ERP USD | 16-SEP-2025 | 3525.00 | 01-NOV-2025 | 3875.00
| GVSOPT005 | Galaxy VS NEMA 2 holes kit | https://www.se.com/us/en/product/GVSOPT005 |  |  | 6.10x12.01x12.01(in) 15.50x30.50x30.50(cent) | 3.70(kilos) 8.16(lbs) |  |  | 731304343073 | NAM ERP USD | 16-SEP-2025 | 479.00 | 01-NOV-2025 | 519.00
| GVSOPT006 | Parallel Communications Kit for Galaxy VS, Easy UPS 3-Phase Modular, Galaxy PX, & Galaxy 3L Pro | https://www.se.com/us/en/product/GVSOPT006 |  |  | 5.31x17.91x12.99(in) 13.50x45.50x33.00(cent) | 4.00(kilos) 8.82(lbs) |  |  | 731304343080 | NAM ERP USD | 16-SEP-2025 | 619.00 | 01-NOV-2025 | 679.00
| GVSOPT007 | Galaxy VS Kirk Key Kit for Maintenance Bypass Cabinet | https://www.se.com/us/en/product/GVSOPT007 |  |  | 10.04x12.01x12.01(in) 25.50x30.50x30.50(cent) | 5.00(kilos) 11.03(lbs) |  |  | 731304343097 | NAM ERP USD | 16-SEP-2025 | 2125.00 | 01-NOV-2025 | 2350.00
| GVSOPT008 | Galaxy VS Seismic kit for Maintenance Bypass Cabinet with Transfomer | https://www.se.com/us/en/product/GVSOPT008 |  |  | 10.04x14.96x27.76(in) 25.50x38.00x70.50(cent) | 7.00(kilos) 15.44(lbs) |  |  | 731304343103 | NAM ERP USD | 16-SEP-2025 | 399.99 | 01-NOV-2025 | 439.00
| GVSOPT011 | Galaxy VS Cable Kit for 2nd Classic Battery Cabinet | https://www.se.com/us/en/product/GVSOPT011 |  |  | 7.99x22.01x15.98(in) 20.30x55.90x40.60(cent) | 5.44(kilos) 12.00(lbs) |  |  | 731304641605 | NAM ERP USD | 16-SEP-2025 | 889.00 | 01-NOV-2025 | 979.00
| GVSOPT012 | Galaxy VS Cable Kit for 59in tall maintenance bypass cabinet with transformer, 25kVA in/50kVA out | https://www.se.com/us/en/product/GVSOPT012 |  |  | 8.66x25.98x13.78(in) 22.00x66.00x35.00(cent) | 25.00(kilos) 55.13(lbs) |  |  | 731304404781 | NAM ERP USD | 16-SEP-2025 | 729.00 | 01-NOV-2025 | 799.00
| GVSOPT013 | Galaxy VS Cable and conduit box Kit for 59in tall Bypass with transformer, 25kVA in/50kVA out | https://www.se.com/us/en/product/GVSOPT013 |  |  | 8.66x25.98x13.78(in) 22.00x66.00x35.00(cent) | 25.00(kilos) 55.13(lbs) |  |  | 731304404774 | NAM ERP USD | 16-SEP-2025 | 1925.00 | 01-NOV-2025 | 2125.00
| GVSOPT014 | Galaxy VS Air Filter Kit for 1970mm (77.6in) tall UPS | https://www.se.com/us/en/product/GVSOPT014 |  |  | 11.02x22.83x20.47(in) 28.00x58.00x52.00(cent) | 4.20(kilos) 9.26(lbs) |  |  | 731304404811 | NAM ERP USD | 16-SEP-2025 | 289.99 | 01-NOV-2025 | 319.99
| GVSOPT015 | Galaxy VS Air Filter Kit for 350mm (13.8in) wide UPS | https://www.se.com/us/en/product/GVSOPT015 |  |  | 8.82x13.66x26.54(in) 22.40x34.70x67.40(cent) | 4.54(kilos) 10.01(lbs) |  |  | 731304404828 | NAM ERP USD | 16-SEP-2025 | 249.99 | 01-NOV-2025 | 279.99
| GVSOPT016 | Galaxy VS Seismic Kit for 1970mm (77.6in) tall UPS or modular battery cabinet | https://www.se.com/us/en/product/GVSOPT016 |  |  | 9.06x25.59x12.99(in) 23.00x65.00x33.00(cent) | 14.00(kilos) 30.87(lbs) |  |  | 731304404835 | NAM ERP USD | 16-SEP-2025 | 1050.00 | 01-NOV-2025 | 1175.00
| GVSOPT017 | Galaxy VS Seismic Kit for 350mm (13.8in) wide UPS | https://www.se.com/us/en/product/GVSOPT017 |  |  | 17.72x12.80x1.97(in) 45.00x32.50x5.00(cent) | 6.80(kilos) 14.99(lbs) |  |  | 731304404842 | NAM ERP USD | 16-SEP-2025 | 289.99 | 01-NOV-2025 | 319.99
| GVSOPT018 | Galaxy VS Cable and Conduit Box for 20.5in wide UPS w batteries and maintenance bypass cabinet | https://www.se.com/us/en/product/GVSOPT018 |  |  | 19.69x15.75x31.50(in) 50.00x40.00x80.00(cent) | 22.00(kilos) 48.51(lbs) |  |  | 731304404859 | NAM ERP USD | 16-SEP-2025 | 1925.00 | 01-NOV-2025 | 2125.00
| GVSOPT020 | Galaxy VS NEMA 2 holes kit for 77.6in tall UPS | https://www.se.com/us/en/product/GVSOPT020 |  |  | 4.72x9.84x10.24(in) 12.00x25.00x26.00(cent) | 3.70(kilos) 8.16(lbs) |  |  | 731304404866 | NAM ERP USD | 16-SEP-2025 | 409.00 | 01-NOV-2025 | 449.00
| GVSOPT025 | Galaxy VS Seismic Kit for 1970mm (77.6in) tall auxiliary cabinet | https://www.se.com/us/en/product/GVSOPT025 |  |  | 2.95x25.59x12.80(in) 7.50x65.00x32.50(cent) | 10.00(kilos) 22.05(lbs) |  |  | 731304411215 | NAM ERP USD | 16-SEP-2025 | 399.99 | 01-NOV-2025 | 439.00
| GVSOPT026 | Galaxy VS IP22 Kit for 521mm wide UPS | https://www.se.com/us/en/product/GVSOPT026 |  |  | 14.33x20.24x40.20(in) 36.40x51.40x102.10(cent) | 9.07(kilos) 20.00(lbs) |  |  | 731304405634 | NAM ERP USD | 16-SEP-2025 | 1100.00 | 01-NOV-2025 | 1225.00
| GVSOPT027 | Galaxy VS Mounting Skid for 521mm wide UPS for marine or industrial applications | https://www.se.com/us/en/product/GVSOPT027 |  |  | 78.74x244.09x374.02(in) 200.00x620.00x950.00(cent) | 80.00(kilos) 176.40(lbs) |  |  | 731304405641 | NAM ERP USD | 16-SEP-2025 | 5500.00 | 01-NOV-2025 | 6050.00
| GVSOPT028 | Galaxy VS Cable Kit for 2nd and 3rd Classic Battery Cabinet | https://www.se.com/us/en/product/GVSOPT028 |  |  | 10.00x10.00x10.00(in) 25.40x25.40x25.40(cent) | 9.07(kilos) 20.00(lbs) |  |  | 731304406488 | NAM ERP USD | 16-SEP-2025 | 2525.00 | 01-NOV-2025 | 2775.00
| GVSOPT029 | Galaxy VS Seismic Kit for 150kW Transformer Cabinet | https://www.se.com/us/en/product/GVSOPT029 |  |  | 13.75x35.50x8.25(in) 34.93x90.17x20.96(cent) | 19.23(kilos) 42.41(lbs) |  |  | 731304406938 | NAM ERP USD | 16-SEP-2025 | 509.00 | 01-NOV-2025 | 569.00
| GVSOPT030 | Galaxy VS Cable Kit for UPS with external Modular Battery Cabinets, adjacent installation | https://www.se.com/us/en/product/GVSOPT030 |  |  | 10.00x10.00x10.00(in) 25.40x25.40x25.40(cent) | 9.07(kilos) 20.00(lbs) |  |  | 731304406945 | NAM ERP USD | 16-SEP-2025 | 1925.00 | 01-NOV-2025 | 2125.00
| GVSOPT031 | Galaxy VS 4th Breaker kit for 77.6in tall Maintenance Bypass Cabinet | https://www.se.com/us/en/product/GVSOPT031 |  |  | 37.40x13.78x45.28(in) 95.00x35.00x115.00(cent) | 75.00(kilos) 165.38(lbs) |  |  | 731304411598 | NAM ERP USD | 16-SEP-2025 | 2775.00 | 01-NOV-2025 | 3050.00
| GVSOPT032 | Galaxy VS Cable Kit for 77.6in tall Bypass | https://www.se.com/us/en/product/GVSOPT032 |  |  | 37.40x13.78x45.28(in) 95.00x35.00x115.00(cent) | 90.00(kilos) 198.45(lbs) |  |  | 731304414834 | NAM ERP USD | 16-SEP-2025 | 3175.00 | 01-NOV-2025 | 3500.00
| GVSOPT033 | Galaxy VS IP52 / NEMA12 Kit for 521mm (20.5in) wide UPS | https://www.se.com/us/en/product/GVSOPT033 |  |  | 15.94x62.40x26.97(in) 40.50x158.50x68.50(cent) | 63.00(kilos) 138.92(lbs) |  |  | 731304423423 | NAM ERP USD | 16-SEP-2025 | 1375.00 | 01-NOV-2025 | 1525.00
| GVSOPT034 | Galaxy VS IP52 / NEMA12 Kit for Modular battery cabinet 6 strings | https://www.se.com/us/en/product/GVSOPT034 |  |  | 14.96x42.32x25.59(in) 38.00x107.50x65.00(cent) | 58.00(kilos) 127.89(lbs) |  |  | 731304423430 | NAM ERP USD | 16-SEP-2025 | 1250.00 | 01-NOV-2025 | 1375.00
| GVSOPT036 | Galaxy VS Remote Alarm Panel | https://www.se.com/us/en/product/GVSOPT036 |  |  | 196.85x157.48x90.55(in) 500.00x400.00x230.00(cent) | 15.00(kilos) 33.08(lbs) |  |  | 731304435211 | NAM ERP USD | 16-SEP-2025 | 3100.00 | 01-NOV-2025 | 3425.00
| GVSOPT037 | Galaxy VS Output Switch Box | https://www.se.com/us/en/product/GVSOPT037 |  |  | 255.91x137.80x78.74(in) 650.00x350.00x200.00(cent) | 15.00(kilos) 33.08(lbs) |  |  | 731304435228 | NAM ERP USD | 16-SEP-2025 | 1800.00 | 01-NOV-2025 | 1975.00
| GVSOPT038 | Galaxy VS Live Swap upgrade kit | https://www.se.com/us/en/product/GVSOPT038 |  |  | 179.92x59.06x137.80(in) 457.00x150.00x350.00(cent) | 1.00(kilos) 2.21(lbs) |  |  | 731304439370 | NAM ERP USD | 16-SEP-2025 | 629.00 | 01-NOV-2025 | 689.00
| GVSOPT038S | Galaxy VS Live Swap Upgrade Kit for UPS with External Batteries, Start-up Service 5x8 | https://www.se.com/us/en/product/GVSOPT038S |  |  | 18.70x13.78x5.91(in) 47.50x35.00x15.00(cent) | 2.00(kilos) 4.41(lbs) |  |  | 731304440123 | NAM ERP USD | 16-SEP-2025 | 2900.00 | 01-NOV-2025 | 3200.00
| GVSOPT039 | Galaxy VS Live Swap Upgrade Kit for UPS with Modular Batteries | https://www.se.com/us/en/product/GVSOPT039 |  |  | 216.54x236.22x129.92(in) 550.00x600.00x330.00(cent) | 11.00(kilos) 24.26(lbs) |  |  | 731304450320 | NAM ERP USD | 16-SEP-2025 | 769.00 | 01-NOV-2025 | 849.00
| GVSOPT040 | Galaxy VS Interface Cable for X-ray equipment | https://www.se.com/us/en/product/GVSOPT040 |  |  | 27.56x157.87x78.74(in) 70.00x401.00x200.00(cent) | 1.05(kilos) 2.31(lbs) |  |  | 731304451174 | NAM ERP USD | 16-SEP-2025 | 199.99 | 01-NOV-2025 | 219.99
| GVSUPS10K0B4FS | Galaxy VS UPS 10kW 208V for up to 4 internal 9Ah smart modular battery strings, Start-up 5x8 | https://www.se.com/us/en/product/GVSUPS10K0B4FS | 208 3 PH | 208 3 PH | 66.14x25.20x38.98(in) 168.00x64.00x99.00(cent) | 200.00(kilos) 441.00(lbs) |  |  | 731304409762 | NAM ERP USD | 16-SEP-2025 | 16700.00 | 01-NOV-2025 | 18400.00
| GVSUPS10KB2FS | Galaxy VS UPS 10kW 208V, 1 internal 7Ah smart modular battery string, expandable to 2, Start-up 5x8 | https://www.se.com/us/en/product/GVSUPS10KB2FS | 208 3 PH | 208 3 PH | 66.14x25.20x38.98(in) 168.00x64.00x99.00(cent) | 270.00(kilos) 595.35(lbs) |  |  | 731304641629 | NAM ERP USD | 16-SEP-2025 | 17800.00 | 01-NOV-2025 | 19600.00
| GVSUPS10KB2HS | Galaxy VS UPS 10kW 400V, 1 internal 7Ah smart modular battery string, expandable to 2, Start-up 5x8 | https://www.se.com/us/en/product/GVSUPS10KB2HS | 400 3 PH | 400 3 PH | 66.54x25.20x38.98(in) 169.00x64.00x99.00(cent) | 270.00(kilos) 595.35(lbs) |  |  | 731304406709 | NAM ERP USD | 16-SEP-2025 | 21200.00 | 01-NOV-2025 | 23300.00
| GVSUPS10KB4FS | Galaxy VS UPS 10kW 208V, 1 internal 9Ah smart modular battery string, expandable to 4, Start-up 5x8 | https://www.se.com/us/en/product/GVSUPS10KB4FS | 208 3 PH | 208 3 PH | 66.14x25.20x38.98(in) 168.00x64.00x99.00(cent) | 490.00(kilos) 1080.45(lbs) |  |  | 731304641636 | NAM ERP USD | 16-SEP-2025 | 20200.00 | 01-NOV-2025 | 22200.00
| GVSUPS10KB4HS | Galaxy VS UPS 10kW 400V, 1 internal 9Ah smart modular battery string, expandable to 4, Start-up 5x8 | https://www.se.com/us/en/product/GVSUPS10KB4HS | 400 3 PH | 400 3 PH | 66.14x25.20x38.98(in) 168.00x64.00x99.00(cent) | 360.00(kilos) 793.80(lbs) |  |  | 731304406730 | NAM ERP USD | 16-SEP-2025 | 23300.00 | 01-NOV-2025 | 25700.00
| GVSUPS10KFS | Galaxy VS UPS 10kW 208V for External Batteries, Start-up 5x8 | https://www.se.com/us/en/product/GVSUPS10KFS | 208 3 PH | 208 3 PH | 66.14x25.20x38.98(in) 168.00x64.00x99.00(cent) | 235.00(kilos) 518.18(lbs) |  |  | 731304641643 | NAM ERP USD | 16-SEP-2025 | 16600.00 | 01-NOV-2025 | 18300.00
| GVSUPS10KFSUS | Galaxy VS UPS TAA Compliant 10kW 208V for External Batteries, Start-up 5x8 | https://www.se.com/us/en/product/GVSUPS10KFSUS | [6 empty] | 731304427407 | NAM ERP USD | 16-SEP-2025 | 18100.00 | 01-NOV-2025 | 19900.00
| GVSUPS10KR0B5FS | Galaxy VS UPS 10kW 208V with N+1 power module, for 5 smart modular 9Ah battery strings, Start-up 5x8 | https://www.se.com/us/en/product/GVSUPS10KR0B5FS | 208 3 PH | 208 3 PH | 77.56x33.35x21.65(in) 197.00x84.70x55.00(cent) | 250.00(kilos) 551.25(lbs) |  |  | 731304409830 | NAM ERP USD | 16-SEP-2025 | 24700.00 | 01-NOV-2025 | 27200.00
| GVSUPS10KRFS | Galaxy VS UPS 10kW 208V with N+1 power module for external batteries, Start-up 5x8 | https://www.se.com/us/en/product/GVSUPS10KRFS | 208 3 PH | 208 3 PH | 66.14x38.98x25.20(in) 168.00x99.00x64.00(cent) | 250.00(kilos) 551.25(lbs) |  |  | 731304418542 | NAM ERP USD | 16-SEP-2025 | 28600.00 | 01-NOV-2025 | 31500.00
| GVSUPS15K0B4FS | Galaxy VS UPS 15kW 208V for up to 4 internal 9Ah smart modular battery strings, Start-up 5x8 | https://www.se.com/us/en/product/GVSUPS15K0B4FS | 208 3 PH | 208 3 PH | 58.46x33.35x20.51(in) 148.50x84.70x52.10(cent) | 200.00(kilos) 441.00(lbs) |  |  | 731304409779 | NAM ERP USD | 16-SEP-2025 | 17800.00 | 01-NOV-2025 | 19600.00
| GVSUPS15KB2HS | Galaxy VS UPS 15kW 400V, 1 internal 7Ah smart modular battery string, expandable to 2, Start-up 5x8 | https://www.se.com/us/en/product/GVSUPS15KB2HS | 400 3 PH | 400 3 PH | 66.54x25.20x38.98(in) 169.00x64.00x99.00(cent) | 270.00(kilos) 595.35(lbs) |  |  | 731304406716 | NAM ERP USD | 16-SEP-2025 | 22300.00 | 01-NOV-2025 | 24500.00
| GVSUPS15KB4FS | Galaxy VS UPS 15kW 208V, 2 internal 9Ah smart modular battery strings, expandable to 4, Start-up 5x8 | https://www.se.com/us/en/product/GVSUPS15KB4FS | 208 3 PH | 208 3 PH | 66.14x25.20x38.98(in) 168.00x64.00x99.00(cent) | 490.00(kilos) 1080.45(lbs) |  |  | 731304641674 | NAM ERP USD | 16-SEP-2025 | 24800.00 | 01-NOV-2025 | 27300.00
| GVSUPS15KB4HS | Galaxy VS UPS 15kW 400V, 1 internal 9Ah smart modular battery string, expandable to 4, Start-up 5x8 | https://www.se.com/us/en/product/GVSUPS15KB4HS | 400 3 PH | 400 3 PH | 66.14x25.20x38.98(in) 168.00x64.00x99.00(cent) | 360.00(kilos) 793.80(lbs) |  |  | 731304641681 | NAM ERP USD | 16-SEP-2025 | 24600.00 | 01-NOV-2025 | 27000.00
| GVSUPS15KFS | Galaxy VS UPS 15kW 208V for External Batteries, Start-up 5x8 | https://www.se.com/us/en/product/GVSUPS15KFS | 208 3 PH | 208 3 PH | 66.14x25.20x38.98(in) 168.00x64.00x99.00(cent) | 235.00(kilos) 518.18(lbs) |  |  | 731304641698 | NAM ERP USD | 16-SEP-2025 | 18700.00 | 01-NOV-2025 | 20600.00
| GVSUPS15KFSUS | Galaxy VS UPS TAA Compliant 15kW 208V for External Batteries, Start-up 5x8 | https://www.se.com/us/en/product/GVSUPS15KFSUS | [6 empty] | 731304427414 | NAM ERP USD | 16-SEP-2025 | 20400.00 | 01-NOV-2025 | 22400.00
| GVSUPS15KR0B5FS | Galaxy VS UPS 15kW 208V with N+1 power module, for 5 smart modular 9Ah battery strings, Start-up 5x8 | https://www.se.com/us/en/product/GVSUPS15KR0B5FS | 208 3 PH | 208 3 PH | 77.56x33.35x21.65(in) 197.00x84.70x55.00(cent) | 250.00(kilos) 551.25(lbs) |  |  | 731304409847 | NAM ERP USD | 16-SEP-2025 | 26900.00 | 01-NOV-2025 | 29600.00
| GVSUPS15KRFS | Galaxy VS UPS 15kW 208V with N+1 power module for external batteries, Start-up 5x8 | https://www.se.com/us/en/product/GVSUPS15KRFS | 208 3 PH | 208 3 PH | 66.14x38.98x25.20(in) 168.00x99.00x64.00(cent) | 250.00(kilos) 551.25(lbs) |  |  | 731304418559 | NAM ERP USD | 16-SEP-2025 | 30600.00 | 01-NOV-2025 | 33700.00
| GVSUPS20K0B4FS | Galaxy VS UPS 20kW 208V for up to 4 internal 9Ah smart modular battery strings, Start-up 5x8 | https://www.se.com/us/en/product/GVSUPS20K0B4FS | 208 3 PH | 208 3 PH | 66.14x25.20x38.98(in) 168.00x64.00x99.00(cent) | 200.00(kilos) 441.00(lbs) |  |  | 731304409786 | NAM ERP USD | 16-SEP-2025 | 19500.00 | 01-NOV-2025 | 21400.00
| GVSUPS20K0B4GS | Galaxy VS UPS 20kW 480V for up to 4 internal 9Ah smart modular battery strings, Start-up 5x8 | https://www.se.com/us/en/product/GVSUPS20K0B4GS | 480 3 PH | 480 3 PH | 58.46x33.35x20.51(in) 148.50x84.70x52.10(cent) | 192.00(kilos) 423.36(lbs) |  |  | 731304409908 | NAM ERP USD | 16-SEP-2025 | 22300.00 | 01-NOV-2025 | 24500.00
| GVSUPS20K0B4HS | Galaxy VS UPS 20kW 400V for up to 4 internal 9Ah smart modular battery strings, Start-up 5x8 | https://www.se.com/us/en/product/GVSUPS20K0B4HS | 400 3 PH | 400 3 PH | 66.14x25.20x38.98(in) 168.00x64.00x99.00(cent) | 200.00(kilos) 441.00(lbs) |  |  | 731304410041 | NAM ERP USD | 16-SEP-2025 | 22300.00 | 01-NOV-2025 | 24500.00
| GVSUPS20K100B3H | Galaxy VS UPS 20kW with transformer, 480V Input 400V Output, with 2 modular battery strings expandable to 3 | https://www.se.com/us/en/product/GVSUPS20K100B3H |  | 400 3 PH | 787.40x236.22x354.33(in) 2000.00x600.00x900.00(cent) | 870.00(kilos) 1918.35(lbs) |  |  | 731304435204 | NAM ERP USD | 16-SEP-2025 | 73200.00 | 01-NOV-2025 | 80500.00
| GVSUPS20KB2GS | Galaxy VS UPS 20kW 480V, 1 internal 7Ah smart modular battery string, expandable to 2, Start-up 5x8 | https://www.se.com/us/en/product/GVSUPS20KB2GS | 480 3 PH | 480 3 PH | 66.14x25.20x38.98(in) 168.00x64.00x99.00(cent) | 270.00(kilos) 595.35(lbs) |  |  | 731304641704 | NAM ERP USD | 16-SEP-2025 | 23500.00 | 01-NOV-2025 | 25800.00
| GVSUPS20KB2HS | Galaxy VS UPS 20kW 400V, 1 internal 7Ah smart modular battery string, expandable to 2, Start-up 5x8 | https://www.se.com/us/en/product/GVSUPS20KB2HS | 400 3 PH | 400 3 PH | 66.54x25.20x38.98(in) 169.00x64.00x99.00(cent) | 270.00(kilos) 595.35(lbs) |  |  | 731304406723 | NAM ERP USD | 16-SEP-2025 | 23500.00 | 01-NOV-2025 | 25800.00
| GVSUPS20KB4FS | Galaxy VS UPS 20kW 208V, 2 internal 9Ah smart modular battery strings, expandable to 4, Start-up 5x8 | https://www.se.com/us/en/product/GVSUPS20KB4FS | 208 3 PH | 208 3 PH | 66.14x25.20x38.98(in) 168.00x64.00x99.00(cent) | 490.00(kilos) 1080.45(lbs) |  |  | 731304641711 | NAM ERP USD | 16-SEP-2025 | 26300.00 | 01-NOV-2025 | 29000.00
| GVSUPS20KB4GS | Galaxy VS UPS 20kW 480V, 1 internal 9Ah smart modular battery string, expandable to 4, Start-up 5x8 | https://www.se.com/us/en/product/GVSUPS20KB4GS | 480 3 PH | 480 3 PH | 66.14x25.20x38.98(in) 168.00x64.00x99.00(cent) | 490.00(kilos) 1080.45(lbs) |  |  | 731304641728 | NAM ERP USD | 16-SEP-2025 | 25800.00 | 01-NOV-2025 | 28400.00
| GVSUPS20KB4HS | Galaxy VS UPS 20kW 400V, 1 internal 9Ah smart modular battery string, expandable to 4, Start-up 5x8 | https://www.se.com/us/en/product/GVSUPS20KB4HS | 400 3 PH | 400 3 PH | 66.14x25.20x38.98(in) 168.00x64.00x99.00(cent) | 360.00(kilos) 793.80(lbs) |  |  | 731304406754 | NAM ERP USD | 16-SEP-2025 | 25800.00 | 01-NOV-2025 | 28400.00
| GVSUPS20KFS | Galaxy VS UPS 20kW 208V for External Batteries, Start-up 5x8 | https://www.se.com/us/en/product/GVSUPS20KFS | 208 3 PH | 208 3 PH | 66.14x25.20x38.98(in) 168.00x64.00x99.00(cent) | 235.00(kilos) 518.18(lbs) |  |  | 731304641735 | NAM ERP USD | 16-SEP-2025 | 19700.00 | 01-NOV-2025 | 21700.00
| GVSUPS20KFSUS | Galaxy VS UPS TAA Compliant 20kW 208V for External Batteries, Start-up 5x8 | https://www.se.com/us/en/product/GVSUPS20KFSUS | [6 empty] | 731304427421 | NAM ERP USD | 16-SEP-2025 | 21500.00 | 01-NOV-2025 | 23600.00
| GVSUPS20KGS | Galaxy VS UPS 20kW 480V for External Batteries, Start-up 5x8 | https://www.se.com/us/en/product/GVSUPS20KGS | 480 3 PH | 480 3 PH | 66.14x25.20x38.98(in) 168.00x64.00x99.00(cent) | 235.00(kilos) 518.18(lbs) |  |  | 731304641742 | NAM ERP USD | 16-SEP-2025 | 23800.00 | 01-NOV-2025 | 26200.00
| GVSUPS20KGSUS | Galaxy VS UPS TAA Compliant 20kW 480V for External Batteries, Start-up 5x8 | https://www.se.com/us/en/product/GVSUPS20KGSUS | [6 empty] | 731304427339 | NAM ERP USD | 16-SEP-2025 | 26000.00 | 01-NOV-2025 | 28600.00
| GVSUPS20KHS | Galaxy VS UPS 20kW 400V for External Batteries, Start-up 5x8 | https://www.se.com/us/en/product/GVSUPS20KHS | 400 3 PH | 400 3 PH | 66.14x25.20x38.98(in) 168.00x64.00x99.00(cent) | 235.00(kilos) 518.18(lbs) |  |  | 731304342670 | NAM ERP USD | 16-SEP-2025 | 23800.00 | 01-NOV-2025 | 26200.00
| GVSUPS20KMHS | Galaxy VS UPS 20kW 400V for external batteries, halogen-free cables, marine certified, Start-up 5x8 | https://www.se.com/us/en/product/GVSUPS20KMHS | 400 3 PH | 400 3 PH | 66.14x25.20x38.98(in) 168.00x64.00x99.00(cent) | 250.00(kilos) 551.25(lbs) |  |  | 731304418337 | NAM ERP USD | 16-SEP-2025 | 25600.00 | 01-NOV-2025 | 28100.00
| GVSUPS20KR0B5FS | Galaxy VS UPS 20kW 208V with N+1 power module, for 5 smart modular 9Ah battery strings, Start-up 5x8 | https://www.se.com/us/en/product/GVSUPS20KR0B5FS | 208 3 PH | 208 3 PH | 81.97x29.72x39.76(in) 208.20x75.50x101.00(cent) | 250.00(kilos) 551.25(lbs) |  |  | 731304409854 | NAM ERP USD | 16-SEP-2025 | 29400.00 | 01-NOV-2025 | 32400.00
| GVSUPS20KR0B5GS | Galaxy VS UPS 20kW 480V with N+1 power module, for 5 smart modular 9Ah battery strings, Start-up 5x8 | https://www.se.com/us/en/product/GVSUPS20KR0B5GS | 480 3 PH | 480 3 PH | 81.97x29.72x39.76(in) 208.20x75.50x101.00(cent) | 250.00(kilos) 551.25(lbs) |  |  | 731304409977 | NAM ERP USD | 16-SEP-2025 | 30900.00 | 01-NOV-2025 | 34000.00
| GVSUPS20KR0B5HS | Galaxy VS UPS 20kW 400V with N+1 power module, for 5 smart modular 9Ah battery strings, Start-up 5x8 | https://www.se.com/us/en/product/GVSUPS20KR0B5HS | 400 3 PH | 400 3 PH | 81.97x29.72x39.76(in) 208.20x75.50x101.00(cent) | 250.00(kilos) 551.25(lbs) |  |  | 731304410119 | NAM ERP USD | 16-SEP-2025 | 30900.00 | 01-NOV-2025 | 34000.00
| GVSUPS20KRFS | Galaxy VS UPS 20kW 208V with N+1 power module for external batteries, Start-up 5x8 | https://www.se.com/us/en/product/GVSUPS20KRFS | 208 3 PH | 208 3 PH | 66.14x38.98x25.20(in) 168.00x99.00x64.00(cent) | 250.00(kilos) 551.25(lbs) |  |  | 731304418566 | NAM ERP USD | 16-SEP-2025 | 31600.00 | 01-NOV-2025 | 34800.00
| GVSUPS20KRGS | Galaxy VS UPS 20kW 480V with N+1 power module for external batteries, Start-up 5x8 | https://www.se.com/us/en/product/GVSUPS20KRGS | 480 3 PH | 480 3 PH | 66.14x38.98x25.20(in) 168.00x99.00x64.00(cent) | 250.00(kilos) 551.25(lbs) |  |  | 731304418474 | NAM ERP USD | 16-SEP-2025 | 35600.00 | 01-NOV-2025 | 39100.00
| GVSUPS20KRHS | Galaxy VS UPS 20kW 400V with N+1 power module for external batteries, Start-up 5x8 | https://www.se.com/us/en/product/GVSUPS20KRHS | 400 3 PH | 400 3 PH | 66.14x25.20x38.98(in) 168.00x64.00x99.00(cent) | 250.00(kilos) 551.25(lbs) |  |  | 731304418269 | NAM ERP USD | 16-SEP-2025 | 35600.00 | 01-NOV-2025 | 39100.00
| GVSUPS25K0B4FS | Galaxy VS UPS 25kW 208V for up to 4 internal 9Ah smart modular battery strings, Start-up 5x8 | https://www.se.com/us/en/product/GVSUPS25K0B4FS | 208 3 PH | 208 3 PH | 66.14x25.20x38.98(in) 168.00x64.00x99.00(cent) | 200.00(kilos) 441.00(lbs) |  |  | 731304409793 | NAM ERP USD | 16-SEP-2025 | 21700.00 | 01-NOV-2025 | 23900.00
| GVSUPS25K75FS | Galaxy VS UPS 25kW 208V scalable to 75kW for external batteries, Start-up 5x8 | https://www.se.com/us/en/product/GVSUPS25K75FS | 208 3 PH | 208 3 PH | 66.14x25.20x38.98(in) 168.00x64.00x99.00(cent) | 250.00(kilos) 551.25(lbs) |  |  | 731304418627 | NAM ERP USD | 16-SEP-2025 | 24700.00 | 01-NOV-2025 | 27200.00
| GVSUPS25KB4FS | Galaxy VS UPS 25kW 208V, 2 internal 9Ah smart modular battery strings, expandable to 4, Start-up 5x8 | https://www.se.com/us/en/product/GVSUPS25KB4FS | 208 3 PH | 208 3 PH | 66.14x25.20x38.98(in) 168.00x64.00x99.00(cent) | 490.00(kilos) 1080.45(lbs) |  |  | 731304641759 | NAM ERP USD | 16-SEP-2025 | 27500.00 | 01-NOV-2025 | 30200.00
| GVSUPS25KFS | Galaxy VS UPS 25kW 208V for External Batteries, Start-up 5x8 | https://www.se.com/us/en/product/GVSUPS25KFS | 208 3 PH | 208 3 PH | 66.14x25.20x38.98(in) 168.00x64.00x99.00(cent) | 235.00(kilos) 518.18(lbs) |  |  | 731304641766 | NAM ERP USD | 16-SEP-2025 | 20800.00 | 01-NOV-2025 | 22800.00
| GVSUPS25KFSUS | Galaxy VS UPS TAA Compliant 25kW 208V for External Batteries, Start-up 5x8 | https://www.se.com/us/en/product/GVSUPS25KFSUS | 208 3 PH | 208 3 PH |  |  |  |  | 731304427438 | NAM ERP USD | 16-SEP-2025 | 22600.00 | 01-NOV-2025 | 24900.00
| GVSUPS25KR0B5FS | Galaxy VS UPS 25kW 208V with N+1 power module, for 5 smart modular 9Ah battery strings, Start-up 5x8 | https://www.se.com/us/en/product/GVSUPS25KR0B5FS | 208 3 PH | 208 3 PH | 81.97x29.72x39.76(in) 208.20x75.50x101.00(cent) | 250.00(kilos) 551.25(lbs) |  |  | 731304409861 | NAM ERP USD | 16-SEP-2025 | 32800.00 | 01-NOV-2025 | 36100.00
| GVSUPS25KRFS | Galaxy VS UPS 25kW 208V with N+1 power module for external batteries, Start-up 5x8 | https://www.se.com/us/en/product/GVSUPS25KRFS | 208 3 PH | 208 3 PH | 58.46x33.35x20.51(in) 148.50x84.70x52.10(cent) | 250.00(kilos) 551.25(lbs) |  |  | 731304418573 | NAM ERP USD | 16-SEP-2025 | 32600.00 | 01-NOV-2025 | 35900.00
| GVSUPS30K0B4GS | Galaxy VS UPS 30kW 480V for up to 4 internal 9Ah smart modular battery strings, Start-up 5x8 | https://www.se.com/us/en/product/GVSUPS30K0B4GS | 480 3 PH | 480 3 PH | 66.14x25.20x38.98(in) 168.00x64.00x99.00(cent) | 200.00(kilos) 441.00(lbs) |  |  | 731304409915 | NAM ERP USD | 16-SEP-2025 | 25400.00 | 01-NOV-2025 | 28000.00
| GVSUPS30K0B4HS | Galaxy VS UPS 30kW 400V for up to 4 internal 9Ah smart modular battery strings, Start-up 5x8 | https://www.se.com/us/en/product/GVSUPS30K0B4HS | 400 3 PH | 400 3 PH | 66.14x25.20x38.98(in) 168.00x64.00x99.00(cent) | 200.00(kilos) 441.00(lbs) |  |  | 731304410058 | NAM ERP USD | 16-SEP-2025 | 25400.00 | 01-NOV-2025 | 28000.00
| GVSUPS30K0B5FS | Galaxy VS UPS 30kW 208V for up to 5 internal 9Ah smart modular battery strings, Start-up 5x8 | https://www.se.com/us/en/product/GVSUPS30K0B5FS | 208 3 PH | 208 3 PH | 77.56x33.35x21.65(in) 197.00x84.70x55.00(cent) | 250.00(kilos) 551.25(lbs) |  |  | 731304409809 | NAM ERP USD | 16-SEP-2025 | 23700.00 | 01-NOV-2025 | 26000.00
| GVSUPS30KB4GS | Galaxy VS UPS 30kW 480V, 2 internal 9Ah smart modular battery strings, expandable to 4, Start-up 5x8 | https://www.se.com/us/en/product/GVSUPS30KB4GS | 480 3 PH | 480 3 PH | 66.14x25.20x38.98(in) 168.00x64.00x99.00(cent) | 490.00(kilos) 1080.45(lbs) |  |  | 731304641773 | NAM ERP USD | 16-SEP-2025 | 30500.00 | 01-NOV-2025 | 33500.00
| GVSUPS30KB4HS | Galaxy VS UPS 30kW 400V, 2 internal 9Ah smart modular battery strings, expandable to 4, Start-up 5x8 | https://www.se.com/us/en/product/GVSUPS30KB4HS | 400 3 PH | 400 3 PH | 66.14x25.20x38.98(in) 168.00x64.00x99.00(cent) | 490.00(kilos) 1080.45(lbs) |  |  | 731304641780 | NAM ERP USD | 16-SEP-2025 | 30500.00 | 01-NOV-2025 | 33500.00
| GVSUPS30KB5FS | Galaxy VS UPS 30kW 208V, 3 internal 9Ah smart modular battery strings, expandable to 5, Start-up 5x8 | https://www.se.com/us/en/product/GVSUPS30KB5FS | 208 3 PH | 208 3 PH | 77.56x33.35x21.65(in) 197.00x84.70x55.00(cent) | 665.00(kilos) 1466.33(lbs) |  |  | 731304409731 | NAM ERP USD | 16-SEP-2025 | 36400.00 | 01-NOV-2025 | 40100.00
| GVSUPS30KFS | Galaxy VS UPS 30kW 208V for External Batteries, Start-up 5x8 | https://www.se.com/us/en/product/GVSUPS30KFS | 208 3 PH | 208 3 PH | 66.14x25.20x38.98(in) 168.00x64.00x99.00(cent) | 275.00(kilos) 606.38(lbs) |  |  | 731304641797 | NAM ERP USD | 16-SEP-2025 | 27200.00 | 01-NOV-2025 | 30000.00
| GVSUPS30KFSUS | Galaxy VS UPS TAA Compliant 30kW 208V for External Batteries, Start-up 5x8 | https://www.se.com/us/en/product/GVSUPS30KFSUS | 208 3 PH | 208 3 PH |  |  |  |  | 731304427445 | NAM ERP USD | 16-SEP-2025 | 29700.00 | 01-NOV-2025 | 32700.00
| GVSUPS30KGS | Galaxy VS UPS 30kW 480V for External Batteries, Start-up 5x8 | https://www.se.com/us/en/product/GVSUPS30KGS | 480 3 PH | 480 3 PH | 66.14x25.20x38.98(in) 168.00x64.00x99.00(cent) | 235.00(kilos) 518.18(lbs) |  |  | 731304641803 | NAM ERP USD | 16-SEP-2025 | 25400.00 | 01-NOV-2025 | 27900.00
| GVSUPS30KGSUS | Galaxy VS UPS TAA Compliant 30kW 480V for External Batteries, Start-up 5x8 | https://www.se.com/us/en/product/GVSUPS30KGSUS | [6 empty] | 731304427346 | NAM ERP USD | 16-SEP-2025 | 27700.00 | 01-NOV-2025 | 30500.00
| GVSUPS30KHS | Galaxy VS UPS 30kW 400V for External Batteries, Start-up 5x8 | https://www.se.com/us/en/product/GVSUPS30KHS | 400 3 PH | 400 3 PH | 66.14x25.20x38.98(in) 168.00x64.00x99.00(cent) | 235.00(kilos) 518.18(lbs) |  |  | 731304342717 | NAM ERP USD | 16-SEP-2025 | 25400.00 | 01-NOV-2025 | 27900.00
| GVSUPS30KMHS | Galaxy VS UPS 30kW 400V for external batteries, halogen-free cables, marine certified, Start-up 5x8 | https://www.se.com/us/en/product/GVSUPS30KMHS | 400 3 PH | 400 3 PH | 66.14x25.20x38.98(in) 168.00x64.00x99.00(cent) | 250.00(kilos) 551.25(lbs) |  |  | 731304418344 | NAM ERP USD | 16-SEP-2025 | 27200.00 | 01-NOV-2025 | 29900.00
| GVSUPS30KR0B5GS | Galaxy VS UPS 30kW 480V with N+1 power module, for 5 smart modular 9Ah battery strings, Start-up 5x8 | https://www.se.com/us/en/product/GVSUPS30KR0B5GS | 480 3 PH | 480 3 PH | 81.97x29.72x39.76(in) 208.20x75.50x101.00(cent) | 250.00(kilos) 551.25(lbs) |  |  | 731304409984 | NAM ERP USD | 16-SEP-2025 | 35800.00 | 01-NOV-2025 | 39400.00
| GVSUPS30KR0B5HS | Galaxy VS UPS 30kW 400V with N+1 power module, for 5 smart modular 9Ah battery strings, Start-up 5x8 | https://www.se.com/us/en/product/GVSUPS30KR0B5HS | 400 3 PH | 400 3 PH | 81.97x29.72x39.76(in) 208.20x75.50x101.00(cent) | 250.00(kilos) 551.25(lbs) |  |  | 731304410126 | NAM ERP USD | 16-SEP-2025 | 35800.00 | 01-NOV-2025 | 39400.00
| GVSUPS30KRFS | Galaxy VS UPS 30kW 208V with N+1 power module for external batteries, Start-up 5x8 | https://www.se.com/us/en/product/GVSUPS30KRFS | 208 3 PH | 208 3 PH | 66.14x38.98x25.20(in) 168.00x99.00x64.00(cent) | 250.00(kilos) 551.25(lbs) |  |  | 731304418580 | NAM ERP USD | 16-SEP-2025 | 38900.00 | 01-NOV-2025 | 42800.00
| GVSUPS30KRGS | Galaxy VS UPS 30kW 480V with N+1 power module for external batteries, Start-up 5x8 | https://www.se.com/us/en/product/GVSUPS30KRGS | 480 3 PH | 480 3 PH | 58.46x33.35x20.51(in) 148.50x84.70x52.10(cent) | 250.00(kilos) 551.25(lbs) |  |  | 731304418481 | NAM ERP USD | 16-SEP-2025 | 37100.00 | 01-NOV-2025 | 40800.00
| GVSUPS30KRHS | Galaxy VS UPS 30kW 400V with N+1 power module for external batteries, Start-up 5x8 | https://www.se.com/us/en/product/GVSUPS30KRHS | 400 3 PH | 400 3 PH | 66.14x25.20x38.98(in) 168.00x64.00x99.00(cent) | 250.00(kilos) 551.25(lbs) |  |  | 731304418276 | NAM ERP USD | 16-SEP-2025 | 37100.00 | 01-NOV-2025 | 40800.00
| GVSUPS40K0B4GS | Galaxy VS UPS 40kW 480V for up to 4 internal 9Ah smart modular battery strings, Start-up 5x8 | https://www.se.com/us/en/product/GVSUPS40K0B4GS | 480 3 PH | 480 3 PH | 66.14x25.20x38.98(in) 168.00x64.00x99.00(cent) | 200.00(kilos) 441.00(lbs) |  |  | 731304409922 | NAM ERP USD | 16-SEP-2025 | 27800.00 | 01-NOV-2025 | 30600.00
| GVSUPS40K0B4HS | Galaxy VS UPS 40kW 400V for up to 4 internal 9Ah smart modular battery strings, Start-up 5x8 | https://www.se.com/us/en/product/GVSUPS40K0B4HS | 400 3 PH | 400 3 PH | 66.14x25.20x38.98(in) 168.00x64.00x99.00(cent) | 200.00(kilos) 441.00(lbs) |  |  | 731304410065 | NAM ERP USD | 16-SEP-2025 | 27800.00 | 01-NOV-2025 | 30600.00
| GVSUPS40K0B5FS | Galaxy VS UPS 40kW 208V for up to 5 internal 9Ah smart modular battery strings, Start-up 5x8 | https://www.se.com/us/en/product/GVSUPS40K0B5FS | 208 3 PH | 208 3 PH | 81.97x29.72x39.76(in) 208.20x75.50x101.00(cent) | 250.00(kilos) 551.25(lbs) |  |  | 731304409816 | NAM ERP USD | 16-SEP-2025 | 28100.00 | 01-NOV-2025 | 31000.00
| GVSUPS40KB4GS | Galaxy VS UPS 40kW 480V, 2 internal 9Ah smart modular battery strings, expandable to 4, Start-up 5x8 | https://www.se.com/us/en/product/GVSUPS40KB4GS | 480 3 PH | 480 3 PH | 66.14x25.20x38.98(in) 168.00x64.00x99.00(cent) | 490.00(kilos) 1080.45(lbs) |  |  | 731304641810 | NAM ERP USD | 16-SEP-2025 | 34500.00 | 01-NOV-2025 | 37900.00
| GVSUPS40KB4HS | Galaxy VS UPS 40kW 400V, 2 internal 9Ah smart modular battery strings, expandable to 4, Start-up 5x8 | https://www.se.com/us/en/product/GVSUPS40KB4HS | 400 3 PH | 400 3 PH | 66.14x25.20x38.98(in) 168.00x64.00x99.00(cent) | 490.00(kilos) 1080.45(lbs) |  |  | 731304406778 | NAM ERP USD | 16-SEP-2025 | 34500.00 | 01-NOV-2025 | 37900.00
| GVSUPS40KB5FS | Galaxy VS UPS 40kW 208V, 3 internal 9Ah smart modular battery strings, expandable to 5, Start-up 5x8 | https://www.se.com/us/en/product/GVSUPS40KB5FS | 208 3 PH | 208 3 PH | 77.56x33.35x21.65(in) 197.00x84.70x55.00(cent) | 680.00(kilos) 1499.40(lbs) |  |  | 731304409748 | NAM ERP USD | 16-SEP-2025 | 41500.00 | 01-NOV-2025 | 45700.00
| GVSUPS40KFS | Galaxy VS UPS 40kW 208V for External Batteries, Start-up 5x8 | https://www.se.com/us/en/product/GVSUPS40KFS | 208 3 PH | 208 3 PH | 66.14x25.20x38.98(in) 168.00x64.00x99.00(cent) | 275.00(kilos) 606.38(lbs) |  |  | 731304641827 | NAM ERP USD | 16-SEP-2025 | 30300.00 | 01-NOV-2025 | 33300.00
| GVSUPS40KFSUS | Galaxy VS UPS TAA Compliant 40kW 208V for External Batteries, Start-up 5x8 | https://www.se.com/us/en/product/GVSUPS40KFSUS | 208 3 PH | 208 3 PH |  |  |  |  | 731304427452 | NAM ERP USD | 16-SEP-2025 | 33000.00 | 01-NOV-2025 | 36300.00
| GVSUPS40KGS | Galaxy VS UPS 40kW 480V for External Batteries, Start-up 5x8 | https://www.se.com/us/en/product/GVSUPS40KGS | 480 3 PH | 480 3 PH | 66.14x25.20x38.98(in) 168.00x64.00x99.00(cent) | 235.00(kilos) 518.18(lbs) |  |  | 731304641834 | NAM ERP USD | 16-SEP-2025 | 28000.00 | 01-NOV-2025 | 30700.00
| GVSUPS40KGSUS | Galaxy VS UPS TAA Compliant 40kW 480V for External Batteries, Start-up 5x8 | https://www.se.com/us/en/product/GVSUPS40KGSUS | [6 empty] | 731304427353 | NAM ERP USD | 16-SEP-2025 | 30500.00 | 01-NOV-2025 | 33500.00
| GVSUPS40KHS | Galaxy VS UPS 40kW 400V for External Batteries, Start-up 5x8 | https://www.se.com/us/en/product/GVSUPS40KHS | 400 3 PH | 400 3 PH | 66.14x25.20x38.98(in) 168.00x64.00x99.00(cent) | 235.00(kilos) 518.18(lbs) |  |  | 731304342748 | NAM ERP USD | 16-SEP-2025 | 28000.00 | 01-NOV-2025 | 30700.00
| GVSUPS40KMHS | Galaxy VS UPS 40kW 400V for external batteries, halogen-free cables, marine certified, Start-up 5x8 | https://www.se.com/us/en/product/GVSUPS40KMHS | 400 3 PH | 400 3 PH | 66.14x25.20x38.98(in) 168.00x64.00x99.00(cent) | 250.00(kilos) 551.25(lbs) |  |  | 731304418351 | NAM ERP USD | 16-SEP-2025 | 29700.00 | 01-NOV-2025 | 32700.00
| GVSUPS40KR0B5GS | Galaxy VS UPS 40kW 480V with N+1 power module, for 5 smart modular 9Ah battery strings, Start-up 5x8 | https://www.se.com/us/en/product/GVSUPS40KR0B5GS | 480 3 PH | 480 3 PH | 77.56x33.35x21.65(in) 197.00x84.70x55.00(cent) | 250.00(kilos) 551.25(lbs) |  |  | 731304409991 | NAM ERP USD | 16-SEP-2025 | 39200.00 | 01-NOV-2025 | 43100.00
| GVSUPS40KR0B5HS | Galaxy VS UPS 40kW 400V with N+1 power module, for 5 smart modular 9Ah battery strings, Start-up 5x8 | https://www.se.com/us/en/product/GVSUPS40KR0B5HS | 400 3 PH | 400 3 PH | 81.97x29.72x39.76(in) 208.20x75.50x101.00(cent) | 250.00(kilos) 551.25(lbs) |  |  | 731304410133 | NAM ERP USD | 16-SEP-2025 | 39200.00 | 01-NOV-2025 | 43100.00
| GVSUPS40KRFS | Galaxy VS UPS 40kW 208V with N+1 power module for external batteries, Start-up 5x8 | https://www.se.com/us/en/product/GVSUPS40KRFS | 208 3 PH | 208 3 PH | 66.14x38.98x25.20(in) 168.00x99.00x64.00(cent) | 250.00(kilos) 551.25(lbs) |  |  | 731304418597 | NAM ERP USD | 16-SEP-2025 | 41800.00 | 01-NOV-2025 | 46000.00
| GVSUPS40KRGS | Galaxy VS UPS 40kW 480V with N+1 power module for external batteries, Start-up 5x8 | https://www.se.com/us/en/product/GVSUPS40KRGS | 480 3 PH | 480 3 PH | 66.14x38.98x25.20(in) 168.00x99.00x64.00(cent) | 250.00(kilos) 551.25(lbs) |  |  | 731304418498 | NAM ERP USD | 16-SEP-2025 | 39600.00 | 01-NOV-2025 | 43600.00
| GVSUPS40KRHS | Galaxy VS UPS 40kW 400V with N+1 power module for external batteries, Start-up 5x8 | https://www.se.com/us/en/product/GVSUPS40KRHS | 400 3 PH | 400 3 PH | 66.14x25.20x38.98(in) 168.00x64.00x99.00(cent) | 250.00(kilos) 551.25(lbs) |  |  | 731304418283 | NAM ERP USD | 16-SEP-2025 | 39600.00 | 01-NOV-2025 | 43600.00
| GVSUPS50K0B4GS | Galaxy VS UPS 50kW 480V for up to 4 internal 9Ah smart modular battery strings, Start-up 5x8 | https://www.se.com/us/en/product/GVSUPS50K0B4GS | 480 3 PH | 480 3 PH | 66.14x25.20x38.98(in) 168.00x64.00x99.00(cent) | 200.00(kilos) 441.00(lbs) |  |  | 731304409939 | NAM ERP USD | 16-SEP-2025 | 31000.00 | 01-NOV-2025 | 34100.00
| GVSUPS50K0B4HS | Galaxy VS UPS 50kW 400V for up to 4 internal 9Ah smart modular battery strings, Start-up 5x8 | https://www.se.com/us/en/product/GVSUPS50K0B4HS | 400 3 PH | 400 3 PH | 66.14x25.20x38.98(in) 168.00x64.00x99.00(cent) | 200.00(kilos) 441.00(lbs) |  |  | 731304410072 | NAM ERP USD | 16-SEP-2025 | 31000.00 | 01-NOV-2025 | 34100.00
| GVSUPS50K0B5FS | Galaxy VS UPS 50kW 208V for up to 5 internal 9Ah smart modular battery strings, Start-up 5x8 | https://www.se.com/us/en/product/GVSUPS50K0B5FS | 208 3 PH | 208 3 PH | 81.97x29.72x39.76(in) 208.20x75.50x101.00(cent) | 250.00(kilos) 551.25(lbs) |  |  | 731304409823 | NAM ERP USD | 16-SEP-2025 | 31100.00 | 01-NOV-2025 | 34300.00
| GVSUPS50K150GS | Galaxy VS UPS 50kW 480V scalable to 150kW for external batteries, Start-up 5x8 | https://www.se.com/us/en/product/GVSUPS50K150GS | 480 3 PH | 480 3 PH | 66.14x25.20x38.98(in) 168.00x64.00x99.00(cent) | 250.00(kilos) 551.25(lbs) |  |  | 731304418610 | NAM ERP USD | 16-SEP-2025 | 34800.00 | 01-NOV-2025 | 38200.00
| GVSUPS50K150HS | Galaxy VS UPS 50kW 400V scalable to 150kW for external batteries, Start-up 5x8 | https://www.se.com/us/en/product/GVSUPS50K150HS | 400 3 PH | 400 3 PH | 66.14x25.20x38.98(in) 168.00x64.00x99.00(cent) | 250.00(kilos) 551.25(lbs) |  |  | 731304418429 | NAM ERP USD | 16-SEP-2025 | 34800.00 | 01-NOV-2025 | 38200.00
| GVSUPS50KB4GS | Galaxy VS UPS 50kW 480V, 2 internal 9Ah smart modular battery strings, expandable to 4, Start-up 5x8 | https://www.se.com/us/en/product/GVSUPS50KB4GS | 480 3 PH | 480 3 PH | 66.14x25.20x38.98(in) 168.00x64.00x99.00(cent) | 490.00(kilos) 1080.45(lbs) |  |  | 731304641841 | NAM ERP USD | 16-SEP-2025 | 38100.00 | 01-NOV-2025 | 41900.00
| GVSUPS50KB4HS | Galaxy VS UPS 50kW 400V, 2 internal 9Ah smart modular battery strings, expandable to 4, Start-up 5x8 | https://www.se.com/us/en/product/GVSUPS50KB4HS | 400 3 PH | 400 3 PH | 66.14x25.20x38.98(in) 168.00x64.00x99.00(cent) | 490.00(kilos) 1080.45(lbs) |  |  | 731304406785 | NAM ERP USD | 16-SEP-2025 | 38100.00 | 01-NOV-2025 | 41900.00
| GVSUPS50KB5FS | Galaxy VS UPS 50kW 208V, 3 internal 9Ah smart modular battery strings, expandable to 5, Start-up 5x8 | https://www.se.com/us/en/product/GVSUPS50KB5FS | 208 3 PH | 208 3 PH | 77.56x33.35x21.65(in) 197.00x84.70x55.00(cent) | 680.00(kilos) 1499.40(lbs) |  |  | 731304409755 | NAM ERP USD | 16-SEP-2025 | 45000.00 | 01-NOV-2025 | 49500.00
| GVSUPS50KFS | Galaxy VS UPS 50kW 208V for External Batteries, Start-up 5x8 | https://www.se.com/us/en/product/GVSUPS50KFS | 208 3 PH | 208 3 PH | 66.14x25.20x38.98(in) 168.00x64.00x99.00(cent) | 275.00(kilos) 606.38(lbs) |  |  | 731304641858 | NAM ERP USD | 16-SEP-2025 | 34400.00 | 01-NOV-2025 | 37800.00
| GVSUPS50KFSUS | Galaxy VS UPS TAA Compliant 50kW 208V for External Batteries, Start-up 5x8 | https://www.se.com/us/en/product/GVSUPS50KFSUS | 208 3 PH | 208 3 PH |  |  |  |  | 731304427469 | NAM ERP USD | 16-SEP-2025 | 37500.00 | 01-NOV-2025 | 41200.00
| GVSUPS50KGS | Galaxy VS UPS 50kW 480V for External Batteries, Start-up 5x8 | https://www.se.com/us/en/product/GVSUPS50KGS | 480 3 PH | 480 3 PH | 66.14x25.20x38.98(in) 168.00x64.00x99.00(cent) | 235.00(kilos) 518.18(lbs) |  |  | 731304641865 | NAM ERP USD | 16-SEP-2025 | 31800.00 | 01-NOV-2025 | 34900.00
| GVSUPS50KGSUS | Galaxy VS UPS TAA Compliant 50kW 480V for External Batteries, Start-up 5x8 | https://www.se.com/us/en/product/GVSUPS50KGSUS | [6 empty] | 731304427360 | NAM ERP USD | 16-SEP-2025 | 34600.00 | 01-NOV-2025 | 38100.00
| GVSUPS50KHS | Galaxy VS UPS 50kW 400V for External Batteries, Start-up 5x8 | https://www.se.com/us/en/product/GVSUPS50KHS | 400 3 PH | 400 3 PH | 66.14x25.20x38.98(in) 168.00x64.00x99.00(cent) | 235.00(kilos) 518.18(lbs) |  |  | 731304342786 | NAM ERP USD | 16-SEP-2025 | 31800.00 | 01-NOV-2025 | 34900.00
| GVSUPS50KMHS | Galaxy VS UPS 50kW 400V for external batteries, halogen-free cables, marine certified, Start-up 5x8 | https://www.se.com/us/en/product/GVSUPS50KMHS | 400 3 PH | 400 3 PH | 66.14x25.20x38.98(in) 168.00x64.00x99.00(cent) | 250.00(kilos) 551.25(lbs) |  |  | 731304418368 | NAM ERP USD | 16-SEP-2025 | 33500.00 | 01-NOV-2025 | 36900.00
| GVSUPS50KR0B5GS | Galaxy VS UPS 50kW 480V with N+1 power module, for 5 smart modular 9Ah battery strings, Start-up 5x8 | https://www.se.com/us/en/product/GVSUPS50KR0B5GS | 480 3 PH | 480 3 PH | 81.97x29.72x39.76(in) 208.20x75.50x101.00(cent) | 250.00(kilos) 551.25(lbs) |  |  | 731304410003 | NAM ERP USD | 16-SEP-2025 | 43800.00 | 01-NOV-2025 | 48200.00
| GVSUPS50KR0B5HS | Galaxy VS UPS 50kW 400V with N+1 power module, for 5 smart modular 9Ah battery strings, Start-up 5x8 | https://www.se.com/us/en/product/GVSUPS50KR0B5HS | 400 3 PH | 400 3 PH | 81.97x29.72x39.76(in) 208.20x75.50x101.00(cent) | 250.00(kilos) 551.25(lbs) |  |  | 731304410140 | NAM ERP USD | 16-SEP-2025 | 43800.00 | 01-NOV-2025 | 48200.00
| GVSUPS50KRFS | Galaxy VS UPS 50kW 208V with N+1 power module for external batteries, Start-up 5x8 | https://www.se.com/us/en/product/GVSUPS50KRFS | 208 3 PH | 208 3 PH | 66.14x38.98x25.20(in) 168.00x99.00x64.00(cent) | 250.00(kilos) 551.25(lbs) |  |  | 731304418603 | NAM ERP USD | 16-SEP-2025 | 45900.00 | 01-NOV-2025 | 50400.00
| GVSUPS50KRGS | Galaxy VS UPS 50kW 480V with N+1 power module for external batteries, Start-up 5x8 | https://www.se.com/us/en/product/GVSUPS50KRGS | 480 3 PH | 480 3 PH | 66.14x38.98x25.20(in) 168.00x99.00x64.00(cent) | 250.00(kilos) 551.25(lbs) |  |  | 731304418504 | NAM ERP USD | 16-SEP-2025 | 43300.00 | 01-NOV-2025 | 47600.00
| GVSUPS50KRHS | Galaxy VS UPS 50kW 400V with N+1 power module for external batteries, Start-up 5x8 | https://www.se.com/us/en/product/GVSUPS50KRHS | 400 3 PH | 400 3 PH | 66.14x25.20x38.98(in) 168.00x64.00x99.00(cent) | 250.00(kilos) 551.25(lbs) |  |  | 731304418290 | NAM ERP USD | 16-SEP-2025 | 43300.00 | 01-NOV-2025 | 47600.00
| GVSUPS60K0B5GS | Galaxy VS UPS 60kW 480V for up to 5 internal 9Ah smart modular battery strings, Start-up 5x8 | https://www.se.com/us/en/product/GVSUPS60K0B5GS | 480 3 PH | 480 3 PH | 77.56x33.35x21.65(in) 197.00x84.70x55.00(cent) | 250.00(kilos) 551.25(lbs) |  |  | 731304409946 | NAM ERP USD | 16-SEP-2025 | 33800.00 | 01-NOV-2025 | 37200.00
| GVSUPS60K0B5HS | Galaxy VS UPS 60kW 400V for up to 5 internal 9Ah smart modular battery strings, Start-up 5x8 | https://www.se.com/us/en/product/GVSUPS60K0B5HS | 400 3 PH | 400 3 PH | 81.97x29.72x39.76(in) 208.20x75.50x101.00(cent) | 250.00(kilos) 551.25(lbs) |  |  | 731304410089 | NAM ERP USD | 16-SEP-2025 | 33800.00 | 01-NOV-2025 | 37200.00
| GVSUPS60KB5GS | Galaxy VS UPS 60kW 480V, 3 internal 9Ah smart modular battery strings, expandable to 5, Start-up 5x8 | https://www.se.com/us/en/product/GVSUPS60KB5GS | 480 3 PH | 480 3 PH | 81.97x29.72x39.76(in) 208.20x75.50x101.00(cent) | 690.00(kilos) 1521.45(lbs) |  |  | 731304409878 | NAM ERP USD | 16-SEP-2025 | 45500.00 | 01-NOV-2025 | 50100.00
| GVSUPS60KB5HS | Galaxy VS UPS 60kW 400V, 3 internal 9Ah smart modular battery strings, expandable to 5, Start-up 5x8 | https://www.se.com/us/en/product/GVSUPS60KB5HS | 400 3 PH | 400 3 PH | 81.97x29.72x39.76(in) 208.20x75.50x101.00(cent) | 270.00(kilos) 595.35(lbs) |  |  | 731304410010 | NAM ERP USD | 16-SEP-2025 | 45500.00 | 01-NOV-2025 | 50100.00
| GVSUPS60KFS | Galaxy VS 60kW 208V for external batteries, Start-up 5x8 | https://www.se.com/us/en/product/GVSUPS60KFS | 208 3 PH | 208 | 66.14x25.20x38.98(in) 168.00x64.00x99.00(cent) | 315.00(kilos) 694.58(lbs) |  |  | 731304418450 | NAM ERP USD | 16-SEP-2025 | 40100.00 | 01-NOV-2025 | 44100.00
| GVSUPS60KGS | Galaxy VS UPS 60kW 480V for External Batteries, Start-up 5x8 | https://www.se.com/us/en/product/GVSUPS60KGS | 480 3 PH | 480 3 PH | 66.14x25.20x38.98(in) 168.00x64.00x99.00(cent) | 275.00(kilos) 606.38(lbs) |  |  | 731304641872 | NAM ERP USD | 16-SEP-2025 | 36100.00 | 01-NOV-2025 | 39700.00
| GVSUPS60KGSUS | Galaxy VS UPS TAA Compliant 60kW 480V for External Batteries, Start-up 5x8 | https://www.se.com/us/en/product/GVSUPS60KGSUS | [6 empty] | 731304427377 | NAM ERP USD | 16-SEP-2025 | 39400.00 | 01-NOV-2025 | 43300.00
| GVSUPS60KHS | Galaxy VS UPS 60kW 400V for External Batteries, Start-up 5x8 | https://www.se.com/us/en/product/GVSUPS60KHS | 400 3 PH | 400 3 PH | 66.14x25.20x38.98(in) 168.00x64.00x99.00(cent) | 275.00(kilos) 606.38(lbs) |  |  | 731304342809 | NAM ERP USD | 16-SEP-2025 | 36100.00 | 01-NOV-2025 | 39700.00
| GVSUPS60KMHS | Galaxy VS UPS 60kW 400V for external batteries, halogen-free cables, marine certified, Start-up 5x8 | https://www.se.com/us/en/product/GVSUPS60KMHS | 400 3 PH | 400 3 PH | 66.14x25.20x38.98(in) 168.00x64.00x99.00(cent) | 280.00(kilos) 617.40(lbs) |  |  | 731304418375 | NAM ERP USD | 16-SEP-2025 | 37400.00 | 01-NOV-2025 | 41100.00
| GVSUPS60KRGS | Galaxy VS UPS 60kW 480V with N+1 power module for external batteries, Start-up 5x8 | https://www.se.com/us/en/product/GVSUPS60KRGS | 480 3 PH | 480 3 PH | 66.14x38.98x47.88(in) 168.00x99.01x121.62(cent) | 371.00(kilos) 818.06(lbs) |  |  | 731304418511 | NAM ERP USD | 16-SEP-2025 | 47500.00 | 01-NOV-2025 | 52300.00
| GVSUPS60KRHS | Galaxy VS UPS 60kW 400V with N+1 power module for external batteries, Start-up 5x8 | https://www.se.com/us/en/product/GVSUPS60KRHS | 400 3 PH | 400 3 PH | 66.14x25.20x38.98(in) 168.00x64.00x99.00(cent) | 315.00(kilos) 694.58(lbs) |  |  | 731304418306 | NAM ERP USD | 16-SEP-2025 | 47500.00 | 01-NOV-2025 | 52300.00
| GVSUPS75KFS | Galaxy VS 75kW 208V for external batteries, Start-up 5x8 | https://www.se.com/us/en/product/GVSUPS75KFS | 208 3 PH | 208 3 PH | 661.42x251.97x389.76(in) 1680.00x640.00x990.00(cent) | 315.00(kilos) 694.58(lbs) |  |  | 731304418467 | NAM ERP USD | 16-SEP-2025 | 47100.00 | 01-NOV-2025 | 51800.00
| GVSUPS80K0B5GS | Galaxy VS UPS 80kW 480V for up to 5 internal 9Ah smart modular battery strings, Start-up 5x8 | https://www.se.com/us/en/product/GVSUPS80K0B5GS | 480 3 PH | 480 3 PH | 77.56x33.35x21.65(in) 197.00x84.70x55.00(cent) | 250.00(kilos) 551.25(lbs) |  |  | 731304409953 | NAM ERP USD | 16-SEP-2025 | 40200.00 | 01-NOV-2025 | 44200.00
| GVSUPS80K0B5HS | Galaxy VS UPS 80kW 400V for up to 5 internal 9Ah smart modular battery strings, Start-up 5x8 | https://www.se.com/us/en/product/GVSUPS80K0B5HS | 400 3 PH | 400 3 PH | 81.97x29.72x39.76(in) 208.20x75.50x101.00(cent) | 250.00(kilos) 551.25(lbs) |  |  | 731304410096 | NAM ERP USD | 16-SEP-2025 | 40200.00 | 01-NOV-2025 | 44200.00
| GVSUPS80KB5GS | Galaxy VS UPS 80kW 480V, 3 internal 9Ah smart modular battery strings, expandable to 5, Start-up 5x8 | https://www.se.com/us/en/product/GVSUPS80KB5GS | 480 3 PH | 480 3 PH | 81.97x29.72x39.76(in) 208.20x75.50x101.00(cent) | 705.00(kilos) 1554.53(lbs) |  |  | 731304409885 | NAM ERP USD | 16-SEP-2025 | 51900.00 | 01-NOV-2025 | 57100.00
| GVSUPS80KB5HS | Galaxy VS UPS 80kW 400V, 3 internal 9Ah smart modular battery strings, expandable to 5, Start-up 5x8 | https://www.se.com/us/en/product/GVSUPS80KB5HS | 400 3 PH | 400 3 PH | 81.97x29.72x39.76(in) 208.20x75.50x101.00(cent) | 270.00(kilos) 595.35(lbs) |  |  | 731304410027 | NAM ERP USD | 16-SEP-2025 | 51900.00 | 01-NOV-2025 | 57100.00
| GVSUPS80KGS | Galaxy VS UPS 80kW 480V for External Batteries, Start-up 5x8 | https://www.se.com/us/en/product/GVSUPS80KGS | 480 3 PH | 480 3 PH | 66.14x25.20x38.98(in) 168.00x64.00x99.00(cent) | 275.00(kilos) 606.38(lbs) |  |  | 731304641889 | NAM ERP USD | 16-SEP-2025 | 39100.00 | 01-NOV-2025 | 43000.00
| GVSUPS80KGSUS | Galaxy VS UPS TAA Compliant 80kW 480V for External Batteries, Start-up 5x8 | https://www.se.com/us/en/product/GVSUPS80KGSUS | [6 empty] | 731304427384 | NAM ERP USD | 16-SEP-2025 | 42600.00 | 01-NOV-2025 | 46900.00
| GVSUPS80KHS | Galaxy VS UPS 80kW 400V for External Batteries, Start-up 5x8 | https://www.se.com/us/en/product/GVSUPS80KHS | 400 3 PH | 400 3 PH | 66.14x25.20x38.98(in) 168.00x64.00x99.00(cent) | 275.00(kilos) 606.38(lbs) |  |  | 731304342823 | NAM ERP USD | 16-SEP-2025 | 39100.00 | 01-NOV-2025 | 43000.00
| GVSUPS80KMHS | Galaxy VS UPS 80kW 400V for external batteries, halogen-free cables, marine certified, Start-up 5x8 | https://www.se.com/us/en/product/GVSUPS80KMHS | 400 3 PH | 400 3 PH | 66.14x25.20x38.98(in) 168.00x64.00x99.00(cent) | 290.00(kilos) 639.45(lbs) |  |  | 731304418382 | NAM ERP USD | 16-SEP-2025 | 40400.00 | 01-NOV-2025 | 44400.00
| GVSUPS80KRGS | Galaxy VS UPS 80kW 480V with N+1 power module for external batteries, Start-up 5x8 | https://www.se.com/us/en/product/GVSUPS80KRGS | 480 3 PH | 480 3 PH | 66.14x38.98x25.20(in) 168.00x99.00x64.00(cent) | 250.00(kilos) 551.25(lbs) |  |  | 731304418528 | NAM ERP USD | 16-SEP-2025 | 50400.00 | 01-NOV-2025 | 55500.00
| GVSUPS80KRHS | Galaxy VS UPS 80kW 400V with N+1 power module for external batteries, Start-up 5x8 | https://www.se.com/us/en/product/GVSUPS80KRHS | 400 3 PH | 400 3 PH | 66.14x25.20x38.98(in) 168.00x64.00x99.00(cent) | 315.00(kilos) 694.58(lbs) |  |  | 731304418313 | NAM ERP USD | 16-SEP-2025 | 50400.00 | 01-NOV-2025 | 55500.00
| GVSUPS100K0B5GS | Galaxy VS UPS 100kW 480V for up to 5 internal 9Ah smart modular battery strings, Start-up 5x8 | https://www.se.com/us/en/product/GVSUPS100K0B5GS | 480 3 PH | 480 3 PH | 77.56x33.35x21.65(in) 197.00x84.70x55.00(cent) | 250.00(kilos) 551.25(lbs) |  |  | 731304409960 | NAM ERP USD | 16-SEP-2025 | 44500.00 | 01-NOV-2025 | 48900.00
| GVSUPS100K0B5HS | Galaxy VS UPS 100kW 400V for up to 5 internal 9Ah smart modular battery strings, Start-up 5x8 | https://www.se.com/us/en/product/GVSUPS100K0B5HS | 400 3 PH | 400 3 PH | 81.97x29.72x39.76(in) 208.20x75.50x101.00(cent) | 250.00(kilos) 551.25(lbs) |  |  | 731304410102 | NAM ERP USD | 16-SEP-2025 | 44500.00 | 01-NOV-2025 | 48900.00
| GVSUPS100KB5GS | Galaxy VS UPS 100kW 480V, 3 internal 9Ah smart modular battery strings expandable to 5, Start-up 5x8 | https://www.se.com/us/en/product/GVSUPS100KB5GS | 480 3 PH | 480 3 PH | 77.56x33.35x21.65(in) 197.00x84.70x55.00(cent) | 680.00(kilos) 1499.40(lbs) |  |  | 731304409892 | NAM ERP USD | 16-SEP-2025 | 56200.00 | 01-NOV-2025 | 61800.00
| GVSUPS100KB5HS | Galaxy VS UPS 100kW 400V, 3 internal 9Ah smart modular battery strings expandable to 5, Start-up 5x8 | https://www.se.com/us/en/product/GVSUPS100KB5HS | 400 3 PH | 400 3 PH | 81.97x29.72x39.76(in) 208.20x75.50x101.00(cent) | 270.00(kilos) 595.35(lbs) |  |  | 731304410034 | NAM ERP USD | 16-SEP-2025 | 56200.00 | 01-NOV-2025 | 61800.00
| GVSUPS100KGS | Galaxy VS UPS 100kW 480V for External Batteries, Start-up 5x8 | https://www.se.com/us/en/product/GVSUPS100KGS | 480 3 PH | 480 3 PH | 66.14x25.20x38.98(in) 168.00x64.00x99.00(cent) | 275.00(kilos) 606.38(lbs) |  |  | 731304641612 | NAM ERP USD | 16-SEP-2025 | 42400.00 | 01-NOV-2025 | 46600.00
| GVSUPS100KGSUS | Galaxy VS UPS TAA Compliant 100kW 480V for External Batteries, Start-up 5x8 | https://www.se.com/us/en/product/GVSUPS100KGSUS | [6 empty] | 731304427391 | NAM ERP USD | 16-SEP-2025 | 46200.00 | 01-NOV-2025 | 50800.00
| GVSUPS100KHS | Galaxy VS UPS 100kW 400V for External Batteries, Start-up 5x8 | https://www.se.com/us/en/product/GVSUPS100KHS | 400 3 PH | 400 3 PH | 66.14x25.20x38.98(in) 168.00x64.00x99.00(cent) | 275.00(kilos) 606.38(lbs) |  |  | 731304342625 | NAM ERP USD | 16-SEP-2025 | 42400.00 | 01-NOV-2025 | 46600.00
| GVSUPS100KMHS | Galaxy VS UPS 100kW 400V for external batteries, halogen-free cables, marine certified, Start-up 5x8 | https://www.se.com/us/en/product/GVSUPS100KMHS | 400 3 PH | 400 3 PH | 66.14x25.20x38.98(in) 168.00x64.00x99.00(cent) | 290.00(kilos) 639.45(lbs) |  |  | 731304418399 | NAM ERP USD | 16-SEP-2025 | 43600.00 | 01-NOV-2025 | 48000.00
| GVSUPS100KRGS | Galaxy VS UPS 100kW 480V with N+1 power module for external batteries, Start-up 5x8 | https://www.se.com/us/en/product/GVSUPS100KRGS | 480 3 PH | 480 3 PH | 66.14x38.98x25.20(in) 168.00x99.00x64.00(cent) | 250.00(kilos) 551.25(lbs) |  |  | 731304418535 | NAM ERP USD | 16-SEP-2025 | 53600.00 | 01-NOV-2025 | 59000.00
| GVSUPS100KRHS | Galaxy VS UPS 100kW 400V with N+1 power module for external batteries, Start-up 5x8 | https://www.se.com/us/en/product/GVSUPS100KRHS | 400 3 PH | 400 3 PH | 66.14x25.20x38.98(in) 168.00x64.00x99.00(cent) | 315.00(kilos) 694.58(lbs) |  |  | 731304418320 | NAM ERP USD | 16-SEP-2025 | 53600.00 | 01-NOV-2025 | 59000.00
| GVSUPS120KGS | Galaxy VS 120kW 480V for external batteries, Start-up 5x8 | https://www.se.com/us/en/product/GVSUPS120KGS | 480 3 PH | 480 3 PH | 66.14x25.20x38.98(in) 168.00x64.00x99.00(cent) | 315.00(kilos) 694.58(lbs) |  |  | 731304418436 | NAM ERP USD | 16-SEP-2025 | 49400.00 | 01-NOV-2025 | 54300.00
| GVSUPS120KHS | Galaxy VS UPS 120kW 400V for External Batteries, Start-up 5x8 | https://www.se.com/us/en/product/GVSUPS120KHS | 400 3 PH | 400 3 PH | 66.14x25.20x38.98(in) 168.00x64.00x99.00(cent) | 315.00(kilos) 694.58(lbs) |  |  | 731304407904 | NAM ERP USD | 16-SEP-2025 | 48700.00 | 01-NOV-2025 | 53500.00
| GVSUPS120KMHS | Galaxy VS UPS 120kW 400V for external batteries, halogen-free cables, marine certified, Start-up 5x8 | https://www.se.com/us/en/product/GVSUPS120KMHS | 400 3 PH | 400 3 PH | 66.14x25.20x38.98(in) 168.00x64.00x99.00(cent) | 325.00(kilos) 716.63(lbs) |  |  | 731304418405 | NAM ERP USD | 16-SEP-2025 | 49400.00 | 01-NOV-2025 | 54300.00
| GVSUPS150KGS | Galaxy VS 150kW 480V for external batteries, Start-up 5x8 | https://www.se.com/us/en/product/GVSUPS150KGS | 480 3 PH | 480 3 PH | 66.14x25.20x38.98(in) 168.00x64.00x99.00(cent) | 315.00(kilos) 694.58(lbs) |  |  | 731304418443 | NAM ERP USD | 16-SEP-2025 | 58000.00 | 01-NOV-2025 | 63800.00
| GVSUPS150KHS | Galaxy VS UPS 150kW 400V for External Batteries, Start-up 5x8 | https://www.se.com/us/en/product/GVSUPS150KHS | 400 3 PH | 400 3 PH | 66.14x25.20x38.98(in) 168.00x64.00x99.00(cent) | 315.00(kilos) 694.58(lbs) |  |  | 731304407911 | NAM ERP USD | 16-SEP-2025 | 59800.00 | 01-NOV-2025 | 65700.00
| GVSUPS150KMHS | Galaxy VS UPS 150kW 400V for external batteries, halogen-free cables, marine certified, Start-up 5x8 | https://www.se.com/us/en/product/GVSUPS150KMHS | 400 3 PH | 400 3 PH | 66.14x25.20x38.98(in) 168.00x64.00x99.00(cent) | 330.00(kilos) 727.65(lbs) |  |  | 731304418412 | NAM ERP USD | 16-SEP-2025 | 60500.00 | 01-NOV-2025 | 66500.00
| GVX500K500NGS | Galaxy VX 500kVA, 480V, Start up 5x8 | https://www.se.com/us/en/product/GVX500K500NGS | 480 3 PH | 480 3 PH | 84.65x124.80x41.73(in) 215.00x317.00x106.00(cent) | 2592.00(kilos) 5715.36(lbs) |  |  | 731304412526 | NAM ERP USD | 16-SEP-2025 | 196000.00 | 01-NOV-2025 | 215500.00
| GVX500K500NHS | Galaxy VX 500kVA, 400V, Start up 5x8 | https://www.se.com/us/en/product/GVX500K500NHS | 400 3 PH | 400 3 PH | 84.65x124.80x41.73(in) 215.00x317.00x106.00(cent) | 2592.00(kilos) 5715.36(lbs) |  |  | 731304412502 | NAM ERP USD | 16-SEP-2025 | 196000.00 | 01-NOV-2025 | 215500.00
| GVX500K750NGS | Galaxy VX 500kVA Scalable to 750kVA 480V, Start up 5x8 | https://www.se.com/us/en/product/GVX500K750NGS | 480 3 PH | 480 3 PH | 84.65x124.80x41.73(in) 215.00x317.00x106.00(cent) | 2591.82(kilos) 5714.96(lbs) |  |  | 731304412472 | NAM ERP USD | 16-SEP-2025 | 201000.00 | 01-NOV-2025 | 221000.00
| GVX500K750NHS | Galaxy VX 500kVA Scalable to 750kVA 400V, Start up 5x8 | https://www.se.com/us/en/product/GVX500K750NHS | 400 3 PH | 400 3 PH | 84.65x124.80x41.73(in) 215.00x317.00x106.00(cent) | 2592.00(kilos) 5715.36(lbs) |  |  | 731304412496 | NAM ERP USD | 16-SEP-2025 | 201000.00 | 01-NOV-2025 | 221000.00
| GVX500K1000NGS | Galaxy VX 500kVA Scalable to 1000kVA 480V, Start up 5x8 | https://www.se.com/us/en/product/GVX500K1000NGS | 480 3 PH | 480 3 PH | 84.65x124.80x41.73(in) 215.00x317.00x106.00(cent) | 2592.00(kilos) 5715.36(lbs) |  |  | 731304412519 | NAM ERP USD | 16-SEP-2025 | 207000.00 | 01-NOV-2025 | 228000.00
| GVX500K1000NHS | Galaxy VX 500kVA Scalable to 1000kVA 400V, Start up 5x8 | https://www.se.com/us/en/product/GVX500K1000NHS | 400 3 PH | 400 3 PH | 84.65x124.80x41.73(in) 215.00x317.00x106.00(cent) | 2592.00(kilos) 5715.36(lbs) |  |  | 731304412489 | NAM ERP USD | 16-SEP-2025 | 207000.00 | 01-NOV-2025 | 228000.00
| GVX500K1250GS | Galaxy VX 500kVA Scalable to 1250kVA 480V, Start up 5x8 | https://www.se.com/us/en/product/GVX500K1250GS | 480 3 PH | 480 3 PH | 84.65x203.15x41.73(in) 215.00x516.00x106.00(cent) | 3737.00(kilos) 8240.08(lbs) |  |  |  | NAM ERP USD | 16-SEP-2025 | 232500.00 | 01-NOV-2025 | 256000.00
| GVX500K1250NGS | Galaxy VX 500kVA Scalable to 1250kVA 480V, Start up 5x8 | https://www.se.com/us/en/product/GVX500K1250NGS | 480 3 PH | 480 3 PH | 84.65x203.15x41.73(in) 215.00x516.00x106.00(cent) | 3737.00(kilos) 8240.08(lbs) |  |  | 731304412786 | NAM ERP USD | 16-SEP-2025 | 212000.00 | 01-NOV-2025 | 233500.00
| GVX500K1250NHS | Galaxy VX 500kVA Scalable to 1250kVA 400V, Start up 5x8 | https://www.se.com/us/en/product/GVX500K1250NHS | 400 3 PH | 400 3 PH | 84.65x203.15x41.73(in) 215.00x516.00x106.00(cent) | 3737.00(kilos) 8240.08(lbs) |  |  | 731304412779 | NAM ERP USD | 16-SEP-2025 | 212000.00 | 01-NOV-2025 | 233500.00
| GVX500K1500GS | Galaxy VX 500kVA Scalable to 1500kVA 480V, Start up 5x8 | https://www.se.com/us/en/product/GVX500K1500GS | 480 3 PH | 480 3 PH | 84.65x203.15x41.73(in) 215.00x516.00x106.00(cent) | 3737.00(kilos) 8240.08(lbs) |  |  |  | NAM ERP USD | 16-SEP-2025 | 239500.00 | 01-NOV-2025 | 263500.00
| GVX625K625NGS | Galaxy VX 625kVA, 480V, Start up 5x8 | https://www.se.com/us/en/product/GVX625K625NGS | 480 3 PH | 480 3 PH | 84.65x153.94x41.73(in) 215.00x391.00x106.00(cent) | 3288.09(kilos) 7250.24(lbs) |  |  | 731304412533 | NAM ERP USD | 16-SEP-2025 | 241000.00 | 01-NOV-2025 | 265000.00
| GVX625K625NHS | Galaxy VX 625kVA, 400V, Start up 5x8 | https://www.se.com/us/en/product/GVX625K625NHS | 400 3 PH | 400 3 PH | 84.65x153.94x41.73(in) 215.00x391.00x106.00(cent) | 3288.00(kilos) 7250.04(lbs) |  |  | 731304412557 | NAM ERP USD | 16-SEP-2025 | 241000.00 | 01-NOV-2025 | 265000.00
| GVX625K1000NGS | Galaxy VX 625kVA Scalable to 1000kVA 480V, Start up 5x8 | https://www.se.com/us/en/product/GVX625K1000NGS | 480 3 PH | 480 3 PH | 84.65x153.94x41.73(in) 215.00x391.00x106.00(cent) | 3288.00(kilos) 7250.04(lbs) |  |  | 731304412564 | NAM ERP USD | 16-SEP-2025 | 248000.00 | 01-NOV-2025 | 273000.00
| GVX625K1000NHS | Galaxy VX 625kVA Scalable to 1000kVA 400V, Start up 5x8 | https://www.se.com/us/en/product/GVX625K1000NHS | 400 3 PH | 400 3 PH | 84.65x153.94x41.73(in) 215.00x391.00x106.00(cent) | 3288.00(kilos) 7250.04(lbs) |  |  | 731304412540 | NAM ERP USD | 16-SEP-2025 | 248000.00 | 01-NOV-2025 | 273000.00
| GVX750K500NGS | Galaxy VX 500kVA N+1 Redundant UPS 480V, Start up 5x8 | https://www.se.com/us/en/product/GVX750K500NGS | 480 3 PH | 480 3 PH | 84.65x153.94x41.73(in) 215.00x391.00x106.00(cent) | 2570.00(kilos) 5666.85(lbs) |  |  | 731304412625 | NAM ERP USD | 16-SEP-2025 | 253500.00 | 01-NOV-2025 | 279000.00
| GVX750K500NHS | Galaxy VX 500kVA N+1 Redundant UPS 400V, Start up 5x8 | https://www.se.com/us/en/product/GVX750K500NHS | 400 3 PH | 400 3 PH | 84.65x153.94x41.73(in) 215.00x391.00x106.00(cent) | 3288.00(kilos) 7250.04(lbs) |  |  | 731304412601 | NAM ERP USD | 16-SEP-2025 | 253500.00 | 01-NOV-2025 | 279000.00
| GVX750K750NGS | Galaxy VX 750kVA, 480V, Start up 5x8 | https://www.se.com/us/en/product/GVX750K750NGS | 480 3 PH | 480 3 PH | 84.65x153.94x41.73(in) 215.00x391.00x106.00(cent) | 3288.09(kilos) 7250.24(lbs) |  |  | 731304412571 | NAM ERP USD | 16-SEP-2025 | 254000.00 | 01-NOV-2025 | 279500.00
| GVX750K750NHS | Galaxy VX 750kVA, 400V, Start up 5x8 | https://www.se.com/us/en/product/GVX750K750NHS | 400 3 PH | 400 3 PH | 84.65x153.94x41.73(in) 215.00x391.00x106.00(cent) | 3288.00(kilos) 7250.04(lbs) |  |  | 731304412595 | NAM ERP USD | 16-SEP-2025 | 254000.00 | 01-NOV-2025 | 279500.00
| GVX750K1000NGS | Galaxy VX 750kVA Scalable to 1000kVA 480V, Start up 5x8 | https://www.se.com/us/en/product/GVX750K1000NGS | 480 3 PH | 480 3 PH | 84.65x153.94x41.73(in) 215.00x391.00x106.00(cent) | 3288.00(kilos) 7250.04(lbs) |  |  | 731304412618 | NAM ERP USD | 16-SEP-2025 | 261500.00 | 01-NOV-2025 | 288000.00
| GVX750K1000NHS | Galaxy VX 750kVA Scalable to 1000kVA 400V, Start up 5x8 | https://www.se.com/us/en/product/GVX750K1000NHS | 400 3 PH | 400 3 PH | 84.65x212.20x41.73(in) 215.00x539.00x106.00(cent) | 4680.00(kilos) 10319.40(lbs) |  |  | 731304412588 | NAM ERP USD | 16-SEP-2025 | 261500.00 | 01-NOV-2025 | 288000.00
| GVX750K1250GS | Galaxy VX 750kVA Scalable to 1250kVA 480V, Start up 5x8 | https://www.se.com/us/en/product/GVX750K1250GS | 480 3 PH | 480 3 PH | 84.65x203.15x41.73(in) 215.00x516.00x106.00(cent) | 3737.00(kilos) 8240.08(lbs) |  |  |  | NAM ERP USD | 16-SEP-2025 | 299500.00 | 01-NOV-2025 | 329500.00
| GVX750K1250NGS | Galaxy VX 750kVA Scalable to 1250kVA 480V, Start up 5x8 | https://www.se.com/us/en/product/GVX750K1250NGS | 480 3 PH | 480 3 PH | 84.65x203.15x41.73(in) 215.00x516.00x106.00(cent) | 3737.00(kilos) 8240.08(lbs) |  |  | 731304412649 | NAM ERP USD | 16-SEP-2025 | 264500.00 | 01-NOV-2025 | 290500.00
| GVX750K1250NHS | Galaxy VX 750kVA Scalable to 1250kVA 400V, Start up 5x8 | https://www.se.com/us/en/product/GVX750K1250NHS | 400 3 PH | 400 3 PH | 84.65x203.15x41.73(in) 215.00x516.00x106.00(cent) | 3737.00(kilos) 8240.08(lbs) |  |  | 731304412632 | NAM ERP USD | 16-SEP-2025 | 264500.00 | 01-NOV-2025 | 290500.00
| GVX750K1500GS | Galaxy VX 750kVA Scalable to 1500kVA 480V, Start up 5x8 | https://www.se.com/us/en/product/GVX750K1500GS | 480 3 PH | 480 3 PH | 84.65x203.15x41.73(in) 215.00x516.00x106.00(cent) | 3737.00(kilos) 8240.08(lbs) |  |  |  | NAM ERP USD | 16-SEP-2025 | 308500.00 | 01-NOV-2025 | 339500.00
| GVX800K800NGS | Galaxy VX 800kVA, 480V, Start up 5x8 | https://www.se.com/us/en/product/GVX800K800NGS | 480 3 PH | 480 3 PH |  | 0.01(kilos) 0.02(lbs) |  |  | 731304412823 | NAM ERP USD | 16-SEP-2025 | 305500.00 | 01-NOV-2025 | 336000.00
| GVX800K800NHS | Galaxy VX 800kVA, 400V, Start up 5x8 | https://www.se.com/us/en/product/GVX800K800NHS | 400 3 PH | 400 3 PH |  | 0.01(kilos) 0.02(lbs) |  |  | 731304412816 | NAM ERP USD | 16-SEP-2025 | 305500.00 | 01-NOV-2025 | 336000.00
| GVX1000K750NGS | Galaxy VX 750kVA N+1 Redundant UPS 480V, Start up 5x8 | https://www.se.com/us/en/product/GVX1000K750NGS | 480 3 PH | 480 3 PH | 84.65x183.07x41.73(in) 215.00x465.00x106.00(cent) | 3984.00(kilos) 8784.72(lbs) |  |  | 731304412656 | NAM ERP USD | 16-SEP-2025 | 305500.00 | 01-NOV-2025 | 336000.00
| GVX1000K750NHS | Galaxy VX 750kVA N+1 Redundant UPS 400V, Start up 5x8 | https://www.se.com/us/en/product/GVX1000K750NHS | 400 3 PH | 400 3 PH | 84.65x183.07x41.73(in) 215.00x465.00x106.00(cent) | 3984.00(kilos) 8784.72(lbs) |  |  | 731304412670 | NAM ERP USD | 16-SEP-2025 | 305500.00 | 01-NOV-2025 | 336000.00
| GVX1000K1000NGS | Galaxy VX 1000kVA, 480V, Start up 5x8 | https://www.se.com/us/en/product/GVX1000K1000NGS | 480 3 PH | 480 3 PH | 84.65x156.85x41.73(in) 215.00x398.40x106.00(cent) | 4680.00(kilos) 10319.40(lbs) |  |  | 731304412687 | NAM ERP USD | 16-SEP-2025 | 342500.00 | 01-NOV-2025 | 377000.00
| GVX1000K1000NHS | Galaxy VX 1000kVA, 400V, Start up 5x8 | https://www.se.com/us/en/product/GVX1000K1000NHS | 400 3 PH | 400 3 PH | 84.65x183.07x41.73(in) 215.00x465.00x106.00(cent) | 4680.00(kilos) 10319.40(lbs) |  |  | 731304412663 | NAM ERP USD | 16-SEP-2025 | 342500.00 | 01-NOV-2025 | 377000.00
| GVX1000K1250GS | Galaxy VX 1000kVA Scalable to 1250kVA 480V, Start up 5x8 | https://www.se.com/us/en/product/GVX1000K1250GS | 480 3 PH | 480 3 PH | 84.65x203.15x41.73(in) 215.00x516.00x106.00(cent) | 3737.00(kilos) 8240.08(lbs) |  |  |  | NAM ERP USD | 16-SEP-2025 | 368500.00 | 01-NOV-2025 | 405000.00
| GVX1000K1250NGS | Galaxy VX 1000kVA Scalable to 1250kVA 480V, Start up 5x8 | https://www.se.com/us/en/product/GVX1000K1250NGS | 480 3 PH | 480 3 PH | 84.65x203.15x41.73(in) 215.00x516.00x106.00(cent) | 3737.00(kilos) 8240.08(lbs) |  |  | 731304412700 | NAM ERP USD | 16-SEP-2025 | 349500.00 | 01-NOV-2025 | 384500.00
| GVX1000K1250NHS | Galaxy VX 1000kVA Scalable to 1250kVA 400V, Start up 5x8 | https://www.se.com/us/en/product/GVX1000K1250NHS | 400 3 PH | 400 3 PH | 84.65x203.15x41.73(in) 215.00x516.00x106.00(cent) | 3737.00(kilos) 8240.08(lbs) |  |  | 731304412694 | NAM ERP USD | 16-SEP-2025 | 349500.00 | 01-NOV-2025 | 384500.00
| GVX1000K1500GS | Galaxy VX 1000kVA Scalable to 1500kVA 480V, Start up 5x8 | https://www.se.com/us/en/product/GVX1000K1500GS | 480 3 PH | 480 3 PH | 84.65x203.15x41.73(in) 215.00x516.00x106.00(cent) | 3737.00(kilos) 8240.08(lbs) |  |  |  | NAM ERP USD | 16-SEP-2025 | 401500.00 | 01-NOV-2025 | 442000.00
| GVX1100K1100NGS | Galaxy VX 1100kVA, 480V, Start up 5x8 | https://www.se.com/us/en/product/GVX1100K1100NGS | 480 3 PH | 480 3 PH |  | 0.01(kilos) 0.02(lbs) |  |  | 731304412809 | NAM ERP USD | 16-SEP-2025 | 389500.00 | 01-NOV-2025 | 428500.00
| GVX1100K1100NHS | Galaxy VX 1100kVA, 400V, Start up 5x8 | https://www.se.com/us/en/product/GVX1100K1100NHS | 400 3 PH | 400 3 PH | 84.65x232.28x41.73(in) 215.00x590.00x106.00(cent) | 4433.00(kilos) 9774.77(lbs) |  |  | 731304412793 | NAM ERP USD | 16-SEP-2025 | 389500.00 | 01-NOV-2025 | 428500.00
| GVX1250K1000NGS | Galaxy VX 1000kVA N+1 Redundant UPS 480V, Start up 5x8 | https://www.se.com/us/en/product/GVX1250K1000NGS | 480 3 PH | 480 3 PH | 84.65x212.20x41.73(in) 215.00x539.00x106.00(cent) | 4680.00(kilos) 10319.40(lbs) |  |  | 731304412724 | NAM ERP USD | 16-SEP-2025 | 401000.00 | 01-NOV-2025 | 441000.00
| GVX1250K1000NHS | Galaxy VX 1000kVA N+1 Redundant UPS 400V, Start up 5x8 | https://www.se.com/us/en/product/GVX1250K1000NHS | 400 3 PH | 400 3 PH | 84.65x212.20x41.73(in) 215.00x539.00x106.00(cent) | 4680.00(kilos) 10319.40(lbs) |  |  | 731304412717 | NAM ERP USD | 16-SEP-2025 | 401000.00 | 01-NOV-2025 | 441000.00
| GVX1250K1250GS | Galaxy VX 1250kVA, 480V, Start up 5x8 | https://www.se.com/us/en/product/GVX1250K1250GS | 480 3 PH | 480 3 PH | 84.65x232.28x41.73(in) 215.00x590.00x106.00(cent) | 4433.00(kilos) 9774.77(lbs) |  |  |  | NAM ERP USD | 16-SEP-2025 | 428500.00 | 01-NOV-2025 | 471500.00
| GVX1250K1250NGS | Galaxy VX 1250kVA, 480V, Start up 5x8 | https://www.se.com/us/en/product/GVX1250K1250NGS | 480 3 PH | 480 3 PH | 84.65x232.28x41.73(in) 215.00x590.00x106.00(cent) | 4433.00(kilos) 9774.77(lbs) |  |  | 731304412748 | NAM ERP USD | 16-SEP-2025 | 401000.00 | 01-NOV-2025 | 441000.00
| GVX1250K1250NHS | Galaxy VX 1250kVA, 400V, Start up 5x8 | https://www.se.com/us/en/product/GVX1250K1250NHS | 400 3 PH | 400 3 PH | 84.65x232.28x41.73(in) 215.00x590.00x106.00(cent) | 4433.00(kilos) 9774.77(lbs) |  |  | 731304412731 | NAM ERP USD | 16-SEP-2025 | 401000.00 | 01-NOV-2025 | 441000.00
| GVX1250K1500GS | Galaxy VX 1250kVA Scalable to 1500kVA 480V, Start up 5x8 | https://www.se.com/us/en/product/GVX1250K1500GS | 480 3 PH | 480 3 PH | 84.65x232.28x41.73(in) 215.00x590.00x106.00(cent) | 4433.00(kilos) 9774.77(lbs) |  |  |  | NAM ERP USD | 16-SEP-2025 | 448500.00 | 01-NOV-2025 | 493500.00
| GVX1500K1100NGS | Galaxy VX 1100kVA N+1 Redundant UPS, 480V, Start up 5x8 | https://www.se.com/us/en/product/GVX1500K1100NGS | 480 3 PH | 480 3 PH |  | 0.01(kilos) 0.02(lbs) |  |  | 731304412977 | NAM ERP USD | 16-SEP-2025 | 459000.00 | 01-NOV-2025 | 505000.00
| GVX1500K1100NHS | Galaxy VX 1100kVA N+1 Redundant UPS, 400V, Start up 5x8 | https://www.se.com/us/en/product/GVX1500K1100NHS | 400 3 PH | 400 3 PH |  | 0.01(kilos) 0.02(lbs) |  |  | 731304412960 | NAM ERP USD | 16-SEP-2025 | 459000.00 | 01-NOV-2025 | 505000.00
| GVX1500K1250GS | Galaxy VX 1250kVA N+1 Redundant UPS 480V, Start up 5x8 | https://www.se.com/us/en/product/GVX1500K1250GS | 480 3 PH | 480 3 PH | 84.65x261.42x41.73(in) 215.00x664.00x106.00(cent) | 5129.00(kilos) 11309.45(lbs) |  |  |  | NAM ERP USD | 16-SEP-2025 | 495500.00 | 01-NOV-2025 | 545000.00
| GVX1500K1250NGS | Galaxy VX 1250kVA N+1 Redundant UPS 480V, Start up 5x8 | https://www.se.com/us/en/product/GVX1500K1250NGS | 480 3 PH | 480 3 PH | 84.65x261.42x41.73(in) 215.00x664.00x106.00(cent) | 5129.00(kilos) 11309.45(lbs) |  |  | 731304412762 | NAM ERP USD | 16-SEP-2025 | 459000.00 | 01-NOV-2025 | 505000.00
| GVX1500K1250NHS | Galaxy VX 1250kVA N+1 Redundant UPS 400V, Start up 5x8 | https://www.se.com/us/en/product/GVX1500K1250NHS | 400 3 PH | 400 3 PH | 84.65x261.42x41.73(in) 215.00x664.00x106.00(cent) | 5129.00(kilos) 11309.45(lbs) |  |  | 731304412755 | NAM ERP USD | 16-SEP-2025 | 459000.00 | 01-NOV-2025 | 505000.00
| GVX1500K1500GS | Galaxy VX 1500kVA, 480V, Start up 5x8 | https://www.se.com/us/en/product/GVX1500K1500GS | 480 3 PH | 480 3 PH | 84.65x261.42x41.73(in) 215.00x664.00x106.00(cent) | 5129.00(kilos) 11309.45(lbs) |  |  |  | NAM ERP USD | 16-SEP-2025 | 509000.00 | 01-NOV-2025 | 559500.00
| GVX1750K1500GS | Galaxy VX 1500kVA N+1 Redundant UPS 480V, Start up 5x8 | https://www.se.com/us/en/product/GVX1750K1500GS | 480 3 PH | 480 3 PH | 84.65x290.55x41.73(in) 215.00x738.00x106.00(cent) | 5825.00(kilos) 12844.13(lbs) |  |  |  | NAM ERP USD | 16-SEP-2025 | 582500.00 | 01-NOV-2025 | 640500.00
| GVXBBCB | Galaxy VX Battery Breaker Capacitor Board | https://www.se.com/us/en/product/GVXBBCB |  |  | 9.84x3.94x9.84(in) 25.00x10.00x25.00(cent) | 2.80(kilos) 6.17(lbs) |  |  | 731304367628 | NAM ERP USD | 16-SEP-2025 | 109.99 | 01-NOV-2025 | 119.99
| GVXBBTB | Galaxy VX Battery Breaker Trip Board | https://www.se.com/us/en/product/GVXBBTB |  |  | 4.76x13.35x18.54(in) 12.10x33.90x47.10(cent) | 6.10(kilos) 13.45(lbs) |  |  | 731304367642 | NAM ERP USD | 16-SEP-2025 | 289.99 | 01-NOV-2025 | 319.99
| GVXI1000KH | Galaxy VX 1000kVA 400V I/O Cabinet | https://www.se.com/us/en/product/GVXI1000KH | 400 3 PH | 400 3 PH | 84.65x66.54x41.73(in) 215.00x169.00x106.00(cent) | 1200.00(kilos) 2646.00(lbs) |  |  | 731304336815 | NAM ERP USD | 16-SEP-2025 | 80300.00 | 01-NOV-2025 | 88300.00
| GVXI1250KD | Galaxy VX 1250kVA I/O Cabinet | https://www.se.com/us/en/product/GVXI1250KD |  |  | 84.50x41.50x55.00(in) 214.63x105.41x139.70(cent) | 821.00(kilos) 1810.31(lbs) |  |  | 731304412465 | NAM ERP USD | 16-SEP-2025 | 72900.00 | 01-NOV-2025 | 80100.00
| GVXI1250KDNBF2 | Galaxy VX 1250 kW I/O Cabinet without Backfeed protection on Mains 2 | https://www.se.com/us/en/product/GVXI1250KDNBF2 |  |  | 84.50x41.50x55.00(in) 214.63x105.41x139.70(cent) | 821.00(kilos) 1810.31(lbs) |  |  | 731304624240 | NAM ERP USD | 16-SEP-2025 | 72900.00 | 01-NOV-2025 | 80100.00
| GVXINDUCASSY | Galaxy VX 1250 kVA Inductor Cabinet Assembly | https://www.se.com/us/en/product/GVXINDUCASSY |  |  | 77.56x35.43x31.50(in) 197.00x90.00x80.00(cent) | 90.00(kilos) 198.45(lbs) |  |  | 731304573289 | NAM ERP USD | 16-SEP-2025 | 37500.00 | 01-NOV-2025 | 41200.00
| GVXIOCG | Galaxy VX 480V I/O Cabinet | https://www.se.com/us/en/product/GVXIOCG | 480 3 PH | 480 3 PH | 84.65x66.54x41.73(in) 215.00x169.00x106.00(cent) | 1199.30(kilos) 2644.46(lbs) |  |  | 731304330011 | NAM ERP USD | 16-SEP-2025 | 85200.00 | 01-NOV-2025 | 93700.00
| GVXMBCR625KG | Galaxy VX 625kVA 480V Remote Maintenance Bypass Cabinet | https://www.se.com/us/en/product/GVXMBCR625KG |  |  | 84.65x38.98x41.73(in) 215.00x99.00x106.00(cent) | 300.00(kilos) 661.50(lbs) |  |  |  | NAM ERP USD | 16-SEP-2025 | 41800.00 | 01-NOV-2025 | 46000.00
| GVXMBCR750KG | Galaxy VX 750kVA 480V Remote Maintenance Bypass Cabinet | https://www.se.com/us/en/product/GVXMBCR750KG |  |  | 84.65x38.98x41.73(in) 215.00x99.00x106.00(cent) | 300.00(kilos) 661.50(lbs) |  |  |  | NAM ERP USD | 16-SEP-2025 | 43000.00 | 01-NOV-2025 | 47300.00
| GVXOPT001 | Galaxy VX Mains 2 Backfeed Kit for I/O 1250kVA Cabinet | https://www.se.com/us/en/product/GVXOPT001 |  |  | 17.72x30.71x19.69(in) 45.00x78.00x50.00(cent) | 34.00(kilos) 74.97(lbs) |  |  | 731304624257 | NAM ERP USD | 16-SEP-2025 | 6825.00 | 01-NOV-2025 | 7500.00
| GVXOPT002 | Galaxy VX Lithium-ion BMS Power Supply Kit for 1250kVA I/O Cabinet without Backfeed Protection | https://www.se.com/us/en/product/GVXOPT002 |  |  | 6.69x15.35x12.20(in) 17.00x39.00x31.00(cent) | 3.00(kilos) 6.62(lbs) |  |  | 731304643609 | NAM ERP USD | 16-SEP-2025 | 199.99 | 01-NOV-2025 | 219.99
| GVXP250KD | GALAXY VX 250KVA 400/480V PWR CAB | https://www.se.com/us/en/product/GVXP250KD | 480 3 PH | 480 3 PH | 84.65x29.13x41.73(in) 215.00x74.00x106.00(cent) | 696.00(kilos) 1534.68(lbs) |  |  | 731304330059 | NAM ERP USD | 16-SEP-2025 | 73700.00 | 01-NOV-2025 | 81000.00
| GVXSFOPT1 | Galaxy VX 625kVA / 750kVA Single Feed Kit | https://www.se.com/us/en/product/GVXSFOPT1 |  |  | 17.99x12.99x8.50(in) 45.70x33.00x21.60(cent) | 9.07(kilos) 20.00(lbs) |  |  | 731304330066 | NAM ERP USD | 16-SEP-2025 | 809.00 | 01-NOV-2025 | 889.00
| ISX20K20F | Symmetra PX 20kW, 208V | https://www.se.com/us/en/product/ISX20K20F | 208 3 PH | 120 ,208 ,208 3 PH | 90.98x29.49x41.50(in) 231.10x74.90x105.40(cent) | 842.27(kilos) 1857.21(lbs) |  |  | 731304218234 | NAM ERP USD | 16-SEP-2025 | 44700.00 | 01-NOV-2025 | 49200.00
| LIBCAT2W8X80 | CATL LIB rack with 8 x 80Ah battery modules and 500A control box 2 wires | https://www.se.com/us/en/product/LIBCAT2W8X80 |  |  | 880.31x303.15x437.01(in) 2236.00x770.00x1110.00(cent) | 660.00(kilos) 1455.30(lbs) |  |  | 731304446811 | NAM ERP USD | 16-SEP-2025 | 48700.00 | 01-NOV-2025 | 53600.00
| LIBCAT2W9X80 | CATL LIB rack with 9 x 80Ah battery modules and 500A control box 2 wires | https://www.se.com/us/en/product/LIBCAT2W9X80 |  |  | 880.31x303.15x437.01(in) 2236.00x770.00x1110.00(cent) | 710.00(kilos) 1565.55(lbs) |  |  | 731304446828 | NAM ERP USD | 16-SEP-2025 | 53700.00 | 01-NOV-2025 | 59100.00
| LIBCAT2W10X80 | CATL LIB rack with 10 x 80Ah battery modules and 500A control box 2 wires | https://www.se.com/us/en/product/LIBCAT2W10X80 |  |  | 880.31x303.15x437.01(in) 2236.00x770.00x1110.00(cent) | 760.00(kilos) 1675.80(lbs) |  |  | 731304446835 | NAM ERP USD | 16-SEP-2025 | 60900.00 | 01-NOV-2025 | 67000.00
| LIBCAT2W11X80 | CATL LIB rack with 11 x 80Ah battery modules and 500A control box 2 wires | https://www.se.com/us/en/product/LIBCAT2W11X80 |  |  | 880.31x303.15x437.01(in) 2236.00x770.00x1110.00(cent) | 810.00(kilos) 1786.05(lbs) |  |  | 731304446842 | NAM ERP USD | 16-SEP-2025 | 65900.00 | 01-NOV-2025 | 72400.00
| LIBCATMOD80 | CATL 51.2V 80Ah battery module | https://www.se.com/us/en/product/LIBCATMOD80 |  |  | 84.25x236.22x354.33(in) 214.00x600.00x900.00(cent) | 50.00(kilos) 110.25(lbs) |  |  | 731304446897 | NAM ERP USD | 16-SEP-2025 | 4950.00 | 01-NOV-2025 | 5450.00
| LIBSEDATABMSUL | Galaxy Lithium-ion Battery Cabinet UL Data Kit | https://www.se.com/us/en/product/LIBSEDATABMSUL |  |  | 14.96x5.91x11.81(in) 38.00x15.00x30.00(cent) | 2.40(kilos) 5.29(lbs) |  |  | 731304759416 | NAM ERP USD | 16-SEP-2025 | 799.00 | 01-NOV-2025 | 879.00
| LIBSEFUSEKIT | Galaxy Lithium-ion Battery 10 Module Cabinet Fuse Kit | https://www.se.com/us/en/product/LIBSEFUSEKIT |  |  | 59.06x80.71x161.42(in) 150.00x205.00x410.00(cent) | 1.30(kilos) 2.87(lbs) |  |  | 731304481850 | NAM ERP USD | 16-SEP-2025 | 159.99 | 01-NOV-2025 | 179.99
| LIBSEOPT001 | Galaxy Li-ion Battery Communication Cable, 25m (82ft) | https://www.se.com/us/en/product/LIBSEOPT001 |  |  | 161.42x80.71x59.06(in) 410.00x205.00x150.00(cent) | 2.80(kilos) 6.17(lbs) |  |  | 731304435259 | NAM ERP USD | 16-SEP-2025 | 289.99 | 01-NOV-2025 | 319.99
| LIBSEOPT002 | Galaxy Lithium-ion Battery Cabinet SMPS AC/DC Converter | https://www.se.com/us/en/product/LIBSEOPT002 |  |  | 12.20x26.38x7.28(in) 31.00x67.00x18.50(cent) | 5.80(kilos) 12.79(lbs) |  |  | 731304481843 | NAM ERP USD | 16-SEP-2025 | 2100.00 | 01-NOV-2025 | 2325.00
| LIBSESMG10UL | Galaxy Lithium-ion Battery Cabinet UL with 10 x 2.04 kWh battery modules | https://www.se.com/us/en/product/LIBSESMG10UL |  |  | 846.46x472.44x314.96(in) 2150.00x1200.00x800.00(cent) | 381.00(kilos) 840.11(lbs) |  |  | 731304481874 | NAM ERP USD | 16-SEP-2025 | 42600.00 | 01-NOV-2025 | 46800.00
| LIBSESMG13UL | Galaxy Li-Ion Battery Cabinet UL with 13 x 2.04 kWh battery modules | https://www.se.com/us/en/product/LIBSESMG13UL |  |  | 846.46x472.44x314.96(in) 2150.00x1200.00x800.00(cent) | 432.00(kilos) 952.56(lbs) |  |  | 731304426165 | NAM ERP USD | 16-SEP-2025 | 49500.00 | 01-NOV-2025 | 54500.00
| LIBSESMG16UL | Galaxy Li-Ion Battery Cabinet UL with 16 x 2.04 kWh battery modules | https://www.se.com/us/en/product/LIBSESMG16UL |  |  | 846.46x472.44x314.96(in) 2150.00x1200.00x800.00(cent) | 483.00(kilos) 1065.02(lbs) |  |  | 731304426141 | NAM ERP USD | 16-SEP-2025 | 56200.00 | 01-NOV-2025 | 61800.00
| LIBSESMG17IEC | Galaxy Li-Ion Battery Cabinet IEC with 17 x 2.04 kWh battery modules | https://www.se.com/us/en/product/LIBSESMG17IEC |  |  | 846.46x472.44x314.96(in) 2150.00x1200.00x800.00(cent) | 500.00(kilos) 1102.50(lbs) |  |  | 731304426110 | NAM ERP USD | 16-SEP-2025 | 58800.00 | 01-NOV-2025 | 64700.00
| LIBSESMG17UL | Galaxy Li-Ion Battery Cabinet UL with 17 x 2.04 kWh battery modules | https://www.se.com/us/en/product/LIBSESMG17UL |  |  | 846.46x472.44x314.96(in) 2150.00x1200.00x800.00(cent) | 500.00(kilos) 1102.50(lbs) |  |  | 731304426127 | NAM ERP USD | 16-SEP-2025 | 58800.00 | 01-NOV-2025 | 64700.00
| LIBSESMGCABUL | Galaxy Li-Ion Battery Cabinet UL for 2.04 kWh battery modules | https://www.se.com/us/en/product/LIBSESMGCABUL | [6 empty] | 731304426189 | NAM ERP USD | 16-SEP-2025 | 11300.00 | 01-NOV-2025 | 12400.00
| LIBSMG95SMPS | Li-Ion Battery 9540A - SMPS | https://www.se.com/us/en/product/LIBSMG95SMPS |  |  | 18.62x16.30x6.38(in) 47.30x41.40x16.20(cent) | 6.35(kilos) 14.00(lbs) |  |  | 731304420569 | NAM ERP USD | 16-SEP-2025 | 6350.00 | 01-NOV-2025 | 6975.00
| SBP40KFC1M1 | APC 40KW 208V 1 MOD. 1 MAIN SERV. BYPASS PANEL | https://www.se.com/us/en/product/SBP40KFC1M1 | 208 3 PH |  | 42.80x29.53x9.25(in) 108.70x75.00x23.50(cent) | 55.00(kilos) 121.28(lbs) |  |  | 731304016045 | NAM ERP USD | 16-SEP-2025 | 4075.00 | 01-NOV-2025 | 4475.00
| SY10K40F | Symmetra PX 10kW Scalable to 40kW N+1, 208V | https://www.se.com/us/en/product/SY10K40F | 208 3 PH | 120 ,208 ,208 3 PH | 90.98x29.49x41.50(in) 231.10x74.90x105.40(cent) | 453.18(kilos) 999.26(lbs) |  | 2 |  | NAM ERP USD | 16-SEP-2025 | 30000.00 | 01-NOV-2025 | 33000.00
| SY10K100F | APC Symmetra PX 10kW Scalable to 100kW, 208V with Startup | https://www.se.com/us/en/product/SY10K100F | 208 3 PH | 120 ,208 ,208 3 PH | 84.25x66.77x47.64(in) 214.00x169.60x121.00(cent) | 856.73(kilos) 1889.09(lbs) |  |  | 731304282587 | NAM ERP USD | 16-SEP-2025 | 40500.00 | 01-NOV-2025 | 44600.00
| SY16K48H-PD | APC Symmetra PX 16kW All-In-One, Scalable to 48kW, 400V | https://www.se.com/us/en/product/SY16K48H-PD | 400 3 PH | 230 ,400 3 PH | 84.25x33.39x47.64(in) 214.00x84.80x121.00(cent) | 578.00(kilos) 1274.49(lbs) |  |  |  | NAM ERP USD | 16-SEP-2025 | 55700.00 | 01-NOV-2025 | 61200.00
| SY16K48H-PDNB | Symmetra PX 16kW All-In-One, Scalable to 48kW, without Batteries, 400V | https://www.se.com/us/en/product/SY16K48H-PDNB | 400 3 PH | 230 ,400 3 PH | 84.25x33.39x47.64(in) 214.00x84.80x121.00(cent) | 368.00(kilos) 811.44(lbs) |  |  |  | NAM ERP USD | 16-SEP-2025 | 33900.00 | 01-NOV-2025 | 37300.00
| SY20K40F | Symmetra PX 20kW Scalable to 40kW N+1, 208V | https://www.se.com/us/en/product/SY20K40F | 208 3 PH | 120 ,208 ,208 3 PH | 90.98x29.49x41.50(in) 231.10x74.90x105.40(cent) | 586.82(kilos) 1293.94(lbs) |  | 2 | 731304746591 | NAM ERP USD | 16-SEP-2025 | 38400.00 | 01-NOV-2025 | 42200.00
| SY20K100F | APC Symmetra PX 20kW Scalable to 100kW, 208V with Startup | https://www.se.com/us/en/product/SY20K100F | 208 3 PH | 120 ,208 ,208 3 PH | 84.25x66.77x47.64(in) 214.00x169.60x121.00(cent) | 996.18(kilos) 2196.58(lbs) |  |  | 731304282594 | NAM ERP USD | 16-SEP-2025 | 49100.00 | 01-NOV-2025 | 54000.00
| SY30K40F | Symmetra PX 30kW Scalable to 40kW N+1, 208V | https://www.se.com/us/en/product/SY30K40F | 208 3 PH | 120 ,208 ,208 3 PH | 90.98x29.49x41.50(in) 231.10x74.90x105.40(cent) | 720.45(kilos) 1588.59(lbs) |  | 2 | 731304746607 | NAM ERP USD | 16-SEP-2025 | 46900.00 | 01-NOV-2025 | 51600.00
| SY30K100F | APC Symmetra PX 30kW Scalable to 100kW, 208V with Startup | https://www.se.com/us/en/product/SY30K100F | 208 3 PH | 120 ,208 ,208 3 PH | 84.25x66.77x47.64(in) 214.00x169.60x121.00(cent) | 1135.64(kilos) 2504.09(lbs) |  |  | 731304282600 | NAM ERP USD | 16-SEP-2025 | 56800.00 | 01-NOV-2025 | 62400.00
| SY32K48H-PD | APC Symmetra PX 32kW All-In-One, Scalable to 48kW, 400V | https://www.se.com/us/en/product/SY32K48H-PD | 400 3 PH | 230 ,400 3 PH | 84.65x33.39x47.64(in) 215.00x84.80x121.00(cent) | 718.00(kilos) 1583.19(lbs) |  |  |  | NAM ERP USD | 16-SEP-2025 | 69300.00 | 01-NOV-2025 | 76200.00
| SY32K96H | Symmetra PX 32kW Scalable to 96kW, 400 V | https://www.se.com/us/en/product/SY32K96H | 400 3 PH | 230 ,400 3 PH | 84.25x66.77x47.64(in) 214.00x169.60x121.00(cent) | 1124.00(kilos) 2478.42(lbs) |  |  |  | NAM ERP USD | 16-SEP-2025 | 75000.00 | 01-NOV-2025 | 82500.00
| SY32K96H-PD | APC Symmetra PX 32kW Scalable to 96kW 400V with Modular Power Distribution | https://www.se.com/us/en/product/SY32K96H-PD | 400 3 PH | 230 ,400 3 PH | 84.25x66.77x47.64(in) 214.00x169.60x121.00(cent) | 1189.00(kilos) 2621.75(lbs) |  |  |  | NAM ERP USD | 16-SEP-2025 | 99600.00 | 01-NOV-2025 | 110000.00
| SY32K160H | APC Symmetra PX 32kW Scalable to 160kW, 400V | https://www.se.com/us/en/product/SY32K160H | 400 3 PH | 230 ,400 3 PH | 84.25x66.77x47.64(in) 214.00x169.60x121.00(cent) | 1124.00(kilos) 2478.42(lbs) |  |  |  | NAM ERP USD | 16-SEP-2025 | 77600.00 | 01-NOV-2025 | 85400.00
| SY32K160H-PD | APC Symmetra PX 32kW Scalable to 160kW, 400V w/ Integrated Modular Distribution | https://www.se.com/us/en/product/SY32K160H-PD | 400 3 PH | 230 ,400 3 PH | 84.25x66.77x47.64(in) 214.00x169.60x121.00(cent) | 1189.00(kilos) 2621.75(lbs) |  |  |  | NAM ERP USD | 16-SEP-2025 | 99600.00 | 01-NOV-2025 | 110000.00
| SY40K40F | Symmetra PX 40kW Scalable to 40kW N+1, 208V | https://www.se.com/us/en/product/SY40K40F | 208 3 PH | 120 ,208 ,208 3 PH | 90.98x29.49x41.50(in) 231.10x74.90x105.40(cent) | 854.10(kilos) 1883.29(lbs) |  | 2 | 731304746614 | NAM ERP USD | 16-SEP-2025 | 55500.00 | 01-NOV-2025 | 61000.00
| SY40K100F | APC Symmetra PX 40kW Scalable to 100kW, 208V with Startup | https://www.se.com/us/en/product/SY40K100F | 208 3 PH | 120 ,208 ,208 3 PH | 84.25x66.77x47.64(in) 214.00x169.60x121.00(cent) | 1275.09(kilos) 2811.57(lbs) |  |  | 731304282617 | NAM ERP USD | 16-SEP-2025 | 64600.00 | 01-NOV-2025 | 71000.00
| SY40K100F-NB | Symmetra PX 40kW Scalable to 100kW, 208V with Startup, No Battery | https://www.se.com/us/en/product/SY40K100F-NB | 208 3 PH | 120 ,208 ,208 3 PH | 80.00x33.39x45.00(in) 203.20x84.80x114.30(cent) | 466.50(kilos) 1028.63(lbs) |  |  |  | NAM ERP USD | 16-SEP-2025 | 37100.00 | 01-NOV-2025 | 40800.00
| SY48K48H-PD | APC Symmetra PX 48kW All-In-One, 400V | https://www.se.com/us/en/product/SY48K48H-PD | 400 3 PH | 230 ,400 3 PH | 84.25x33.39x47.64(in) 214.00x84.80x121.00(cent) | 858.00(kilos) 1891.89(lbs) |  |  |  | NAM ERP USD | 16-SEP-2025 | 90000.00 | 01-NOV-2025 | 99000.00
| SY50K100F | APC Symmetra PX 50kW Scalable to 100kW, 208V with Startup | https://www.se.com/us/en/product/SY50K100F | 208 3 PH | 120 ,208 ,208 3 PH | 84.25x66.77x47.64(in) 214.00x169.60x121.00(cent) | 1414.55(kilos) 3119.08(lbs) |  |  | 731304282624 | NAM ERP USD | 16-SEP-2025 | 72400.00 | 01-NOV-2025 | 79700.00
| SY50K100F-NB | Symmetra PX 50kW Scalable to 100kW, 208V with Startup, No Battery | https://www.se.com/us/en/product/SY50K100F-NB | 208 3 PH | 120 ,208 ,208 3 PH | 84.25x33.39x47.64(in) 214.00x84.80x121.00(cent) | 498.50(kilos) 1099.19(lbs) |  |  |  | NAM ERP USD | 16-SEP-2025 | 41300.00 | 01-NOV-2025 | 45400.00
| SY60K100F | APC Symmetra PX 60kW Scalable to 100kW, 208V with Startup | https://www.se.com/us/en/product/SY60K100F | 208 3 PH | 120 ,208 ,208 3 PH | 84.25x66.77x47.64(in) 214.00x169.60x121.00(cent) | 1554.00(kilos) 3426.57(lbs) |  |  | 731304282631 | NAM ERP USD | 16-SEP-2025 | 80300.00 | 01-NOV-2025 | 88400.00
| SY60K100F-NB | Symmetra PX 60kW Scalable to 100kW, 208V with Startup, No Battery | https://www.se.com/us/en/product/SY60K100F-NB | 208 3 PH | 120 ,208 ,208 3 PH | 84.25x33.39x47.64(in) 214.00x84.80x121.00(cent) | 530.60(kilos) 1169.97(lbs) |  |  |  | NAM ERP USD | 16-SEP-2025 | 45500.00 | 01-NOV-2025 | 50100.00
| SY64K96H | APC Symmetra PX 64kW Scalable to 96kW, 400V | https://www.se.com/us/en/product/SY64K96H | 400 3 PH | 230 ,400 3 PH | 84.25x66.77x47.64(in) 214.00x169.60x121.00(cent) | 1511.00(kilos) 3331.76(lbs) |  |  |  | NAM ERP USD | 16-SEP-2025 | 106500.00 | 01-NOV-2025 | 117000.00
| SY64K96H-PD | APC Symmetra PX 64kW Scalable to 96kW 400V with Modular Power Distribution | https://www.se.com/us/en/product/SY64K96H-PD | 400 3 PH | 230 ,400 3 PH | 84.25x66.77x47.64(in) 214.00x169.60x121.00(cent) | 1576.00(kilos) 3475.08(lbs) |  |  |  | NAM ERP USD | 16-SEP-2025 | 137000.00 | 01-NOV-2025 | 150500.00
| SY64K160H-PD | APC Symmetra PX 64kW Scalable to 160kW, 400V w/ Integrated Modular Distribution | https://www.se.com/us/en/product/SY64K160H-PD | 400 3 PH | 230 ,400 3 PH | 84.25x66.77x47.64(in) 214.00x169.60x121.00(cent) | 1576.00(kilos) 3475.08(lbs) |  |  |  | NAM ERP USD | 16-SEP-2025 | 137000.00 | 01-NOV-2025 | 150500.00
| SY70K100F | APC Symmetra PX 70kW Scalable to 100kW, 208V with Startup | https://www.se.com/us/en/product/SY70K100F | 208 3 PH | 120 ,208 ,208 3 PH | 84.25x66.77x47.64(in) 214.00x169.60x121.00(cent) | 1693.45(kilos) 3734.06(lbs) |  |  | 731304282648 | NAM ERP USD | 16-SEP-2025 | 88200.00 | 01-NOV-2025 | 97000.00
| SY70K100F-NB | Symmetra PX 70 kW Scalable to 100kW, 208V with Startup, No Battery | https://www.se.com/us/en/product/SY70K100F-NB | 208 3 PH | 120 ,208 ,208 3 PH | 84.25x33.39x47.64(in) 214.00x84.80x121.00(cent) | 562.60(kilos) 1240.53(lbs) |  |  |  | NAM ERP USD | 16-SEP-2025 | 50700.00 | 01-NOV-2025 | 55800.00
| SY80K100F | APC Symmetra PX 80kW Scalable to 100kW, 208V with Startup | https://www.se.com/us/en/product/SY80K100F | 208 3 PH | 120 ,208 ,208 3 PH | 84.25x66.77x47.64(in) 214.00x169.60x121.00(cent) | 1832.91(kilos) 4041.57(lbs) |  |  | 731304282655 | NAM ERP USD | 16-SEP-2025 | 96100.00 | 01-NOV-2025 | 106000.00
| SY80K100F-NB | Symmetra PX 80kW Scalable to 100kW, 208V with Startup, No Battery | https://www.se.com/us/en/product/SY80K100F-NB | 208 3 PH | 120 ,208 ,208 3 PH | 84.25x33.39x47.64(in) 214.00x84.80x121.00(cent) | 594.70(kilos) 1311.31(lbs) |  |  |  | NAM ERP USD | 16-SEP-2025 | 54000.00 | 01-NOV-2025 | 59400.00
| SY90K100F | APC Symmetra PX 90kW Scalable to 100kW, 208V with Startup | https://www.se.com/us/en/product/SY90K100F | 208 3 PH | 120 ,208 ,208 3 PH | 84.25x66.77x47.64(in) 214.00x169.60x121.00(cent) | 1972.36(kilos) 4349.05(lbs) |  |  | 731304282662 | NAM ERP USD | 16-SEP-2025 | 103000.00 | 01-NOV-2025 | 113500.00
| SY90K100F-NB | Symmetra PX 90kW Scalable to 100kW, 208V with Startup, No Battery | https://www.se.com/us/en/product/SY90K100F-NB | 208 3 PH | 120 ,208 ,208 3 PH | 84.25x33.39x47.64(in) 214.00x84.80x121.00(cent) | 626.80(kilos) 1382.09(lbs) |  |  |  | NAM ERP USD | 16-SEP-2025 | 57500.00 | 01-NOV-2025 | 63200.00
| SY96K96H | APC Symmetra PX 96kW Scalable, 400V | https://www.se.com/us/en/product/SY96K96H | 400 3 PH | 230 ,400 3 PH | 84.25x66.77x47.64(in) 214.00x169.60x121.00(cent) | 1898.00(kilos) 4185.09(lbs) |  |  |  | NAM ERP USD | 16-SEP-2025 | 138000.00 | 01-NOV-2025 | 151500.00
| SY96K96H-PD | APC Symmetra PX 96kW Scalable, 400V with Modular Power Distribution | https://www.se.com/us/en/product/SY96K96H-PD | 400 3 PH | 230 ,400 3 PH | 84.25x66.77x47.64(in) 214.00x169.60x121.00(cent) | 1963.00(kilos) 4328.42(lbs) |  |  |  | NAM ERP USD | 16-SEP-2025 | 172000.00 | 01-NOV-2025 | 189500.00
| SY96K160H-PD | APC Symmetra PX 96kW Scalable to 160kW, 400V w/ Integrated Modular Distribution | https://www.se.com/us/en/product/SY96K160H-PD | 400 3 PH | 230 ,400 3 PH | 84.25x66.77x47.64(in) 214.00x169.60x121.00(cent) | 1963.00(kilos) 4328.42(lbs) |  |  |  | NAM ERP USD | 16-SEP-2025 | 163500.00 | 01-NOV-2025 | 180000.00
| SY100K100F | APC Symmetra PX 100kW Scalable to 100kW, 208V with Startup | https://www.se.com/us/en/product/SY100K100F | 208 3 PH | 120 ,208 ,208 3 PH | 84.25x66.77x47.64(in) 214.00x169.60x121.00(cent) | 2111.82(kilos) 4656.56(lbs) |  |  | 731304282570 | NAM ERP USD | 16-SEP-2025 | 113000.00 | 01-NOV-2025 | 124500.00
| SY100K100F-NB | Symmetra PX 100kW Scalable to 100kW, 208V with Startup, No Battery | https://www.se.com/us/en/product/SY100K100F-NB | 208 3 PH | 120 ,208 ,208 3 PH | 84.25x33.39x47.64(in) 214.00x84.80x121.00(cent) | 298.87(kilos) 659.01(lbs) |  |  |  | NAM ERP USD | 16-SEP-2025 | 63300.00 | 01-NOV-2025 | 69700.00
| SY100K250D | APC Symmetra PX 100kW Scalable to 250kW without Maintenance Bypass or Distribution- Parallel Capable | https://www.se.com/us/en/product/SY100K250D | 480 3 PH,400 3 PH | 480 3 PH,400 3 PH | 84.65x117.72x50.00(in) 215.00x299.00x127.00(cent) | 2517.00(kilos) 5549.99(lbs) |  |  |  | NAM ERP USD | 16-SEP-2025 | 112500.00 | 01-NOV-2025 | 124000.00
| SY100K250DL-PD | APC Symmetra PX 100kW Scalable to 250kW with Maintenance Bypass Left & Distribution | https://www.se.com/us/en/product/SY100K250DL-PD | 480 3 PH,400 3 PH | 480 3 PH,400 3 PH | 84.65x117.72x50.00(in) 215.00x299.00x127.00(cent) | 2909.55(kilos) 6415.56(lbs) |  |  |  | NAM ERP USD | 16-SEP-2025 | 132500.00 | 01-NOV-2025 | 145500.00
| SY100K250DR-PD | APC Symmetra PX 100kW Scalable to 250kW with Right Mounted Maintenance Bypass and Distribution | https://www.se.com/us/en/product/SY100K250DR-PD | 480 3 PH,400 3 PH | 480 3 PH,400 3 PH | 84.65x117.72x50.00(in) 215.00x299.00x127.00(cent) | 2894.00(kilos) 6381.27(lbs) |  |  |  | NAM ERP USD | 16-SEP-2025 | 132500.00 | 01-NOV-2025 | 145500.00
| SY125K250D | APC Symmetra PX 125kW Scalable to 250kW without Maintenance Bypass or Distribution -Parallel Capable | https://www.se.com/us/en/product/SY125K250D | 480 3 PH,400 3 PH | 480 3 PH,400 3 PH | 84.65x117.72x50.00(in) 215.00x299.00x127.00(cent) | 2727.00(kilos) 6013.04(lbs) |  |  |  | NAM ERP USD | 16-SEP-2025 | 127500.00 | 01-NOV-2025 | 140500.00
| SY125K250D-NB | APC Symmetra PX 125kW Scalable to 250kW without Bypass, Distribution or batteries -Parallel Capable | https://www.se.com/us/en/product/SY125K250D-NB | 480 3 PH,400 3 PH | 480 3 PH,400 3 PH | 84.65x73.62x50.00(in) 215.00x187.00x127.00(cent) | 1000.00(kilos) 2205.00(lbs) |  |  |  | NAM ERP USD | 16-SEP-2025 | 76300.00 | 01-NOV-2025 | 83900.00
| SY125K250DL-PD | APC Symmetra PX 125kW Scalable to 250kW with Left Mounted Maintenance Bypass and Distribution | https://www.se.com/us/en/product/SY125K250DL-PD | 480 3 PH,400 3 PH | 480 3 PH,400 3 PH | 84.65x117.72x50.00(in) 215.00x299.00x127.00(cent) | 3104.00(kilos) 6844.32(lbs) |  |  |  | NAM ERP USD | 16-SEP-2025 | 148000.00 | 01-NOV-2025 | 162500.00
| SY125K250DL-PDNB | APC Symmetra PX 125kW Scalable to 250kW with Maintenance Bypass Left, Distribution & No Batteries | https://www.se.com/us/en/product/SY125K250DL-PDNB | 400 3 PH,480 3 PH | 400 3 PH,480 3 PH | 84.65x73.62x50.00(in) 215.00x187.00x127.00(cent) | 1380.45(kilos) 3043.89(lbs) |  |  |  | NAM ERP USD | 16-SEP-2025 | 95300.00 | 01-NOV-2025 | 105000.00
| SY125K250DR-PD | APC Symmetra PX 125kW Scalable to 250kW with Right Mounted Maintenance Bypass and Distribution | https://www.se.com/us/en/product/SY125K250DR-PD | 480 3 PH,400 3 PH | 480 3 PH,400 3 PH | 84.65x117.72x50.00(in) 215.00x299.00x127.00(cent) | 3104.00(kilos) 6844.32(lbs) |  |  |  | NAM ERP USD | 16-SEP-2025 | 148000.00 | 01-NOV-2025 | 162500.00
| SY125K250DR-PDNB | APC Symmetra PX 125kW Scalable to 250kW with Maintenance Bypass and Distribution, No Batteries | https://www.se.com/us/en/product/SY125K250DR-PDNB | 480 3 PH,400 3 PH | 480 3 PH,400 3 PH | 84.65x73.62x50.00(in) 215.00x187.00x127.00(cent) | 1377.00(kilos) 3036.29(lbs) |  |  |  | NAM ERP USD | 16-SEP-2025 | 95300.00 | 01-NOV-2025 | 105000.00
| SY125K500D | APC Symmetra PX 125kW Scalable to 500kW without Maintenance Bypass & Distribution -Parallel Capable | https://www.se.com/us/en/product/SY125K500D | 480 3 PH,400 3 PH | 480 3 PH,400 3 PH | 84.65x117.72x50.00(in) 215.00x299.00x127.00(cent) | 3036.00(kilos) 6694.38(lbs) |  |  |  | NAM ERP USD | 16-SEP-2025 | 134500.00 | 01-NOV-2025 | 147500.00
| SY125K500D-NB | APC Symmetra PX 125kW Scalable to 500kW without Bypass, Distribution or Batteries -Parallel Capable | https://www.se.com/us/en/product/SY125K500D-NB | 480 3 PH,400 3 PH | 480 3 PH,400 3 PH | 84.65x73.62x50.00(in) 215.00x187.00x127.00(cent) | 1309.00(kilos) 2886.35(lbs) |  |  |  | NAM ERP USD | 16-SEP-2025 | 84800.00 | 01-NOV-2025 | 93300.00
| SY125K500DL-PD | APC Symmetra PX 125kW Scalable to 500kW with Maintenance Bypass Left & Distribution | https://www.se.com/us/en/product/SY125K500DL-PD | 400 3 PH,480 3 PH | 400 3 PH,480 3 PH | 84.65x117.72x50.00(in) 215.00x299.00x127.00(cent) | 3255.00(kilos) 7177.28(lbs) |  |  |  | NAM ERP USD | 16-SEP-2025 | 155000.00 | 01-NOV-2025 | 170500.00
| SY125K500DL-PDNB | APC Symmetra PX 125kW Scalable to 500kW with Maintenance Bypass Left, Distribution & No Batteries | https://www.se.com/us/en/product/SY125K500DL-PDNB | 480 3 PH | 400 3 PH,480 3 PH | 84.65x73.62x50.00(in) 215.00x187.00x127.00(cent) | 1514.09(kilos) 3338.57(lbs) |  |  |  | NAM ERP USD | 16-SEP-2025 | 102500.00 | 01-NOV-2025 | 113000.00
| SY125K500DR-PD | APC Symmetra PX 125kW Scalable to 500kW with Right Mounted Maintenance Bypass and Distribution | https://www.se.com/us/en/product/SY125K500DR-PD | 480 3 PH,400 3 PH | 480 3 PH,400 3 PH | 84.65x117.72x50.00(in) 215.00x299.00x127.00(cent) | 3413.00(kilos) 7525.67(lbs) |  |  |  | NAM ERP USD | 16-SEP-2025 | 155000.00 | 01-NOV-2025 | 170500.00
| SY125K500DR-PDNB | APC Symmetra PX 125kW Scalable to 500kW with Maintenance Bypass and Distribution, No Batteries | https://www.se.com/us/en/product/SY125K500DR-PDNB | 480 3 PH,400 3 PH | 480 3 PH,400 3 PH | 84.65x73.62x50.00(in) 215.00x187.00x127.00(cent) | 1686.00(kilos) 3717.63(lbs) |  |  |  | NAM ERP USD | 16-SEP-2025 | 99000.00 | 01-NOV-2025 | 109000.00
| SY150K250D | APC Symmetra PX 150kW Scalable to 250kW without Maintenance Bypass or Distribution -Parallel Capable | https://www.se.com/us/en/product/SY150K250D | 480 3 PH,400 3 PH | 480 3 PH,400 3 PH | 84.65x161.81x50.00(in) 215.00x411.00x127.00(cent) | 3530.00(kilos) 7783.65(lbs) |  |  |  | NAM ERP USD | 16-SEP-2025 | 159500.00 | 01-NOV-2025 | 175500.00
| SY150K250DL-PD | APC Symmetra PX 150kW Scalable to 250kW with Maintenance Bypass Left & Distribution | https://www.se.com/us/en/product/SY150K250DL-PD | 480 3 PH,400 3 PH | 480 3 PH,400 3 PH | 84.65x161.81x50.00(in) 215.00x411.00x127.00(cent) | 3928.64(kilos) 8662.65(lbs) |  |  |  | NAM ERP USD | 16-SEP-2025 | 180000.00 | 01-NOV-2025 | 198000.00
| SY150K250DR-PD | APC Symmetra PX 150kW Scalable to 250kW with Right Mounted Maintenance Bypass and Distribution | https://www.se.com/us/en/product/SY150K250DR-PD | 480 3 PH,400 3 PH | 480 3 PH,400 3 PH | 84.65x161.81x50.00(in) 215.00x411.00x127.00(cent) | 3907.00(kilos) 8614.93(lbs) |  |  |  | NAM ERP USD | 16-SEP-2025 | 180000.00 | 01-NOV-2025 | 198000.00
| SY200K250D | APC Symmetra PX 200kW Scalable to 250kW without Maintenance Bypass or Distribution -Parallel Capable | https://www.se.com/us/en/product/SY200K250D | 480 3 PH,400 3 PH | 480 3 PH,400 3 PH | 84.65x161.81x50.00(in) 215.00x411.00x127.00(cent) | 4112.00(kilos) 9066.96(lbs) |  |  |  | NAM ERP USD | 16-SEP-2025 | 192000.00 | 01-NOV-2025 | 211000.00
| SY200K250DL-PD | APC Symmetra PX 200kW Scalable to 250kW with Maintenance Bypass Left & Distribution | https://www.se.com/us/en/product/SY200K250DL-PD | 480 3 PH,400 3 PH | 480 3 PH,400 3 PH | 84.65x161.81x50.00(in) 215.00x411.00x127.00(cent) | 4515.91(kilos) 9957.58(lbs) |  |  |  | NAM ERP USD | 16-SEP-2025 | 215000.00 | 01-NOV-2025 | 236500.00
| SY200K250DR-PD | APC Symmetra PX 200kW Scalable to 250kW with Right Mounted Maintenance Bypass and Distribution | https://www.se.com/us/en/product/SY200K250DR-PD | 480 3 PH,400 3 PH | 480 3 PH,400 3 PH | 84.65x161.81x50.00(in) 215.00x411.00x127.00(cent) | 4489.00(kilos) 9898.25(lbs) |  |  |  | NAM ERP USD | 16-SEP-2025 | 215000.00 | 01-NOV-2025 | 236500.00
| SY250K500D | APC Symmetra PX 250kW Scalable to 500kW without Maintenance Bypass or Distribution -Parallel Capable | https://www.se.com/us/en/product/SY250K500D | 480 3 PH,400 3 PH | 480 3 PH,400 3 PH | 84.65x191.34x50.00(in) 215.00x486.00x127.00(cent) | 5003.00(kilos) 11031.62(lbs) |  |  |  | NAM ERP USD | 16-SEP-2025 | 233000.00 | 01-NOV-2025 | 256500.00
| SY250K500DL-PD | APC Symmetra PX 250kW Scalable to 500kW with Left Mounted Maintenance Bypass and Distribution | https://www.se.com/us/en/product/SY250K500DL-PD | 480 3 PH,400 3 PH | 480 3 PH,400 3 PH | 84.65x191.34x50.00(in) 215.00x486.00x127.00(cent) | 5380.00(kilos) 11862.90(lbs) |  |  |  | NAM ERP USD | 16-SEP-2025 | 257500.00 | 01-NOV-2025 | 283000.00
| SY250K500DR-PD | APC Symmetra PX 250kW Scalable to 500kW with Right Mounted Maintenance Bypass and Distribution | https://www.se.com/us/en/product/SY250K500DR-PD | 480 3 PH,400 3 PH | 480 3 PH,400 3 PH | 84.65x191.34x50.00(in) 215.00x486.00x127.00(cent) | 5380.00(kilos) 11862.90(lbs) |  |  |  | NAM ERP USD | 16-SEP-2025 | 257500.00 | 01-NOV-2025 | 283000.00
| SY300K500D | APC Symmetra PX 300kW Scalable to 500kW without Maintenance Bypass or Distribution -Parallel Capable | https://www.se.com/us/en/product/SY300K500D | 480 3 PH,400 3 PH | 480 3 PH,400 3 PH | 84.65x235.43x50.00(in) 215.00x598.00x127.00(cent) | 6178.00(kilos) 13622.49(lbs) |  |  |  | NAM ERP USD | 16-SEP-2025 | 285500.00 | 01-NOV-2025 | 314500.00
| SY300K500DL-PD | APC Symmetra PX 300kW Scalable to 500kW with Maintenance Bypass Left & Distribution | https://www.se.com/us/en/product/SY300K500DL-PD | 480 3 PH,400 3 PH | 480 3 PH,400 3 PH | 84.65x235.43x50.00(in) 215.00x598.00x127.00(cent) | 6555.00(kilos) 14453.78(lbs) |  |  |  | NAM ERP USD | 16-SEP-2025 | 311500.00 | 01-NOV-2025 | 342500.00
| SY300K500DR-PD | APC Symmetra PX 300kW Scalable to 500kW with Right Mounted Maintenance Bypass and Distribution | https://www.se.com/us/en/product/SY300K500DR-PD | 480 3 PH,400 3 PH | 480 3 PH,400 3 PH | 84.65x235.43x50.00(in) 215.00x598.00x127.00(cent) | 6555.00(kilos) 14453.78(lbs) |  |  |  | NAM ERP USD | 16-SEP-2025 | 311500.00 | 01-NOV-2025 | 342500.00
| SY400K500D | APC Symmetra PX 400kW Scalable to 500kW without Maintenance Bypass or Distribution -Parallel Capable | https://www.se.com/us/en/product/SY400K500D | 480 3 PH,400 3 PH | 480 3 PH,400 3 PH | 84.65x279.53x50.00(in) 215.00x710.00x127.00(cent) | 7493.00(kilos) 16522.07(lbs) |  |  |  | NAM ERP USD | 16-SEP-2025 | 365500.00 | 01-NOV-2025 | 402000.00
| SY400K500DL-PD | APC Symmetra PX 400kW Scalable to 500kW with Maintenance Bypass Left & Distribution | https://www.se.com/us/en/product/SY400K500DL-PD | 480 3 PH,400 3 PH | 480 3 PH,400 3 PH | 84.65x279.53x50.00(in) 215.00x710.00x127.00(cent) | 8150.00(kilos) 17970.75(lbs) |  |  |  | NAM ERP USD | 16-SEP-2025 | 394000.00 | 01-NOV-2025 | 433500.00
| SY400K500DR-PD | APC Symmetra PX 400kW Scalable to 500kW with Right Mounted Maintenance Bypass and Distribution | https://www.se.com/us/en/product/SY400K500DR-PD | 480 3 PH,400 3 PH | 480 3 PH,400 3 PH | 84.65x279.53x50.00(in) 215.00x710.00x127.00(cent) | 8150.00(kilos) 17970.75(lbs) |  |  |  | NAM ERP USD | 16-SEP-2025 | 394000.00 | 01-NOV-2025 | 433500.00
| SY500K500D | APC Symmetra PX 500kW Scalable to 500kW without Maintenance Bypass or Distribution -Parallel Capable | https://www.se.com/us/en/product/SY500K500D | 480 3 PH,400 3 PH | 480 3 PH,400 3 PH | 84.65x279.53x50.00(in) 215.00x710.00x127.00(cent) | 8937.00(kilos) 19706.09(lbs) |  |  |  | NAM ERP USD | 16-SEP-2025 | 425000.00 | 01-NOV-2025 | 467500.00
| SY500K500DL-PD | APC Symmetra PX 500kW Scalable to 500kW with Maintenance Bypass Left & Distribution | https://www.se.com/us/en/product/SY500K500DL-PD | 480 3 PH,400 3 PH | 480 3 PH,400 3 PH | 84.65x279.53x50.00(in) 215.00x710.00x127.00(cent) | 9314.00(kilos) 20537.37(lbs) |  |  |  | NAM ERP USD | 16-SEP-2025 | 455500.00 | 01-NOV-2025 | 501000.00
| SY500K500DR-PD | APC Symmetra PX 500kW Scalable to 500kW with Right Mounted Maintenance Bypass and Distribution | https://www.se.com/us/en/product/SY500K500DR-PD | 480 3 PH,400 3 PH | 480 3 PH,400 3 PH | 84.65x279.53x50.00(in) 215.00x710.00x127.00(cent) | 9314.00(kilos) 20537.37(lbs) |  |  |  | NAM ERP USD | 16-SEP-2025 | 455500.00 | 01-NOV-2025 | 501000.00
| SYBFF | APC Symmetra PX 500kW Bottom Feed Frame for 500kW Dual Mains Configs | https://www.se.com/us/en/product/SYBFF | 480 3 PH,400 3 PH |  | 84.06x29.33x47.64(in) 213.50x74.50x121.00(cent) | 186.36(kilos) 410.92(lbs) |  |  | 731304256458 | NAM ERP USD | 16-SEP-2025 | 7250.00 | 01-NOV-2025 | 7950.00
| SYBFXR8 | APC Symmetra PX 250/500kW Battery Enclosure for up to 8 Battery Modules | https://www.se.com/us/en/product/SYBFXR8 |  |  | 84.65x44.09x50.00(in) 215.00x112.00x127.00(cent) | 431.82(kilos) 952.16(lbs) |  |  | 731304253594 | NAM ERP USD | 16-SEP-2025 | 17700.00 | 01-NOV-2025 | 19500.00
| SYBFXR8S | APC Symmetra PX 250/500kW Battery Enclosure for up to 8 Battery Modules & Start Up | https://www.se.com/us/en/product/SYBFXR8S |  |  | 84.65x44.09x50.00(in) 215.00x112.00x127.00(cent) | 431.82(kilos) 952.16(lbs) |  |  |  | NAM ERP USD | 16-SEP-2025 | 17900.00 | 01-NOV-2025 | 19700.00
| SYBSC250K500 | APC Symmetra PX250/500kW Batt. enclosure sidecar for remote battery solution with 500A fuse kit | https://www.se.com/us/en/product/SYBSC250K500 | 480 3 PH,400 3 PH |  | 84.65x29.33x47.64(in) 215.00x74.50x121.00(cent) | 186.82(kilos) 411.94(lbs) |  |  | 731304253570 | NAM ERP USD | 16-SEP-2025 | 8225.00 | 01-NOV-2025 | 9050.00
| SYCF40KF | SYMMETRA PX 40KW FRAME, 208V | https://www.se.com/us/en/product/SYCF40KF | 208 | 208 3 PH | 90.98x29.49x41.50(in) 231.10x74.90x105.40(cent) | 285.00(kilos) 628.43(lbs) |  |  | 731304123705 | NAM ERP USD | 16-SEP-2025 | 21700.00 | 01-NOV-2025 | 23900.00
| SYCF48KH | APC Symmetra PX 48kW All-In-One Frame, 400V | https://www.se.com/us/en/product/SYCF48KH | 400 3 PH | 400 3 PH | 84.25x33.39x47.64(in) 214.00x84.80x121.00(cent) | 331.00(kilos) 729.86(lbs) |  |  | 731304262022 | NAM ERP USD | 16-SEP-2025 | 42100.00 | 01-NOV-2025 | 46300.00
| SYCF100KF | APC Symmetra PX 100kW Power Frame, 208V | https://www.se.com/us/en/product/SYCF100KF | 208 3 PH | 208 3 PH | 84.25x33.39x47.64(in) 214.00x84.80x121.00(cent) | 358.64(kilos) 790.80(lbs) |  | 1 | 731304277613 | NAM ERP USD | 16-SEP-2025 | 38100.00 | 01-NOV-2025 | 41900.00
| SYCF160KH | APC Symmetra PX Frame 160kW 400V | https://www.se.com/us/en/product/SYCF160KH | 400 3 PH | 230 ,400 3 PH | 84.25x33.39x47.64(in) 214.00x84.80x121.00(cent) | 358.00(kilos) 789.39(lbs) |  |  | 731304256854 | NAM ERP USD | 16-SEP-2025 | 29800.00 | 01-NOV-2025 | 32700.00
| SYCFXR9 | APC Symmetra PX Battery Frame for 400V PX 96/160kW & 208V PX 100kW for 9 Battery Modules | https://www.se.com/us/en/product/SYCFXR9 |  |  | 84.65x33.39x47.64(in) 215.00x84.80x121.00(cent) | 379.00(kilos) 835.70(lbs) |  |  | 731304257615 | NAM ERP USD | 16-SEP-2025 | 13100.00 | 01-NOV-2025 | 14400.00
| SYCFXR9-9 | APC Symmetra PX Battery Frame for 400V PX 96/160kW & 208V PX 100kW with 9 Battery Modules & Startup | https://www.se.com/us/en/product/SYCFXR9-9 |  |  | 84.02x33.39x47.64(in) 213.40x84.80x121.00(cent) | 1343.00(kilos) 2961.32(lbs) |  |  |  | NAM ERP USD | 16-SEP-2025 | 45300.00 | 01-NOV-2025 | 49800.00
| SYCFXR9-S | APC Symmetra PX Battery Frame for 400V PX 96/160kW & 208V PX 100kW for 9 Battery Modules & Startup | https://www.se.com/us/en/product/SYCFXR9-S |  |  | 84.65x33.39x47.64(in) 215.00x84.80x121.00(cent) | 379.00(kilos) 835.70(lbs) |  |  |  | NAM ERP USD | 16-SEP-2025 | 15200.00 | 01-NOV-2025 | 16700.00
| SYIOF500KD | APC Symmetra PX 250/500kW IO Frame, 400/480V | https://www.se.com/us/en/product/SYIOF500KD | 480 3 PH,400 3 PH | 480 3 PH,400 3 PH | 83.58x29.33x47.64(in) 212.30x74.50x121.00(cent) | 363.64(kilos) 801.83(lbs) |  |  | 731304256441 | NAM ERP USD | 16-SEP-2025 | 21800.00 | 01-NOV-2025 | 24000.00
| SYIOF500KMBL | APC Symmetra PX 250/500kW IO Frame with Left Mounted Maintenance Bypass and Distribution, 400/480V | https://www.se.com/us/en/product/SYIOF500KMBL | 480 3 PH,400 3 PH | 480 3 PH,400 3 PH | 83.58x29.33x47.64(in) 212.30x74.50x121.00(cent) | 753.64(kilos) 1661.78(lbs) |  |  | 731304253853 | NAM ERP USD | 16-SEP-2025 | 38700.00 | 01-NOV-2025 | 42600.00
| SYIOF500KMBR | APC Symmetra PX 250/500kW IO Frame with Right Mounted Maintenance Bypass and Distribution 400/480V | https://www.se.com/us/en/product/SYIOF500KMBR | 480 3 PH,400 3 PH | 480 3 PH,400 3 PH | 83.58x44.09x47.64(in) 212.30x112.00x121.00(cent) | 753.64(kilos) 1661.78(lbs) |  |  | 731304253860 | NAM ERP USD | 16-SEP-2025 | 32300.00 | 01-NOV-2025 | 35500.00
| SYMBP100F | Symmetra PX 100 Maintenance Bypass Panel, 208V | https://www.se.com/us/en/product/SYMBP100F | 208 3 PH | 208 3 PH | 84.65x33.39x47.64(in) 215.00x84.80x121.00(cent) | 189.09(kilos) 416.94(lbs) |  |  | 731304293927 | NAM ERP USD | 16-SEP-2025 | 12400.00 | 01-NOV-2025 | 13600.00
| SYOPT003 | APC Symmetra PX 250kW Battery Breaker Enclosure Fuse Kit 500A | https://www.se.com/us/en/product/SYOPT003 |  |  | 10.83x9.45x8.07(in) 27.50x24.00x20.50(cent) | 7.73(kilos) 17.04(lbs) |  |  | 731304267300 | NAM ERP USD | 16-SEP-2025 | 1175.00 | 01-NOV-2025 | 1275.00
| SYOPT004 | APC Symmetra PX 500kW Battery Breaker Enclosure Fuse Kit 1000A | https://www.se.com/us/en/product/SYOPT004 |  |  | 15.35x12.20x8.27(in) 39.00x31.00x21.00(cent) | 9.55(kilos) 21.06(lbs) |  |  | 731304267294 | NAM ERP USD | 16-SEP-2025 | 1525.00 | 01-NOV-2025 | 1675.00
| SYOPT005 | APC Symmetra PX 250/500 Air Filter | https://www.se.com/us/en/product/SYOPT005 |  |  | 38.58x24.02x2.76(in) 98.00x61.00x7.00(cent) | 2.82(kilos) 6.22(lbs) |  |  | 731304267270 | NAM ERP USD | 16-SEP-2025 | 629.00 | 01-NOV-2025 | 689.00
| SYOPT007 | APC Symmetra PX250/500 Third Party Switchgear Kit | https://www.se.com/us/en/product/SYOPT007 |  |  | 7.76x3.74x3.15(in) 19.70x9.50x8.00(cent) | 0.91(kilos) 2.01(lbs) |  |  | 731304278764 | NAM ERP USD | 16-SEP-2025 | 1600.00 | 01-NOV-2025 | 1750.00
| SYOPT009 | Seismic Kit for 600mm Symmetra PX Battery Cabinets | https://www.se.com/us/en/product/SYOPT009 |  |  | 16.93x7.87x3.15(in) 43.00x20.00x8.00(cent) | 3.00(kilos) 6.62(lbs) |  |  | 731304291053 | NAM ERP USD | 16-SEP-2025 | 219.99 | 01-NOV-2025 | 239.99
| SYOPT014 | Seismic Kit for Symmetra PX 20 Batteries | https://www.se.com/us/en/product/SYOPT014 |  |  | 18.78x10.12x5.55(in) 47.70x25.70x14.10(cent) | 4.36(kilos) 9.61(lbs) |  |  | 731304307174 | NAM ERP USD | 16-SEP-2025 | 369.99 | 01-NOV-2025 | 399.99
| SYOPT300 | Seismic Kit for 300mm Symmetra PX 100, Symmetra PX 250/500, and Modular PDU Frames | https://www.se.com/us/en/product/SYOPT300 |  |  | 16.93x7.87x3.15(in) 43.00x20.00x8.00(cent) | 4.00(kilos) 8.82(lbs) |  |  | 731304291060 | NAM ERP USD | 16-SEP-2025 | 229.99 | 01-NOV-2025 | 259.99
| SYOPT600 | Seismic Kit for 600mm Symmetra PX 100 and Symmetra PX 250/500 Frames | https://www.se.com/us/en/product/SYOPT600 |  |  | 31.50x5.51x4.72(in) 80.00x14.00x12.00(cent) | 8.00(kilos) 17.64(lbs) |  |  | 731304291077 | NAM ERP USD | 16-SEP-2025 | 459.00 | 01-NOV-2025 | 509.00
| SYOPT750 | Seismic Kit for 750mm Symmetra PX 250/500 Frames | https://www.se.com/us/en/product/SYOPT750 |  |  | 31.50x5.51x4.72(in) 80.00x14.00x12.00(cent) | 16.00(kilos) 35.28(lbs) |  |  | 731304291084 | NAM ERP USD | 16-SEP-2025 | 569.00 | 01-NOV-2025 | 629.00
| SYPF250KD | APC Symmetra PX 250kW Power Module Frame, 400/480V | https://www.se.com/us/en/product/SYPF250KD | 480 3 PH,400 3 PH | 480 3 PH,400 3 PH | 84.06x29.53x47.64(in) 213.50x75.00x121.00(cent) | 280.45(kilos) 618.39(lbs) |  |  | 731304253228 | NAM ERP USD | 16-SEP-2025 | 10700.00 | 01-NOV-2025 | 11800.00
| SYSW80KF | Symmetra PX 80kW Static Switch Module, 208V | https://www.se.com/us/en/product/SYSW80KF | 208 3 PH | 120 ,208 ,208 3 PH | 21.10x21.69x24.25(in) 53.60x55.10x61.60(cent) | 38.50(kilos) 84.89(lbs) |  |  | 731304209492 | NAM ERP USD | 16-SEP-2025 | 8025.00 | 01-NOV-2025 | 8825.00
| SYSW250KD | APC Symmetra PX 250kW Static Switch Module, 400/480V | https://www.se.com/us/en/product/SYSW250KD |  |  | 36.61x30.71x36.02(in) 93.00x78.00x91.50(cent) | 105.00(kilos) 231.53(lbs) |  | 1 | 731304253143 | NAM ERP USD | 16-SEP-2025 | 9550.00 | 01-NOV-2025 | 10500.00
| SYSW500KD | APC Symmetra PX 500kW Static Switch Module, 400/480V | https://www.se.com/us/en/product/SYSW500KD |  |  | 36.61x30.71x36.02(in) 93.00x78.00x91.50(cent) | 134.09(kilos) 295.67(lbs) |  | 1 | 731304253150 | NAM ERP USD | 16-SEP-2025 | 11900.00 | 01-NOV-2025 | 13100.00
| SYWMBP96K160H2 | APC Symmetra PX 96/160KW Value Wall-mounted Maintenance Bypass Panel, 400V | https://www.se.com/us/en/product/SYWMBP96K160H2 |  |  | 48.43x32.68x13.78(in) 123.00x83.00x35.00(cent) | 105.00(kilos) 231.53(lbs) |  |  | 731304313304 | NAM ERP USD | 16-SEP-2025 | 6425.00 | 01-NOV-2025 | 7075.00
Data Center Containment >> Racks and Accessories | ACAC22000 | Active Flow Controller - 25Pa | https://www.se.com/us/en/product/ACAC22000 |  |  | 3.19x22.28x13.39(in) 8.10x56.60x34.00(cent) | 1.44(kilos) 3.18(lbs) |  |  | 731304300311 | NAM ERP USD | 16-SEP-2025 | 2475.00 | 01-NOV-2025 | 2725.00
| ACCS1000 | APC Rack Air Containment Rear Assembly for InRow 300 mm | https://www.se.com/us/en/product/ACCS1000 |  |  | 5.98x20.00x80.00(in) 15.20x50.80x203.20(cent) | 20.82(kilos) 45.91(lbs) |  |  | 731304243045 | NAM ERP USD | 16-SEP-2025 | 1425.00 | 01-NOV-2025 | 1625.00
| ACCS1001 | APC Rack Air Containment Rear Assembly for NetShelter SX 42U and InRow 600mm | https://www.se.com/us/en/product/ACCS1001 |  |  | 5.98x20.00x80.00(in) 15.20x50.80x203.20(cent) | 29.59(kilos) 65.25(lbs) |  |  | 731304243052 | NAM ERP USD | 16-SEP-2025 | 2850.00 | 01-NOV-2025 | 3125.00
| ACCS1002 | APC Rack Air Containment End Caps | https://www.se.com/us/en/product/ACCS1002 |  |  | 2.01x8.50x75.98(in) 5.10x21.60x193.00(cent) | 9.00(kilos) 19.85(lbs) |  |  | 731304243069 | NAM ERP USD | 16-SEP-2025 | 669.00 | 01-NOV-2025 | 769.00
| ACCS1003 | APC Rack Air Containment Front Assembly for InRow 300mm | https://www.se.com/us/en/product/ACCS1003 |  |  | 5.98x20.00x80.00(in) 15.20x50.80x203.20(cent) | 22.55(kilos) 49.72(lbs) |  |  | 731304243090 | NAM ERP USD | 16-SEP-2025 | 1650.00 | 01-NOV-2025 | 1900.00
| ACCS1004 | APC Rack Air Containment Front Assembly for InRow 600mm | https://www.se.com/us/en/product/ACCS1004 |  |  | 5.98x20.00x80.00(in) 15.20x50.80x203.20(cent) | 30.82(kilos) 67.96(lbs) |  |  | 731304243083 | NAM ERP USD | 16-SEP-2025 | 2775.00 | 01-NOV-2025 | 3175.00
| ACCS1005 | APC Rack Air Containment Front Assembly for NetShelter SX 42U 600mm Wide | https://www.se.com/us/en/product/ACCS1005 |  |  | 5.98x20.00x80.00(in) 15.20x50.80x203.20(cent) | 29.82(kilos) 65.75(lbs) |  |  | 731304243076 | NAM ERP USD | 16-SEP-2025 | 2525.00 | 01-NOV-2025 | 2900.00
| ACCS1006 | APC Rack Air Containment Rear Assembly for NetShelter SX 42U 750mm Wide | https://www.se.com/us/en/product/ACCS1006 |  |  | 5.98x25.98x80.00(in) 15.20x66.00x203.20(cent) | 33.41(kilos) 73.67(lbs) |  |  | 731304257677 | NAM ERP USD | 16-SEP-2025 | 3300.00 | 01-NOV-2025 | 3800.00
| ACCS1007 | APC Rack Air Containment Front Assembly for NetShelter SX 42U 750mm Wide | https://www.se.com/us/en/product/ACCS1007 |  |  | 5.98x25.98x80.00(in) 15.20x66.00x203.20(cent) | 36.14(kilos) 79.69(lbs) |  |  | 731304257660 | NAM ERP USD | 16-SEP-2025 | 3025.00 | 01-NOV-2025 | 3475.00
| ACCS1009 | Rack Air Containment, Front Assembly, ACRC301S / ACRC301H, 300mm | https://www.se.com/us/en/product/ACCS1009 |  |  | 5.98x20.00x80.00(in) 15.20x50.80x203.20(cent) | 22.55(kilos) 49.72(lbs) |  |  | 731304307693 | NAM ERP USD | 16-SEP-2025 | 1600.00 | 01-NOV-2025 | 1825.00
| ACDC2000 | Ceiling Panel Mounting Rail - 1800mm (70.9in) | https://www.se.com/us/en/product/ACDC2000 |  |  | 8.98x15.75x73.66(in) 22.80x40.00x187.10(cent) | 26.60(kilos) 58.65(lbs) |  |  | 731304298595 | NAM ERP USD | 16-SEP-2025 | 1475.00 | 01-NOV-2025 | 1700.00
| ACDC2001 | Ceiling Panel Mounting Rail - 600mm (23.6in) | https://www.se.com/us/en/product/ACDC2001 |  |  | 8.98x15.75x26.42(in) 22.80x40.00x67.10(cent) | 10.20(kilos) 22.49(lbs) |  |  | 731304298601 | NAM ERP USD | 16-SEP-2025 | 709.00 | 01-NOV-2025 | 809.00
| ACDC2002 | Ceiling Panel Mounting Rail - 300mm (11.8in) | https://www.se.com/us/en/product/ACDC2002 |  |  | 8.98x15.75x19.37(in) 22.80x40.00x49.20(cent) | 6.50(kilos) 14.33(lbs) |  |  | 731304298618 | NAM ERP USD | 16-SEP-2025 | 459.00 | 01-NOV-2025 | 529.00
| ACDC2003 | Ceiling Panel Mounting Rail - 100mm (3.9in) | https://www.se.com/us/en/product/ACDC2003 |  |  | 7.99x10.43x17.68(in) 20.30x26.50x44.90(cent) | 16.50(kilos) 36.38(lbs) |  |  | 731304298625 | NAM ERP USD | 16-SEP-2025 | 269.99 | 01-NOV-2025 | 309.99
| ACDC2004 | Ceiling Panel Wall Mount - Single Row - 1800mm (70.9in) | https://www.se.com/us/en/product/ACDC2004 |  |  | 2.52x9.25x39.06(in) 6.40x23.50x99.20(cent) | 8.10(kilos) 17.86(lbs) |  |  | 731304298632 | NAM ERP USD | 16-SEP-2025 | 159.99 | 01-NOV-2025 | 179.99
| ACDC2005 | Mounting Brackets - Ceiling Panel Rail (Cooling / Racks) | https://www.se.com/us/en/product/ACDC2005 |  |  | 4.25x8.62x12.36(in) 10.80x21.90x31.40(cent) | 1.40(kilos) 3.09(lbs) |  |  | 731304298649 | NAM ERP USD | 16-SEP-2025 | 109.99 | 01-NOV-2025 | 119.99
| ACDC2006 | Mounting Brackets - Ceiling Panel Rail (Power) | https://www.se.com/us/en/product/ACDC2006 |  |  | 6.46x10.79x13.78(in) 16.40x27.40x35.00(cent) | 1.50(kilos) 3.31(lbs) |  |  | 731304298656 | NAM ERP USD | 16-SEP-2025 | 129.99 | 01-NOV-2025 | 139.99
| ACDC2015 | Ceiling Panel Lock System (w/o power supply) | https://www.se.com/us/en/product/ACDC2015 |  |  | 8.15x16.46x16.85(in) 20.70x41.80x42.80(cent) | 5.89(kilos) 12.99(lbs) |  |  | 731304298663 | NAM ERP USD | 16-SEP-2025 | 789.00 | 01-NOV-2025 | 909.00
| ACDC2016 | Ceiling Panel Lock System, 100-120V (w/ power supply) | https://www.se.com/us/en/product/ACDC2016 |  |  | 5.59x20.98x23.11(in) 14.20x53.30x58.70(cent) | 12.73(kilos) 28.07(lbs) |  |  | 731304298670 | NAM ERP USD | 16-SEP-2025 | 1850.00 | 01-NOV-2025 | 2150.00
| ACDC2017 | Ceiling Panel Lock System, 200-240V (w/ power supply) | https://www.se.com/us/en/product/ACDC2017 |  |  | 5.59x20.98x23.11(in) 14.20x53.30x58.70(cent) | 12.73(kilos) 28.07(lbs) |  |  | 731304298687 | NAM ERP USD | 16-SEP-2025 | 1850.00 | 01-NOV-2025 | 2125.00
| ACDC2018 | Aisle Containment Lighting kit (w/ power supply) | https://www.se.com/us/en/product/ACDC2018 | 100...140 10 |  | 6.10x12.40x16.22(in) 15.50x31.50x41.20(cent) | 7.84(kilos) 17.29(lbs) |  |  | 731304298694 | NAM ERP USD | 16-SEP-2025 | 1850.00 | 01-NOV-2025 | 2125.00
| ACDC2019 | Aisle Containment Lighting kit (w/o power supply) | https://www.se.com/us/en/product/ACDC2019 |  |  | 2.83x4.21x13.70(in) 7.20x10.70x34.80(cent) | 1.65(kilos) 3.64(lbs) |  |  | 731304298700 | NAM ERP USD | 16-SEP-2025 | 619.00 | 01-NOV-2025 | 709.00
| ACDC2100 | Ceiling Panel - 900mm (36in) | https://www.se.com/us/en/product/ACDC2100 |  |  | 0.91x26.06x28.11(in) 2.30x66.20x71.40(cent) | 1.01(kilos) 2.23(lbs) |  |  | 731304298717 | NAM ERP USD | 16-SEP-2025 | 149.99 | 01-NOV-2025 | 169.99
| ACDC2101 | Ceiling Panel - 900mm (36in) - V0 | https://www.se.com/us/en/product/ACDC2101 |  |  | 0.91x26.06x28.11(in) 2.30x66.20x71.40(cent) | 1.61(kilos) 3.55(lbs) |  |  | 731304298724 | NAM ERP USD | 16-SEP-2025 | 259.99 | 01-NOV-2025 | 299.99
| ACDC2102 | Ceiling Panel - 1200mm (48in) | https://www.se.com/us/en/product/ACDC2102 |  |  | 0.98x24.61x40.20(in) 2.50x62.50x102.10(cent) | 1.49(kilos) 3.29(lbs) |  |  | 731304298731 | NAM ERP USD | 16-SEP-2025 | 179.99 | 01-NOV-2025 | 209.99
| ACDC2103 | Ceiling Panel - 1200mm (48in) - V0 | https://www.se.com/us/en/product/ACDC2103 |  |  | 0.98x24.61x40.20(in) 2.50x62.50x102.10(cent) | 2.37(kilos) 5.23(lbs) |  |  | 731304298748 | NAM ERP USD | 16-SEP-2025 | 339.99 | 01-NOV-2025 | 389.99
| ACDC2104 | Ceiling Panel - 1500mm (60in) | https://www.se.com/us/en/product/ACDC2104 |  |  | 0.98x24.61x52.17(in) 2.50x62.50x132.50(cent) | 2.31(kilos) 5.09(lbs) |  |  | 731304298755 | NAM ERP USD | 16-SEP-2025 | 209.99 | 01-NOV-2025 | 239.99
| ACDC2105 | Ceiling Panel - 1500mm (60in) - V0 | https://www.se.com/us/en/product/ACDC2105 |  |  | 0.98x24.61x52.17(in) 2.50x62.50x132.50(cent) | 3.00(kilos) 6.62(lbs) |  |  | 731304298762 | NAM ERP USD | 16-SEP-2025 | 409.00 | 01-NOV-2025 | 469.00
| ACDC2106 | Ceiling Panel - 1800mm (72in) | https://www.se.com/us/en/product/ACDC2106 |  |  | 0.98x24.69x64.25(in) 2.50x62.70x163.20(cent) | 2.22(kilos) 4.89(lbs) |  |  | 731304298779 | NAM ERP USD | 16-SEP-2025 | 239.99 | 01-NOV-2025 | 279.99
| ACDC2107 | Ceiling Panel - 1800mm (72in) - V0 | https://www.se.com/us/en/product/ACDC2107 |  |  | 0.98x24.69x64.25(in) 2.50x62.70x163.20(cent) | 3.64(kilos) 8.03(lbs) |  |  | 731304298786 | NAM ERP USD | 16-SEP-2025 | 489.00 | 01-NOV-2025 | 559.00
| ACDC2200 | Adjustable Mounting Support, 152 - 241mm (6 - 9.5in) | https://www.se.com/us/en/product/ACDC2200 |  |  | 3.31x12.60x59.80(in) 8.40x32.00x151.90(cent) | 7.04(kilos) 15.52(lbs) |  |  | 731304298793 | NAM ERP USD | 16-SEP-2025 | 879.00 | 01-NOV-2025 | 1025.00
| ACDC2201 | Adjustable Mounting Support, 152 - 241mm (6 - 9.5in) - V0 | https://www.se.com/us/en/product/ACDC2201 |  |  | 3.31x12.60x59.80(in) 8.40x32.00x151.90(cent) | 7.70(kilos) 16.98(lbs) |  |  | 731304298809 | NAM ERP USD | 16-SEP-2025 | 1050.00 | 01-NOV-2025 | 1225.00
| ACDC2202 | Adjustable Mounting Support, 241 - 419mm (9.5 - 16.5in) | https://www.se.com/us/en/product/ACDC2202 |  |  | 3.31x19.84x59.61(in) 8.40x50.40x151.40(cent) | 9.84(kilos) 21.70(lbs) |  |  | 731304298816 | NAM ERP USD | 16-SEP-2025 | 909.00 | 01-NOV-2025 | 1050.00
| ACDC2203 | Adjustable Mounting Support, 241 - 419mm (9.5 - 16.5in) - V0 | https://www.se.com/us/en/product/ACDC2203 |  |  | 3.31x19.84x59.61(in) 8.40x50.40x151.40(cent) | 11.22(kilos) 24.74(lbs) |  |  | 731304298823 | NAM ERP USD | 16-SEP-2025 | 1175.00 | 01-NOV-2025 | 1350.00
| ACDC2204 | Mounting Brackets - Adjustable Mounting Support (Cooling / Racks) | https://www.se.com/us/en/product/ACDC2204 |  |  | 3.66x10.59x11.85(in) 9.30x26.90x30.10(cent) | 1.03(kilos) 2.27(lbs) |  |  | 731304298830 | NAM ERP USD | 16-SEP-2025 | 69.99 | 01-NOV-2025 | 79.99
| ACDC2205 | Mounting Brackets - Adjustable Mounting Support (Power) | https://www.se.com/us/en/product/ACDC2205 |  |  | 4.33x12.40x15.75(in) 11.00x31.50x40.00(cent) | 1.95(kilos) 4.30(lbs) |  |  | 731304298847 | NAM ERP USD | 16-SEP-2025 | 149.99 | 01-NOV-2025 | 169.99
| ACDC2300 | Duct Mounting Rail | https://www.se.com/us/en/product/ACDC2300 |  |  | 10.35x18.66x49.76(in) 26.30x47.40x126.40(cent) | 34.09(kilos) 75.17(lbs) |  |  | 731304298854 | NAM ERP USD | 16-SEP-2025 | 1925.00 | 01-NOV-2025 | 2200.00
| ACDC2301 | Duct Mounting Rail - (Expansion) | https://www.se.com/us/en/product/ACDC2301 |  |  | 4.84x8.15x49.76(in) 12.30x20.70x126.40(cent) | 4.47(kilos) 9.86(lbs) |  |  | 731304298861 | NAM ERP USD | 16-SEP-2025 | 399.99 | 01-NOV-2025 | 459.00
| ACDC2302 | Mounting Support - Duct Lighting (w/o lights) | https://www.se.com/us/en/product/ACDC2302 |  |  | 4.06x6.46x43.58(in) 10.30x16.40x110.70(cent) | 3.73(kilos) 8.22(lbs) |  |  | 731304298878 | NAM ERP USD | 16-SEP-2025 | 179.99 | 01-NOV-2025 | 209.99
| ACDC2303 | Duct Panel - 1012mm (40in) W x up to 787mm (31in) H | https://www.se.com/us/en/product/ACDC2303 |  |  | 1.97x20.47x42.91(in) 5.00x52.00x109.00(cent) | 4.19(kilos) 9.24(lbs) |  |  | 731304298885 | NAM ERP USD | 16-SEP-2025 | 369.99 | 01-NOV-2025 | 429.00
| ACDC2304 | Duct Panel - 1012mm (40in) W x up to 787mm (31in) H - V0 | https://www.se.com/us/en/product/ACDC2304 |  |  | 1.97x20.47x42.91(in) 5.00x52.00x109.00(cent) | 4.91(kilos) 10.83(lbs) |  |  | 731304298892 | NAM ERP USD | 16-SEP-2025 | 489.00 | 01-NOV-2025 | 559.00
| ACDC2305 | Duct Panel - 1012mm (40in) W x up to 1041mm (41in) H | https://www.se.com/us/en/product/ACDC2305 |  |  | 1.97x31.42x42.99(in) 5.00x79.80x109.20(cent) | 5.11(kilos) 11.27(lbs) |  |  | 731304298908 | NAM ERP USD | 16-SEP-2025 | 409.00 | 01-NOV-2025 | 469.00
| ACDC2306 | Duct Panel - 1012mm (40in) W x up to 1041mm (41in) H - V0 | https://www.se.com/us/en/product/ACDC2306 |  |  | 1.97x31.42x42.99(in) 5.00x79.80x109.20(cent) | 6.26(kilos) 13.80(lbs) |  |  | 731304298915 | NAM ERP USD | 16-SEP-2025 | 619.00 | 01-NOV-2025 | 719.00
| ACDC2307 | Duct Panel - 1012mm (40in) W x up to 1270mm (50in) H | https://www.se.com/us/en/product/ACDC2307 |  |  | 1.97x40.75x42.99(in) 5.00x103.50x109.20(cent) | 5.84(kilos) 12.88(lbs) |  |  | 731304298922 | NAM ERP USD | 16-SEP-2025 | 479.00 | 01-NOV-2025 | 559.00
| ACDC2308 | Duct Panel - 1012mm (40in) W x up to 1270mm (50in) H - V0 | https://www.se.com/us/en/product/ACDC2308 |  |  | 1.97x40.75x42.99(in) 5.00x103.50x109.20(cent) | 7.36(kilos) 16.23(lbs) |  |  | 731304298939 | NAM ERP USD | 16-SEP-2025 | 699.00 | 01-NOV-2025 | 809.00
| ACDC2309 | Duct Panel - 1012mm (40in) W x up to 1524mm (60in) H | https://www.se.com/us/en/product/ACDC2309 |  |  | 1.97x49.53x43.03(in) 5.00x125.80x109.30(cent) | 6.61(kilos) 14.58(lbs) |  |  | 731304298946 | NAM ERP USD | 16-SEP-2025 | 489.00 | 01-NOV-2025 | 559.00
| ACDC2310 | Duct Panel - 1012mm (40in) W x up to 1524mm (60in) H - V0 | https://www.se.com/us/en/product/ACDC2310 |  |  | 1.97x49.53x43.07(in) 5.00x125.80x109.40(cent) | 8.53(kilos) 18.81(lbs) |  |  | 731304298953 | NAM ERP USD | 16-SEP-2025 | 819.00 | 01-NOV-2025 | 939.00
| ACDC2311 | Duct Frame Extension - End of Aisle, 1200 - 1800mm (48 - 72in) | https://www.se.com/us/en/product/ACDC2311 |  |  | 4.45x18.66x31.65(in) 11.30x47.40x80.40(cent) | 7.78(kilos) 17.15(lbs) |  |  | 731304298960 | NAM ERP USD | 16-SEP-2025 | 479.00 | 01-NOV-2025 | 549.00
| ACDC2400 | Aisle Containment Door - Sliding | https://www.se.com/us/en/product/ACDC2400 |  |  | 13.90x43.46x86.69(in) 35.30x110.40x220.20(cent) | 127.90(kilos) 282.02(lbs) |  |  | 731304298977 | NAM ERP USD | 16-SEP-2025 | 4425.00 | 01-NOV-2025 | 5075.00
| ACDC2401 | Door Header - 42U SX | https://www.se.com/us/en/product/ACDC2401 |  |  | 11.42x9.65x59.21(in) 29.00x24.50x150.40(cent) | 23.01(kilos) 50.74(lbs) |  |  | 731304298984 | NAM ERP USD | 16-SEP-2025 | 1575.00 | 01-NOV-2025 | 1800.00
| ACDC2410 | Curtain Door Mounting Rail, 900 - 1200mm (36 - 48in) aisle width | https://www.se.com/us/en/product/ACDC2410 |  |  | 4.06x12.56x64.92(in) 10.30x31.90x164.90(cent) | 6.69(kilos) 14.75(lbs) |  |  | 731304299059 | NAM ERP USD | 16-SEP-2025 | 319.99 | 01-NOV-2025 | 369.99
| ACDC2411 | Curtain Door Mounting Rail, 1500 - 1800mm (60 - 72in) aisle width | https://www.se.com/us/en/product/ACDC2411 |  |  | 4.84x14.72x80.47(in) 12.30x37.40x204.40(cent) | 8.75(kilos) 19.29(lbs) |  |  | 731304299066 | NAM ERP USD | 16-SEP-2025 | 399.99 | 01-NOV-2025 | 459.00
| ACDC2500 | Roof Height Adapter, SX42U to VX42U, 300mm | https://www.se.com/us/en/product/ACDC2500 |  |  | 4.53x14.84x45.16(in) 11.50x37.70x114.70(cent) | 9.38(kilos) 20.68(lbs) |  |  | 731304299073 | NAM ERP USD | 16-SEP-2025 | 329.99 | 01-NOV-2025 | 379.99
| ACDC2501 | Roof Height Adapter, SX42U to VX42U, 600mm | https://www.se.com/us/en/product/ACDC2501 |  |  | 4.53x14.84x45.16(in) 11.50x37.70x114.70(cent) | 9.30(kilos) 20.51(lbs) |  |  | 731304299080 | NAM ERP USD | 16-SEP-2025 | 429.00 | 01-NOV-2025 | 489.00
| ACDC2502 | Roof Height Adapter, SX42U to VX42U, 700mm | https://www.se.com/us/en/product/ACDC2502 |  |  | 7.13x12.36x41.50(in) 18.10x31.40x105.40(cent) | 11.52(kilos) 25.40(lbs) |  |  | 731304299097 | NAM ERP USD | 16-SEP-2025 | 379.99 | 01-NOV-2025 | 429.00
| ACDC2503 | Roof Height Adapter, SX42U to VX42U, 750mm | https://www.se.com/us/en/product/ACDC2503 |  |  | 7.13x12.36x41.50(in) 18.10x31.40x105.40(cent) | 11.86(kilos) 26.15(lbs) |  |  | 731304299103 | NAM ERP USD | 16-SEP-2025 | 399.99 | 01-NOV-2025 | 459.00
| ACDC2505 | Roof Height Adapter, SX42U to SX45U, 300mm | https://www.se.com/us/en/product/ACDC2505 |  |  | 7.20x16.73x45.24(in) 18.30x42.50x114.90(cent) | 12.26(kilos) 27.03(lbs) |  |  | 731304299127 | NAM ERP USD | 16-SEP-2025 | 369.99 | 01-NOV-2025 | 429.00
| ACDC2506 | Roof Height Adapter, SX42U to SX45U, 600mm | https://www.se.com/us/en/product/ACDC2506 |  |  | 7.20x22.24x47.20(in) 18.30x56.50x119.90(cent) | 14.42(kilos) 31.80(lbs) |  |  | 731304299134 | NAM ERP USD | 16-SEP-2025 | 449.00 | 01-NOV-2025 | 509.00
| ACDC2507 | Roof Height Adapter, SX42U to SX45U, 700mm | https://www.se.com/us/en/product/ACDC2507 |  |  | 7.20x22.24x47.20(in) 18.30x56.50x119.90(cent) | 15.59(kilos) 34.38(lbs) |  |  | 731304299141 | NAM ERP USD | 16-SEP-2025 | 459.00 | 01-NOV-2025 | 529.00
| ACDC2508 | Roof Height Adapter, SX42U to SX45U, 750mm | https://www.se.com/us/en/product/ACDC2508 |  |  | 7.20x22.24x47.20(in) 18.30x56.50x119.90(cent) | 15.91(kilos) 35.08(lbs) |  |  | 731304299158 | NAM ERP USD | 16-SEP-2025 | 479.00 | 01-NOV-2025 | 559.00
| ACDC2509 | Roof Height Adapter, SX42U to SX45U, 1016mm | https://www.se.com/us/en/product/ACDC2509 |  |  | 7.24x26.85x52.17(in) 18.40x68.20x132.50(cent) | 25.00(kilos) 55.13(lbs) |  |  | 731304299165 | NAM ERP USD | 16-SEP-2025 | 749.00 | 01-NOV-2025 | 859.00
| ACDC2512 | Roof Height Adapter, SX42U to SX48U, 300mm | https://www.se.com/us/en/product/ACDC2512 |  |  | 7.68x24.49x45.39(in) 19.50x62.20x115.30(cent) | 19.26(kilos) 42.47(lbs) |  |  | 731304299196 | NAM ERP USD | 16-SEP-2025 | 519.00 | 01-NOV-2025 | 589.00
| ACDC2513 | Roof Height Adapter, SX42U to SX48U, 600mm | https://www.se.com/us/en/product/ACDC2513 |  |  | 7.68x21.38x57.20(in) 19.50x54.30x145.30(cent) | 21.41(kilos) 47.21(lbs) |  |  | 731304299202 | NAM ERP USD | 16-SEP-2025 | 609.00 | 01-NOV-2025 | 699.00
| ACDC2514 | Roof Height Adapter, SX42U to SX48U, 700mm | https://www.se.com/us/en/product/ACDC2514 |  |  | 12.36x14.61x41.54(in) 31.40x37.10x105.50(cent) | 24.57(kilos) 54.18(lbs) |  |  | 731304299219 | NAM ERP USD | 16-SEP-2025 | 529.00 | 01-NOV-2025 | 609.00
| ACDC2515 | Roof Height Adapter, SX42U to SX48U, 750mm | https://www.se.com/us/en/product/ACDC2515 |  |  | 12.36x14.61x41.26(in) 31.40x37.10x104.80(cent) | 24.27(kilos) 53.52(lbs) |  |  | 731304299226 | NAM ERP USD | 16-SEP-2025 | 559.00 | 01-NOV-2025 | 649.00
| ACDC2516 | Roof Height Adapter, SX42U to SX48U, 1016mm | https://www.se.com/us/en/product/ACDC2516 |  |  | 14.45x29.21x50.47(in) 36.70x74.20x128.20(cent) | 40.85(kilos) 90.07(lbs) |  |  | 731304299233 | NAM ERP USD | 16-SEP-2025 | 829.00 | 01-NOV-2025 | 949.00
| ACDC2517 | Roof Height Adapter, VX42U to SX48U, 600mm | https://www.se.com/us/en/product/ACDC2517 |  |  | 12.09x27.91x66.30(in) 30.70x70.90x168.40(cent) | 33.17(kilos) 73.14(lbs) |  |  | 731304299240 | NAM ERP USD | 16-SEP-2025 | 979.00 | 01-NOV-2025 | 1125.00
| ACDC2550 | Depth Adapter, 1070 to 1200mm, SX42U, 300mm Width | https://www.se.com/us/en/product/ACDC2550 |  |  | 3.70x12.87x80.12(in) 9.40x32.70x203.50(cent) | 15.35(kilos) 33.85(lbs) |  |  | 731304299264 | NAM ERP USD | 16-SEP-2025 | 389.99 | 01-NOV-2025 | 439.00
| ACDC2551 | Depth Adapter, 1070 to 1200mm, SX42U to SX48U, 600-750mm Width | https://www.se.com/us/en/product/ACDC2551 |  |  | 3.54x79.92x13.19(in) 9.00x203.00x33.50(cent) | 21.20(kilos) 46.75(lbs) | 18 |  | 731304299271 | NAM ERP USD | 16-SEP-2025 | 559.00 | 01-NOV-2025 | 639.00
| ACDC2552 | Depth Adapter, 900 to 1200mm, VX42U, 600mm Width | https://www.se.com/us/en/product/ACDC2552 |  |  | 3.31x17.83x28.03(in) 8.40x45.30x71.20(cent) | 6.50(kilos) 14.33(lbs) |  |  | 731304299288 | NAM ERP USD | 16-SEP-2025 | 299.99 | 01-NOV-2025 | 339.99
| ACDC2553 | Depth Adapter, 900 to 1200mm, VX42U, 750mm Width | https://www.se.com/us/en/product/ACDC2553 |  |  | 3.31x17.83x33.98(in) 8.40x45.30x86.30(cent) | 7.57(kilos) 16.69(lbs) |  |  | 731304299295 | NAM ERP USD | 16-SEP-2025 | 289.99 | 01-NOV-2025 | 339.99
| ACDC2575 | Blanking Panel, 42-48U SX / 42U VX, 300mm | https://www.se.com/us/en/product/ACDC2575 |  |  | 5.87x15.75x82.64(in) 14.90x40.00x209.90(cent) | 15.19(kilos) 33.49(lbs) |  |  | 731304299301 | NAM ERP USD | 16-SEP-2025 | 619.00 | 01-NOV-2025 | 709.00
| ACDC2576 | Blanking Panel, 42-48U SX / 42U VX, 600mm | https://www.se.com/us/en/product/ACDC2576 |  |  | 5.87x27.56x82.64(in) 14.90x70.00x209.90(cent) | 23.13(kilos) 51.00(lbs) |  |  | 731304299318 | NAM ERP USD | 16-SEP-2025 | 699.00 | 01-NOV-2025 | 799.00
| ACDC2577 | Blanking Panel, 42-48U SX / 42U VX, 700mm | https://www.se.com/us/en/product/ACDC2577 |  |  | 5.87x31.50x82.64(in) 14.90x80.00x209.90(cent) | 27.57(kilos) 60.79(lbs) |  |  | 731304299325 | NAM ERP USD | 16-SEP-2025 | 659.00 | 01-NOV-2025 | 749.00
| ACDC2578 | Blanking Panel, 42-48U SX / 42U VX, 750mm | https://www.se.com/us/en/product/ACDC2578 |  |  | 5.87x33.43x82.64(in) 14.90x84.90x209.90(cent) | 29.89(kilos) 65.91(lbs) |  |  | 731304299332 | NAM ERP USD | 16-SEP-2025 | 909.00 | 01-NOV-2025 | 1050.00
| FS-AC-1001-U | HyperPod Accessory - Air Sealing Kit | https://www.se.com/us/en/product/FS-AC-1001-U |  |  | 2.32x11.97x12.36(in) 5.90x30.40x31.40(cent) | 1.20(kilos) 2.65(lbs) |  |  | 731304333982 | NAM ERP USD | 16-SEP-2025 | 79.99 | 01-NOV-2025 | 99.99
| FS-AC-2001-U | HyperPod Accessory - Row Length Brush Strip | https://www.se.com/us/en/product/FS-AC-2001-U |  |  | 6.69x11.26x48.98(in) 17.00x28.60x124.40(cent) | 13.00(kilos) 28.67(lbs) |  |  | 731304333999 | NAM ERP USD | 16-SEP-2025 | 519.00 | 01-NOV-2025 | 599.00
| FS-AC-3001-B | HyperPod Accessory - Large Cantilever Arms | https://www.se.com/us/en/product/FS-AC-3001-B |  |  | 9.88x35.59x11.77(in) 25.10x90.40x29.90(cent) | 14.02(kilos) 30.91(lbs) |  |  | 731304334002 | NAM ERP USD | 16-SEP-2025 | 159.99 | 01-NOV-2025 | 189.99
| FS-AC-3002-B | HyperPod Accessory - Overhead Support Frame, 8-12ft | https://www.se.com/us/en/product/FS-AC-3002-B |  |  | 6.30x101.18x33.46(in) 16.00x257.00x85.00(cent) | 50.26(kilos) 110.82(lbs) |  |  | 731304334019 | NAM ERP USD | 16-SEP-2025 | 1350.00 | 01-NOV-2025 | 1550.00
| FS-AC-3003-B | HyperPod Accessory - Mini Cantilever Arms | https://www.se.com/us/en/product/FS-AC-3003-B |  |  | 5.91x28.35x7.09(in) 15.00x72.00x18.00(cent) | 6.32(kilos) 13.94(lbs) |  |  | 731304334026 | NAM ERP USD | 16-SEP-2025 | 129.99 | 01-NOV-2025 | 149.99
| FS-AC-4007-B | HyperPod Accessory - Aisle Crossover Tray, 5-6ft Aisle | https://www.se.com/us/en/product/FS-AC-4007-B |  |  | 11.81x14.76x81.50(in) 30.00x37.50x207.00(cent) | 24.00(kilos) 52.92(lbs) |  |  | 731304342021 | NAM ERP USD | 16-SEP-2025 | 259.99 | 01-NOV-2025 | 299.99
| FS-AC-4008-B | HyperPod Accessory - Aisle Crossover Tray, 3-4ft Aisle | https://www.se.com/us/en/product/FS-AC-4008-B |  |  | 11.81x14.76x57.48(in) 30.00x37.50x146.00(cent) | 17.00(kilos) 37.49(lbs) |  |  | 731304342038 | NAM ERP USD | 16-SEP-2025 | 299.99 | 01-NOV-2025 | 339.99
| FS-AC-5005-B | HyperPod Accessory - 42-52U Rack Blanking Panel 300mm | https://www.se.com/us/en/product/FS-AC-5005-B |  |  | 14.45x3.31x87.28(in) 36.70x8.40x221.70(cent) | 10.00(kilos) 22.05(lbs) |  |  | 731304342045 | NAM ERP USD | 16-SEP-2025 | 339.99 | 01-NOV-2025 | 389.99
| FS-AC-5006-B | HyperPod Accessory - 42-52U Rack Blanking Panel 600mm | https://www.se.com/us/en/product/FS-AC-5006-B |  |  | 26.26x3.31x87.28(in) 66.70x8.40x221.70(cent) | 13.00(kilos) 28.67(lbs) |  |  | 731304342052 | NAM ERP USD | 16-SEP-2025 | 489.00 | 01-NOV-2025 | 559.00
| FS-AC-5007-B | HyperPod Accessory - 42-52U Rack Blanking Panel 750mm | https://www.se.com/us/en/product/FS-AC-5007-B |  |  | 32.17x3.31x87.28(in) 81.70x8.40x221.70(cent) | 14.00(kilos) 30.87(lbs) |  |  | 731304342069 | NAM ERP USD | 16-SEP-2025 | 609.00 | 01-NOV-2025 | 699.00
| FS-AC-5008-B | HyperPod Accessory - 42-52U Rack Blanking Panel 800mm | https://www.se.com/us/en/product/FS-AC-5008-B |  |  | 34.13x3.31x87.28(in) 86.70x8.40x221.70(cent) | 15.00(kilos) 33.08(lbs) |  |  | 731304342076 | NAM ERP USD | 16-SEP-2025 | 639.00 | 01-NOV-2025 | 729.00
| FS-AC-6001-B | HyperPod Accessory - Lighting Kit Bracket | https://www.se.com/us/en/product/FS-AC-6001-B |  |  | 4.21x50.16x8.54(in) 10.70x127.40x21.70(cent) | 6.85(kilos) 15.10(lbs) |  |  | 731304334132 | NAM ERP USD | 16-SEP-2025 | 369.99 | 01-NOV-2025 | 419.00
| FS-AC-8001-U | HyperPod Accessory - Rack Height Adapter, 300mm | https://www.se.com/us/en/product/FS-AC-8001-U |  |  | 3.54x12.80x8.11(in) 9.00x32.50x20.60(cent) | 1.80(kilos) 3.97(lbs) |  |  | 731304334170 | NAM ERP USD | 16-SEP-2025 | 129.99 | 01-NOV-2025 | 139.99
| FS-AC-8002-U | HyperPod Accessory - Rack Height Adapter, 600mm | https://www.se.com/us/en/product/FS-AC-8002-U |  |  | 3.54x32.48x8.11(in) 9.00x82.50x20.60(cent) | 3.67(kilos) 8.09(lbs) |  |  | 731304334187 | NAM ERP USD | 16-SEP-2025 | 199.99 | 01-NOV-2025 | 229.99
| FS-AC-8003-U | HyperPod Accessory - Rack Height Adapter, 750mm | https://www.se.com/us/en/product/FS-AC-8003-U |  |  | 3.54x32.48x8.11(in) 9.00x82.50x20.60(cent) | 4.40(kilos) 9.70(lbs) |  |  | 731304334194 | NAM ERP USD | 16-SEP-2025 | 179.99 | 01-NOV-2025 | 209.99
| FS-AC-8004-U | HyperPod Accessory - Rack Height Adapter, 800mm | https://www.se.com/us/en/product/FS-AC-8004-U |  |  | 3.54x32.48x8.11(in) 9.00x82.50x20.60(cent) | 4.60(kilos) 10.14(lbs) |  |  | 731304334200 | NAM ERP USD | 16-SEP-2025 | 189.99 | 01-NOV-2025 | 219.99
| FS-DR-1001-B | HyperPod Door - Dual Sliding Doors | https://www.se.com/us/en/product/FS-DR-1001-B |  |  | 15.16x24.80x86.81(in) 38.50x63.00x220.50(cent) | 80.00(kilos) 176.40(lbs) |  |  | 731304334217 | NAM ERP USD | 16-SEP-2025 | 2750.00 | 01-NOV-2025 | 3150.00
| FS-DR-1002-U | HyperPod Door - Single Hinged Door | https://www.se.com/us/en/product/FS-DR-1002-U |  |  | 78.94x8.43x43.31(in) 200.50x21.40x110.00(cent) | 20.00(kilos) 44.10(lbs) |  |  | 731304342397 | NAM ERP USD | 16-SEP-2025 | 1075.00 | 01-NOV-2025 | 1225.00
| FS-DR-1003-B | HyperPod Door - Dual Sliding Doors 6ft | https://www.se.com/us/en/product/FS-DR-1003-B |  |  | 86.61x13.78x11.81(in) 220.00x35.00x30.00(cent) | 25.00(kilos) 55.13(lbs) |  |  | 731304342403 | NAM ERP USD | 16-SEP-2025 | 2450.00 | 01-NOV-2025 | 2800.00
| FS-DR-2002-B | HyperPod Door - Door Frame, 5-6ft Aisle | https://www.se.com/us/en/product/FS-DR-2002-B |  |  | 36.50x21.85x81.89(in) 92.70x55.50x208.00(cent) | 136.00(kilos) 299.88(lbs) |  |  | 731304342410 | NAM ERP USD | 16-SEP-2025 | 1525.00 | 01-NOV-2025 | 1750.00
| FS-DR-2003-B | HyperPod Door - Door Frame, 3-4ft Aisle | https://www.se.com/us/en/product/FS-DR-2003-B |  |  | 36.50x21.85x81.89(in) 92.70x55.50x208.00(cent) | 136.00(kilos) 299.88(lbs) |  |  | 731304342083 | NAM ERP USD | 16-SEP-2025 | 1275.00 | 01-NOV-2025 | 1450.00
| FS-FM-1001-B | HyperPod Frame - Vertical Post (x2), Short Frame | https://www.se.com/us/en/product/FS-FM-1001-B |  |  | 3.78x17.36x111.81(in) 9.60x44.10x284.00(cent) | 40.00(kilos) 88.20(lbs) |  |  | 731304334231 | NAM ERP USD | 16-SEP-2025 | 549.00 | 01-NOV-2025 | 639.00
| FS-FM-1002-B | HyperPod Frame - Vertical Post (x2), Tall Frame | https://www.se.com/us/en/product/FS-FM-1002-B |  |  | 3.78x17.36x129.53(in) 9.60x44.10x329.00(cent) | 46.00(kilos) 101.43(lbs) |  |  | 731304334248 | NAM ERP USD | 16-SEP-2025 | 609.00 | 01-NOV-2025 | 699.00
| FS-FM-1011-U | HyperPod Frame - Post Alignment Tool - 4 | https://www.se.com/us/en/product/FS-FM-1011-U |  |  | 98.23x9.84x68.90(in) 249.50x25.00x175.00(cent) | 22.00(kilos) 48.51(lbs) |  |  | 731304342090 | NAM ERP USD | 16-SEP-2025 | 179.99 | 01-NOV-2025 | 199.99
| FS-FM-2002-B | HyperPod Frame - Aisle Width Beam (x1) 6ft | https://www.se.com/us/en/product/FS-FM-2002-B |  |  | 84.80x5.91x31.50(in) 215.40x15.00x80.00(cent) | 12.00(kilos) 26.46(lbs) |  |  | 731304342113 | NAM ERP USD | 16-SEP-2025 | 189.99 | 01-NOV-2025 | 219.99
| FS-FM-2003-B | HyperPod Frame - Aisle Width Beam (x1) 4ft | https://www.se.com/us/en/product/FS-FM-2003-B |  |  | 57.80x3.15x3.15(in) 146.80x8.00x8.00(cent) | 8.00(kilos) 17.64(lbs) |  |  | 731304342120 | NAM ERP USD | 16-SEP-2025 | 89.99 | 01-NOV-2025 | 109.99
| FS-FM-3001-B | HyperPod Frame - Aisle Length Beam (x2), 8-12ft | https://www.se.com/us/en/product/FS-FM-3001-B |  |  | 3.74x16.93x100.00(in) 9.50x43.00x254.00(cent) | 50.00(kilos) 110.25(lbs) |  |  | 731304334262 | NAM ERP USD | 16-SEP-2025 | 899.00 | 01-NOV-2025 | 1050.00
| FS-FM-4003-B | HyperPod Frame - 6ft Aisle End Panel (x2), Short Frame | https://www.se.com/us/en/product/FS-FM-4003-B |  |  | 79.92x31.69x3.94(in) 203.00x80.50x10.00(cent) | 32.00(kilos) 70.56(lbs) |  |  | 731304342137 | NAM ERP USD | 16-SEP-2025 | 509.00 | 01-NOV-2025 | 589.00
| FS-FM-4004-B | HyperPod Frame - 6ft Aisle End Panel (x2), Tall Frame | https://www.se.com/us/en/product/FS-FM-4004-B |  |  | 79.92x24.13x3.94(in) 203.00x61.30x10.00(cent) | 23.00(kilos) 50.72(lbs) |  |  | 731304342144 | NAM ERP USD | 16-SEP-2025 | 389.99 | 01-NOV-2025 | 449.00
| FS-FM-4005-B | HyperPod Frame - 4ft Aisle End Panel (x2) Short Frame | https://www.se.com/us/en/product/FS-FM-4005-B |  |  | 56.69x3.94x24.13(in) 144.00x10.00x61.30(cent) | 16.00(kilos) 35.28(lbs) |  |  | 731304342151 | NAM ERP USD | 16-SEP-2025 | 279.99 | 01-NOV-2025 | 319.99
| FS-FM-4006-B | HyperPod Frame - 4ft Aisle End Panel (x2) Tall Frame | https://www.se.com/us/en/product/FS-FM-4006-B |  |  | 56.69x3.94x24.13(in) 144.00x10.00x61.30(cent) | 16.00(kilos) 35.28(lbs) |  |  | 731304342168 | NAM ERP USD | 16-SEP-2025 | 219.99 | 01-NOV-2025 | 259.99
| FS-FM-5001-B | HyperPod Frame - Aisle Stop Rail (x2), 8-12ft | https://www.se.com/us/en/product/FS-FM-5001-B |  |  | 3.62x15.71x99.53(in) 9.20x39.90x252.80(cent) | 19.50(kilos) 43.00(lbs) |  |  | 731304334293 | NAM ERP USD | 16-SEP-2025 | 259.99 | 01-NOV-2025 | 299.99
| FS-FM-6001-B | HyperPod Frame - Raised Floor Support Stand 16 | https://www.se.com/us/en/product/FS-FM-6001-B |  |  | 19.53x17.56x24.09(in) 49.60x44.60x61.20(cent) | 40.00(kilos) 88.20(lbs) |  |  | 731304342175 | NAM ERP USD | 16-SEP-2025 | 779.00 | 01-NOV-2025 | 889.00
| FS-FM-6002-B | HyperPod Frame - Raised Floor Support Stand 24 | https://www.se.com/us/en/product/FS-FM-6002-B |  |  | 27.52x24.09x17.56(in) 69.90x61.20x44.60(cent) | 44.00(kilos) 97.02(lbs) |  |  | 731304342182 | NAM ERP USD | 16-SEP-2025 | 779.00 | 01-NOV-2025 | 899.00
| FS-FM-6003-B | HyperPod Frame - Raised Floor Support Stand 30 | https://www.se.com/us/en/product/FS-FM-6003-B |  |  | 35.55x24.09x17.56(in) 90.30x61.20x44.60(cent) | 47.00(kilos) 103.64(lbs) |  |  | 731304342199 | NAM ERP USD | 16-SEP-2025 | 779.00 | 01-NOV-2025 | 899.00
| FS-FM-6004-B | HyperPod Frame - Raised Floor Support Stand 36 | https://www.se.com/us/en/product/FS-FM-6004-B |  |  | 43.54x24.09x17.56(in) 110.60x61.20x44.60(cent) | 50.00(kilos) 110.25(lbs) |  |  | 731304342205 | NAM ERP USD | 16-SEP-2025 | 789.00 | 01-NOV-2025 | 899.00
| FS-RF-1002-B | HyperPod Roof - Roof Filler Panel Set, 6ft Aisle | https://www.se.com/us/en/product/FS-RF-1002-B |  |  | 5.98x2.91x94.17(in) 15.20x7.40x239.20(cent) | 10.00(kilos) 22.05(lbs) |  |  | 731304342212 | NAM ERP USD | 16-SEP-2025 | 199.99 | 01-NOV-2025 | 229.99
| FS-RF-1003-B | HyperPod Roof - Roof Filler Panel Set 4ft Aisle | https://www.se.com/us/en/product/FS-RF-1003-B |  |  | 4.72x5.12x63.27(in) 12.00x13.00x160.70(cent) | 10.00(kilos) 22.05(lbs) |  |  | 731304342229 | NAM ERP USD | 16-SEP-2025 | 119.99 | 01-NOV-2025 | 139.99
| FS-RF-2004-U | HyperPod Roof - 6ft Aisle Simple Roof Panel, 300mm | https://www.se.com/us/en/product/FS-RF-2004-U |  |  | 1.46x12.80x83.46(in) 3.70x32.50x212.00(cent) | 4.00(kilos) 8.82(lbs) |  |  | 731304342236 | NAM ERP USD | 16-SEP-2025 | 339.99 | 01-NOV-2025 | 389.99
| FS-RF-2005-U | HyperPod Roof - 6ft Aisle Simple Roof Panel, 600mm | https://www.se.com/us/en/product/FS-RF-2005-U |  |  | 1.46x24.61x59.45(in) 3.70x62.50x151.00(cent) | 6.00(kilos) 13.23(lbs) |  |  | 731304342243 | NAM ERP USD | 16-SEP-2025 | 429.00 | 01-NOV-2025 | 499.00
| FS-RF-2006-U | HyperPod Roof - 6ft Aisle Simple Roof Panel w Cutout, 600mm | https://www.se.com/us/en/product/FS-RF-2006-U |  |  | 1.46x24.61x59.45(in) 3.70x62.50x151.00(cent) | 6.00(kilos) 13.23(lbs) |  |  | 731304342250 | NAM ERP USD | 16-SEP-2025 | 419.00 | 01-NOV-2025 | 489.00
| FS-RF-2007-U | HyperPod Roof - 4ft Aisle Simple Roof Panel 300mm | https://www.se.com/us/en/product/FS-RF-2007-U |  |  | 1.46x12.80x59.45(in) 3.70x32.50x151.00(cent) | 2.50(kilos) 5.51(lbs) |  |  | 731304342267 | NAM ERP USD | 16-SEP-2025 | 139.99 | 01-NOV-2025 | 159.99
| FS-RF-2008-U | HyperPod Roof - 4ft Aisle Simple Roof Panel 600mm | https://www.se.com/us/en/product/FS-RF-2008-U |  |  | 1.46x24.61x59.45(in) 3.70x62.50x151.00(cent) | 5.00(kilos) 11.03(lbs) |  |  | 731304342274 | NAM ERP USD | 16-SEP-2025 | 289.99 | 01-NOV-2025 | 339.99
| FS-RF-2009-U | HyperPod Roof - 4ft Aisle Simple Roof w Cutout 600mm | https://www.se.com/us/en/product/FS-RF-2009-U |  |  | 1.46x24.61x59.45(in) 3.70x62.50x151.00(cent) | 5.00(kilos) 11.03(lbs) |  |  | 731304342281 | NAM ERP USD | 16-SEP-2025 | 279.99 | 01-NOV-2025 | 329.99
| FS-RF-3002-U | HyperPod Roof - Drop Roof Mounting Rail, 300mm | https://www.se.com/us/en/product/FS-RF-3002-U |  |  | 9.02x14.25x14.72(in) 22.90x36.20x37.40(cent) | 5.60(kilos) 12.35(lbs) |  |  | 731304334354 | NAM ERP USD | 16-SEP-2025 | 309.99 | 01-NOV-2025 | 359.99
| FS-RF-3004-U | HyperPod Roof - Drop Roof Mounting Rail, 600mm | https://www.se.com/us/en/product/FS-RF-3004-U |  |  | 9.02x15.71x26.42(in) 22.90x39.90x67.10(cent) | 10.60(kilos) 23.37(lbs) |  |  | 731304334378 | NAM ERP USD | 16-SEP-2025 | 509.00 | 01-NOV-2025 | 589.00
| FS-RF-3006-U | HyperPod Roof - Drop Roof Mounting Rail, 750mm | https://www.se.com/us/en/product/FS-RF-3006-U |  |  | 9.02x15.71x32.24(in) 22.90x39.90x81.90(cent) | 13.50(kilos) 29.77(lbs) |  |  | 731304334392 | NAM ERP USD | 16-SEP-2025 | 579.00 | 01-NOV-2025 | 669.00
| FS-RF-3007-U | HyperPod Roof - 4ft Aisle Drop Roof Panel 300mm | https://www.se.com/us/en/product/FS-RF-3007-U |  |  | 1.46x12.80x42.91(in) 3.70x32.50x109.00(cent) | 2.20(kilos) 4.85(lbs) |  |  | 731304342298 | NAM ERP USD | 16-SEP-2025 | 129.99 | 01-NOV-2025 | 149.99
| FS-RF-3008-U | HyperPod Roof - 4ft Aisle Drop Roof Panel 600mm | https://www.se.com/us/en/product/FS-RF-3008-U |  |  | 1.46x24.61x42.91(in) 3.70x62.50x109.00(cent) | 3.60(kilos) 7.94(lbs) |  |  | 731304342304 | NAM ERP USD | 16-SEP-2025 | 219.99 | 01-NOV-2025 | 249.99
| FS-RF-3009-U | HyperPod Roof - 4ft Aisle Drop Roof Panel 750mm | https://www.se.com/us/en/product/FS-RF-3009-U |  |  | 1.46x30.51x42.91(in) 3.70x77.50x109.00(cent) | 4.00(kilos) 8.82(lbs) |  |  | 731304342311 | NAM ERP USD | 16-SEP-2025 | 239.99 | 01-NOV-2025 | 279.99
| FS-WI-1001-U | HyperPod Window - Window Panel (x2), 2ft | https://www.se.com/us/en/product/FS-WI-1001-U |  |  | 1.65x11.73x24.61(in) 4.20x29.80x62.50(cent) | 2.50(kilos) 5.51(lbs) |  |  | 731304334439 | NAM ERP USD | 16-SEP-2025 | 129.99 | 01-NOV-2025 | 149.99
| FS-WI-1002-B | HyperPod Window - Window Rail | https://www.se.com/us/en/product/FS-WI-1002-B |  |  | 4.65x6.06x54.49(in) 11.80x15.40x138.40(cent) | 25.00(kilos) 55.13(lbs) |  |  | 731304334446 | NAM ERP USD | 16-SEP-2025 | 519.00 | 01-NOV-2025 | 599.00
| FS-WI-1003-B | HyperPod Window - Window Frame Brush Strips (x4) | https://www.se.com/us/en/product/FS-WI-1003-B |  |  | 5.87x11.97x15.91(in) 14.90x30.40x40.40(cent) | 8.00(kilos) 17.64(lbs) |  |  | 731304334453 | NAM ERP USD | 16-SEP-2025 | 109.99 | 01-NOV-2025 | 129.99
| FS-WI-1004-U | HyperPod Window - Window Brush Strip Pass-Through | https://www.se.com/us/en/product/FS-WI-1004-U |  |  | 12.20x1.57x29.29(in) 31.00x4.00x74.40(cent) | 15.00(kilos) 33.08(lbs) |  |  | 731304342366 | NAM ERP USD | 16-SEP-2025 | 229.99 | 01-NOV-2025 | 259.99
| NSAC2001 | Main Frame Extrusion Black | https://www.se.com/us/en/product/NSAC2001 |  |  | 3.82x105.39x7.91(in) 9.70x267.68x20.10(cent) | 16.45(kilos) 36.27(lbs) |  |  | 731304622741 | NAM ERP USD | 16-SEP-2025 | 1100.00 | 01-NOV-2025 | 1250.00
| NSAC2002 | Frame Panel Mounting Rail Black | https://www.se.com/us/en/product/NSAC2002 |  |  | 3.04x44.05x6.73(in) 7.72x111.88x17.10(cent) | 2.60(kilos) 5.73(lbs) |  |  | 731304622758 | NAM ERP USD | 16-SEP-2025 | 309.99 | 01-NOV-2025 | 359.99
| NSAC2003 | Cabinet Seal Coextrusion 1000 mm x6 Black | https://www.se.com/us/en/product/NSAC2003 |  |  | 3.43x44.05x7.64(in) 8.72x111.88x19.40(cent) | 2.65(kilos) 5.84(lbs) |  |  | 731304629269 | NAM ERP USD | 16-SEP-2025 | 279.99 | 01-NOV-2025 | 319.99
| NSAC2004 | Lighting Mounting Rail Black | https://www.se.com/us/en/product/NSAC2004 |  |  | 3.03x44.05x6.73(in) 7.70x111.88x17.10(cent) | 2.40(kilos) 5.29(lbs) |  |  | 731304622765 | NAM ERP USD | 16-SEP-2025 | 119.99 | 01-NOV-2025 | 139.99
| NSAC2006 | Ceiling Seal Coextrusion Black | https://www.se.com/us/en/product/NSAC2006 |  |  | 3.03x44.05x6.73(in) 7.70x111.88x17.10(cent) | 1.37(kilos) 3.02(lbs) |  |  | 731304622796 | NAM ERP USD | 16-SEP-2025 | 209.99 | 01-NOV-2025 | 239.99
| NSAC2051 | Rod Mounting Brackets x2 Black | https://www.se.com/us/en/product/NSAC2051 |  |  | 2.24x4.85x5.31(in) 5.70x12.31x13.50(cent) | 0.45(kilos) 0.99(lbs) |  |  | 731304622611 | NAM ERP USD | 16-SEP-2025 | 44.99 | 01-NOV-2025 | 49.99
| NSAC2052 | Ceiling Mounting Rail 1500 mm x4 Black | https://www.se.com/us/en/product/NSAC2052 |  |  | 3.50x62.67x5.91(in) 8.90x159.18x15.00(cent) | 6.55(kilos) 14.44(lbs) |  |  | 731304622642 | NAM ERP USD | 16-SEP-2025 | 219.99 | 01-NOV-2025 | 249.99
| NSAC2101 | Multi Wall Panel 644x1232 mm x5 | https://www.se.com/us/en/product/NSAC2101 |  |  | 2.44x52.14x27.13(in) 6.20x132.44x68.90(cent) | 9.55(kilos) 21.06(lbs) |  |  | 731304622581 | NAM ERP USD | 16-SEP-2025 | 879.00 | 01-NOV-2025 | 1025.00
| NSAC2102 | Multi Wall Panel 644x1825 mm x5 | https://www.se.com/us/en/product/NSAC2102 |  |  | 2.44x75.92x27.13(in) 6.20x192.84x68.90(cent) | 13.55(kilos) 29.88(lbs) |  |  | 731304622598 | NAM ERP USD | 16-SEP-2025 | 1050.00 | 01-NOV-2025 | 1200.00
| NSAC2121 | LED Module 3M x2 | https://www.se.com/us/en/product/NSAC2121 |  |  | 7.09x10.43x10.94(in) 18.00x26.50x27.80(cent) | 1.60(kilos) 3.53(lbs) |  |  | 731304622772 | NAM ERP USD | 16-SEP-2025 | 419.00 | 01-NOV-2025 | 479.00
| NSAC2122 | Lighting Control Box | https://www.se.com/us/en/product/NSAC2122 | 100...240 AC 1 PH |  | 6.10x13.90x16.22(in) 15.50x35.30x41.20(cent) | 6.80(kilos) 14.99(lbs) |  |  | 731304622604 | NAM ERP USD | 16-SEP-2025 | 709.00 | 01-NOV-2025 | 809.00
| NSAC2151 | Panel Connector 3FT x3 Black | https://www.se.com/us/en/product/NSAC2151 |  |  | 3.04x53.81x5.91(in) 7.72x136.68x15.00(cent) | 3.80(kilos) 8.38(lbs) |  |  | 731304635109 | NAM ERP USD | 16-SEP-2025 | 339.99 | 01-NOV-2025 | 389.99
| NSAC2152 | Panel Connector 4FT x3 Black | https://www.se.com/us/en/product/NSAC2152 |  |  | 3.50x62.67x5.91(in) 8.90x159.18x15.00(cent) | 4.47(kilos) 9.86(lbs) |  |  | 731304635116 | NAM ERP USD | 16-SEP-2025 | 399.99 | 01-NOV-2025 | 459.00
| NSAC2153 | Panel connector Plastic 1200mm x12 Black | https://www.se.com/us/en/product/NSAC2153 |  |  | 3.04x53.81x5.91(in) 7.72x136.68x15.00(cent) | 2.90(kilos) 6.39(lbs) |  |  | 731304637226 | NAM ERP USD | 16-SEP-2025 | 309.99 | 01-NOV-2025 | 359.99
| NSAC2401 | Dual Sliding Door Black | https://www.se.com/us/en/product/NSAC2401 |  |  | 33.86x106.69x25.39(in) 86.00x271.00x64.50(cent) | 198.00(kilos) 436.59(lbs) |  |  | 731304622727 | NAM ERP USD | 16-SEP-2025 | 7700.00 | 01-NOV-2025 | 8850.00
| NSAC2402 | Single Sliding Door Black | https://www.se.com/us/en/product/NSAC2402 |  |  | 20.47x99.21x43.66(in) 52.00x252.00x110.90(cent) | 187.40(kilos) 413.22(lbs) |  |  | 731304622734 | NAM ERP USD | 16-SEP-2025 | 6150.00 | 01-NOV-2025 | 7050.00
| NSAC2601 | L Connector x8 Black | https://www.se.com/us/en/product/NSAC2601 |  |  | 2.24x4.85x5.31(in) 5.70x12.31x13.50(cent) | 0.88(kilos) 1.94(lbs) |  |  | 731304622666 | NAM ERP USD | 16-SEP-2025 | 79.99 | 01-NOV-2025 | 89.99
| NSAC2603 | Interior Connector x8 Black | https://www.se.com/us/en/product/NSAC2603 |  |  | 2.24x4.85x5.31(in) 5.70x12.31x13.50(cent) | 0.91(kilos) 2.01(lbs) |  |  | 731304622680 | NAM ERP USD | 16-SEP-2025 | 89.99 | 01-NOV-2025 | 99.99
| NSAC2604 | Cabinet Install Bracket x4 Black | https://www.se.com/us/en/product/NSAC2604 |  |  | 2.24x4.81x10.47(in) 5.70x12.21x26.60(cent) | 1.41(kilos) 3.11(lbs) |  |  | 731304622659 | NAM ERP USD | 16-SEP-2025 | 44.99 | 01-NOV-2025 | 59.99
| NSAC2606 | Right Angle Connector x4 Black | https://www.se.com/us/en/product/NSAC2606 |  |  | 2.24x4.85x5.31(in) 5.70x12.31x13.50(cent) | 0.35(kilos) 0.77(lbs) |  |  | 731304622802 | NAM ERP USD | 16-SEP-2025 | 44.99 | 01-NOV-2025 | 49.99
| NSAC2607 | Mounting Rail Connector x40 Black | https://www.se.com/us/en/product/NSAC2607 |  |  | 2.24x4.85x5.31(in) 5.70x12.31x13.50(cent) | 0.24(kilos) 0.53(lbs) |  |  | 731304622703 | NAM ERP USD | 16-SEP-2025 | 79.99 | 01-NOV-2025 | 89.99
| NSAC2608 | Straight Connector x8 Black | https://www.se.com/us/en/product/NSAC2608 |  |  | 2.24x4.81x10.47(in) 5.70x12.21x26.60(cent) | 1.00(kilos) 2.21(lbs) |  |  | 731304622697 | NAM ERP USD | 16-SEP-2025 | 69.99 | 01-NOV-2025 | 79.99
| NSAC2610 | Roof Brackets for POD Containment Black | https://www.se.com/us/en/product/NSAC2610 |  |  | 2.24x4.85x5.31(in) 5.70x12.31x13.50(cent) | 1.65(kilos) 3.64(lbs) |  |  | 731304624981 | NAM ERP USD | 16-SEP-2025 | 159.99 | 01-NOV-2025 | 179.99
| NSAC2653 | Supporting Rods 1500MM x8 Zinc | https://www.se.com/us/en/product/NSAC2653 |  |  | 3.50x62.67x5.91(in) 8.90x159.18x15.00(cent) | 6.70(kilos) 14.77(lbs) |  |  | 731304622635 | NAM ERP USD | 16-SEP-2025 | 219.99 | 01-NOV-2025 | 249.99
DC Distribution Systems >> DC Systems | 0M-2409 | ASSY GMT 19 IN | https://www.se.com/us/en/product/0M-2409 |  |  |  | 5.46(kilos) 12.04(lbs) |  |  |  | NAM ERP USD | 16-SEP-2025 | 619.00 | 01-NOV-2025 | 689.00
| 0M-9270 | PDF ASSY,96 CB | https://www.se.com/us/en/product/0M-9270 |  |  | 90.00x36.00x36.00(in) 228.60x91.44x91.44(cent) | 215.46(kilos) 475.08(lbs) |  |  | 731304511526 | NAM ERP USD | 16-SEP-2025 | 7000.00 | 01-NOV-2025 | 7675.00
| 0M-9272 | PDF ASSY,48CB,SINGLE TERM | https://www.se.com/us/en/product/0M-9272 |  |  | 90.00x36.00x36.00(in) 228.60x91.44x91.44(cent) | 215.90(kilos) 476.06(lbs) |  |  |  | NAM ERP USD | 16-SEP-2025 | 5250.00 | 01-NOV-2025 | 5775.00
DC Integrated Power Systems >> DC Systems | 0M-2189 | MODULE MERLIN GERIN 12, NO LVD | https://www.se.com/us/en/product/0M-2189 |  |  | 5.30x9.00x13.30(in) 13.46x22.86x33.78(cent) | 5.63(kilos) 12.40(lbs) |  |  | 731304510567 | NAM ERP USD | 16-SEP-2025 | 379.99 | 01-NOV-2025 | 409.00
| 0M-2191 | MODULE 400A LVD | https://www.se.com/us/en/product/0M-2191 |  |  | 10.00x5.00x14.00(in) 25.40x12.70x35.56(cent) | 9.53(kilos) 21.00(lbs) |  |  | 731304510581 | NAM ERP USD | 16-SEP-2025 | 399.99 | 01-NOV-2025 | 439.00
| 0M-2357 | ASSY RECTIFIER SHELF | https://www.se.com/us/en/product/0M-2357 |  |  | 5.25x19.00x18.00(in) 13.34x48.26x45.72(cent) | 9.98(kilos) 22.00(lbs) |  |  | 731304510598 | NAM ERP USD | 16-SEP-2025 | 449.00 | 01-NOV-2025 | 499.00
| 0M-2531 | KIT TEMP PROBE 15 FT | https://www.se.com/us/en/product/0M-2531 |  |  | 0.13x0.13x180.00(in) 0.33x0.33x457.20(cent) | 0.45(kilos) 1.00(lbs) |  |  | 731304510635 | NAM ERP USD | 16-SEP-2025 | 29.99 | 01-NOV-2025 | 34.99
| 0M-2576 | SMARTCARD MODULE | https://www.se.com/us/en/product/0M-2576 |  |  | 13.90x9.00x1.80(in) 35.31x22.86x4.57(cent) | 0.50(kilos) 1.10(lbs) |  |  | 731304510666 | NAM ERP USD | 16-SEP-2025 | 79.99 | 01-NOV-2025 | 89.99
| 0M-2899 | ASSY BATTERY TRAY, MAGNUM XS 450 | https://www.se.com/us/en/product/0M-2899 |  |  | 1.75x23.62x23.62(in) 4.44x60.00x60.00(cent) | 9.54(kilos) 21.04(lbs) |  |  |  | NAM ERP USD | 16-SEP-2025 | 39.99 | 01-NOV-2025 | 44.99
| 0M-2959 | ASSY BATTERY RETURN, W/400A SHUNT, MODULE | https://www.se.com/us/en/product/0M-2959 |  |  | 5.25x3.00x18.00(in) 13.34x7.62x45.72(cent) | 4.76(kilos) 10.50(lbs) |  |  | 731304510703 | NAM ERP USD | 16-SEP-2025 | 159.99 | 01-NOV-2025 | 179.99
| 0M-2969 | ASSY SM LD RETURN MODULE | https://www.se.com/us/en/product/0M-2969 |  |  | 5.25x3.00x18.00(in) 13.34x7.62x45.72(cent) | 4.54(kilos) 10.00(lbs) |  |  | 731304510727 | NAM ERP USD | 16-SEP-2025 | 119.99 | 01-NOV-2025 | 129.99
| 0M-3029 | MAGNUM XS 450, BASIC SYSTEM ASSEMBLY | https://www.se.com/us/en/product/0M-3029 |  |  | 84.74x42.00x42.00(in) 215.24x106.68x106.68(cent) | 224.53(kilos) 495.08(lbs) |  |  | 731304510741 | NAM ERP USD | 16-SEP-2025 | 2300.00 | 01-NOV-2025 | 2525.00
| 0M-3038 | ASSY COMPLETE DM3000 (-48V), RAVEN BLACK | https://www.se.com/us/en/product/0M-3038 |  |  | 1.75x19.00x13.00(in) 4.45x48.26x33.02(cent) | 4.08(kilos) 9.00(lbs) |  |  | 731304510758 | NAM ERP USD | 16-SEP-2025 | 919.00 | 01-NOV-2025 | 1025.00
| 0M-3143 | ASSY AC BOX W/3P SPLITTERS | https://www.se.com/us/en/product/0M-3143 |  |  | 7.00x10.00x14.50(in) 17.78x25.40x36.83(cent) | 1.36(kilos) 3.00(lbs) |  |  | 731304510925 | NAM ERP USD | 16-SEP-2025 | 79.99 | 01-NOV-2025 | 89.99
| 0M-3315 | ASSY MERLIN GERIN CB C60HC 20A SP | https://www.se.com/us/en/product/0M-3315 |  |  | 3.25x0.50x2.75(in) 8.26x1.27x6.99(cent) | 0.11(kilos) 0.25(lbs) |  |  | 731304511045 | NAM ERP USD | 16-SEP-2025 | 11.99 | 01-NOV-2025 | 12.99
| 0M-3316 | ASSY MERLIN GERIN CB C60HC 32A SP | https://www.se.com/us/en/product/0M-3316 |  |  | 3.25x0.50x2.75(in) 8.26x1.27x6.99(cent) | 0.11(kilos) 0.25(lbs) |  |  | 731304511052 | NAM ERP USD | 16-SEP-2025 | 11.99 | 01-NOV-2025 | 12.99
| 0M-3319 | ASSY MERLIN GERIN CB C60HC 50A SP | https://www.se.com/us/en/product/0M-3319 |  |  | 3.25x0.50x2.75(in) 8.26x1.27x6.99(cent) | 0.11(kilos) 0.25(lbs) |  |  | 731304511083 | NAM ERP USD | 16-SEP-2025 | 11.99 | 01-NOV-2025 | 12.99
| 0M-3392 | ASSY NH2 STYLE FUSE 300A | https://www.se.com/us/en/product/0M-3392 |  |  | 2.00x6.00x2.00(in) 5.08x15.24x5.08(cent) | 0.46(kilos) 1.01(lbs) |  |  |  | NAM ERP USD | 16-SEP-2025 | 59.99 | 01-NOV-2025 | 69.99
| 0M-3394 | ASSY BLANK RECTIFIER SHELF PANEL | https://www.se.com/us/en/product/0M-3394 |  |  | 5.25x19.00x0.13(in) 13.34x48.26x0.33(cent) | 0.45(kilos) 1.00(lbs) |  |  | 731304511151 | NAM ERP USD | 16-SEP-2025 | 6.75 | 01-NOV-2025 | 7.50
| 0M-3395 | BLANK DISTRIBUTION MODULE | https://www.se.com/us/en/product/0M-3395 |  |  | 5.25x19.00x0.13(in) 13.34x48.26x0.33(cent) | 0.91(kilos) 2.00(lbs) |  |  | 731304511168 | NAM ERP USD | 16-SEP-2025 | 11.99 | 01-NOV-2025 | 12.99
| 0M-3396 | ASSY BLANK CB SNAP IN PANEL | https://www.se.com/us/en/product/0M-3396 |  |  | 3.25x0.50x0.13(in) 8.26x1.27x0.33(cent) | 0.02(kilos) 0.05(lbs) |  |  | 731304511175 | NAM ERP USD | 16-SEP-2025 | 1.75 | 01-NOV-2025 | 2.00
| 0M-3436 | AUX BATTERY CABINET MAGNUM XS | https://www.se.com/us/en/product/0M-3436 |  |  | 84.74x42.00x42.00(in) 215.24x106.68x106.68(cent) | 172.37(kilos) 380.06(lbs) |  |  | 731304511229 | NAM ERP USD | 16-SEP-2025 | 1150.00 | 01-NOV-2025 | 1275.00
| 0M-3437 | ASSY 4X200A CB BATTERY DISCONNECT | https://www.se.com/us/en/product/0M-3437 |  |  | 3.50x19.00x6.00(in) 8.89x48.26x15.24(cent) | 4.54(kilos) 10.00(lbs) |  |  | 731304511236 | NAM ERP USD | 16-SEP-2025 | 679.00 | 01-NOV-2025 | 749.00
| 0M-3441 | KIT CAB INTERCONECTION | https://www.se.com/us/en/product/0M-3441 |  |  | 5.00x5.00x1.00(in) 12.70x12.70x2.54(cent) | 0.45(kilos) 1.00(lbs) |  |  | 731304511243 | NAM ERP USD | 16-SEP-2025 | 24.99 | 01-NOV-2025 | 29.99
| 0M-3443 | KIT INTERCONNECT CABLE | https://www.se.com/us/en/product/0M-3443 |  |  | 0.50x0.50x80.00(in) 1.27x1.27x203.20(cent) | 2.27(kilos) 5.00(lbs) |  |  | 731304511250 | NAM ERP USD | 16-SEP-2025 | 39.99 | 01-NOV-2025 | 44.99
| 0M-3496 | KIT C60 MERLIN CB NO BUS | https://www.se.com/us/en/product/0M-3496 |  |  | 5.00x5.00x1.00(in) 12.70x12.70x2.54(cent) | 0.05(kilos) 0.10(lbs) |  |  | 731304511274 | NAM ERP USD | 16-SEP-2025 | 1.75 | 01-NOV-2025 | 2.00
| 0M-9291 | CIRCUIT BREAKER KIT, 200A (MX28) | https://www.se.com/us/en/product/0M-9291 | [7 empty] | NAM ERP USD | 16-SEP-2025 | 569.00 | 01-NOV-2025 | 629.00
DC Power Systems >> DC Systems | 0M-1217 | KIT FUSE WITH 500A SHUNTS | https://www.se.com/us/en/product/0M-1217 | [7 empty] | NAM ERP USD | 16-SEP-2025 | 1100.00 | 01-NOV-2025 | 1200.00
| 0M-1730 | KIT MX28B3600 450/700 CIR BKR | https://www.se.com/us/en/product/0M-1730 | [6 empty] | 731304510390 | NAM ERP USD | 16-SEP-2025 | 109.99 | 01-NOV-2025 | 119.99
| 0M-1826 | KIT MX28B3600 450-700 BREAKER | https://www.se.com/us/en/product/0M-1826 | [6 empty] | 731304510406 | NAM ERP USD | 16-SEP-2025 | 109.99 | 01-NOV-2025 | 119.99
| 0M-1827 | S/A FUSE CABINET 4880A BUS/2400A LOAD | https://www.se.com/us/en/product/0M-1827 | [7 empty] | NAM ERP USD | 16-SEP-2025 | 4250.00 | 01-NOV-2025 | 4675.00
| 0M-1889 | S/A FUSE CAB 4800 - 2400 SHUNT | https://www.se.com/us/en/product/0M-1889 | [6 empty] | 731304510413 | NAM ERP USD | 16-SEP-2025 | 4650.00 | 01-NOV-2025 | 5125.00
| 0M-2185 | MODULE NH2 FUSE (NO LVD) | https://www.se.com/us/en/product/0M-2185 |  |  | 5.25x11.00x12.00(in) 13.34x27.94x30.48(cent) | 5.90(kilos) 13.00(lbs) |  |  | 731304510529 | NAM ERP USD | 16-SEP-2025 | 359.99 | 01-NOV-2025 | 389.99
| 0M-2186 | MODULE MERLIN GERIN 28 CB, NO LVD | https://www.se.com/us/en/product/0M-2186 |  |  | 5.25x19.00x12.00(in) 13.34x48.26x30.48(cent) | 8.62(kilos) 19.00(lbs) |  |  | 731304510536 | NAM ERP USD | 16-SEP-2025 | 379.99 | 01-NOV-2025 | 409.00
| 0M-2187 | MODULE NH2 FUSE (400A LVD) | https://www.se.com/us/en/product/0M-2187 |  |  | 5.25x11.00x12.00(in) 13.34x27.94x30.48(cent) | 6.80(kilos) 15.00(lbs) |  |  | 731304510543 | NAM ERP USD | 16-SEP-2025 | 479.00 | 01-NOV-2025 | 519.00
| 0M-2188 | MODULE MERLIN GERIN 12 CB 400A LVD | https://www.se.com/us/en/product/0M-2188 |  |  | 5.30x9.00x13.00(in) 13.46x22.86x33.02(cent) | 6.35(kilos) 14.00(lbs) |  |  | 731304510550 | NAM ERP USD | 16-SEP-2025 | 509.00 | 01-NOV-2025 | 559.00
| 0M-2190 | MODULE BATTERY DISCONNECT 400A LVD | https://www.se.com/us/en/product/0M-2190 |  |  | 10.00x5.00x14.00(in) 25.40x12.70x35.56(cent) | 9.53(kilos) 21.00(lbs) |  |  | 731304510574 | NAM ERP USD | 16-SEP-2025 | 609.00 | 01-NOV-2025 | 669.00
| 0M-2579 | MODULE MERLIN GERIN 28 CB W/400A LVD | https://www.se.com/us/en/product/0M-2579 |  |  | 5.25x19.00x12.00(in) 13.34x48.26x30.48(cent) | 9.98(kilos) 22.00(lbs) |  |  | 731304510673 | NAM ERP USD | 16-SEP-2025 | 509.00 | 01-NOV-2025 | 559.00
| 0M-2666 | S/A BATT. BUS EXT (4800A) | https://www.se.com/us/en/product/0M-2666 | [6 empty] | 731304510680 | NAM ERP USD | 16-SEP-2025 | 729.00 | 01-NOV-2025 | 799.00
| 0M-2960 | LARGE LOAD RETURN | https://www.se.com/us/en/product/0M-2960 |  |  | 5.25x3.00x18.00(in) 13.34x7.62x45.72(cent) | 4.54(kilos) 10.00(lbs) |  |  | 731304510710 | NAM ERP USD | 16-SEP-2025 | 119.99 | 01-NOV-2025 | 129.99
| 0M-3141 | ASSY AC BOX W/PHOENIX TERMINALS ONLY | https://www.se.com/us/en/product/0M-3141 |  |  | 7.00x10.00x14.50(in) 17.78x25.40x36.83(cent) | 0.91(kilos) 2.00(lbs) |  |  | 731304510901 | NAM ERP USD | 16-SEP-2025 | 79.99 | 01-NOV-2025 | 89.99
| 0M-3142 | MODULE BATTERY DISCONNECT (NO LVD) | https://www.se.com/us/en/product/0M-3142 |  |  | 10.00x5.00x14.00(in) 25.40x12.70x35.56(cent) | 7.26(kilos) 16.00(lbs) |  |  | 731304510918 | NAM ERP USD | 16-SEP-2025 | 509.00 | 01-NOV-2025 | 559.00
| 0M-3220 | ASSEMBLY BLANK RECTIFIER COVER BLK | https://www.se.com/us/en/product/0M-3220 |  |  | 5.30x5.80x0.13(in) 13.46x14.73x0.33(cent) | 0.23(kilos) 0.50(lbs) |  |  | 731304510963 | NAM ERP USD | 16-SEP-2025 | 13.99 | 01-NOV-2025 | 14.99
| 0M-3226 | KIT C60 STYLE MERLIN GERIN CB | https://www.se.com/us/en/product/0M-3226 |  |  | 5.00x5.00x1.00(in) 12.70x12.70x2.54(cent) | 0.11(kilos) 0.25(lbs) |  |  | 731304510970 | NAM ERP USD | 16-SEP-2025 | 13.99 | 01-NOV-2025 | 14.99
| 0M-3227 | KIT C120 MERLIN GERIN CB | https://www.se.com/us/en/product/0M-3227 |  |  | 5.00x5.00x1.00(in) 12.70x12.70x2.54(cent) | 0.11(kilos) 0.25(lbs) |  |  | 731304510987 | NAM ERP USD | 16-SEP-2025 | 16.99 | 01-NOV-2025 | 18.99
| 0M-3317 | ASSY MERLIN GERIN CB C60HC 40A SP | https://www.se.com/us/en/product/0M-3317 |  |  | 3.25x0.50x2.75(in) 8.26x1.27x6.99(cent) | 0.11(kilos) 0.25(lbs) |  |  | 731304511069 | NAM ERP USD | 16-SEP-2025 | 11.99 | 01-NOV-2025 | 12.99
| 0M-3318 | ASSY MERLIN GERIN CB C60HC 4A SP | https://www.se.com/us/en/product/0M-3318 |  |  | 3.25x0.50x2.75(in) 8.26x1.27x6.99(cent) | 0.11(kilos) 0.25(lbs) |  |  | 731304511076 | NAM ERP USD | 16-SEP-2025 | 11.99 | 01-NOV-2025 | 12.99
| 0M-3326 | ASSY MERLIN GERIN CB DPN-N 20A 2P | https://www.se.com/us/en/product/0M-3326 |  |  | 3.25x0.50x3.75(in) 8.26x1.27x9.53(cent) | 0.11(kilos) 0.25(lbs) |  |  | 731304511090 | NAM ERP USD | 16-SEP-2025 | 11.99 | 01-NOV-2025 | 12.99
| 0M-3390 | ASSY NH2 STYLE 100A FUSE | https://www.se.com/us/en/product/0M-3390 |  |  | 2.00x6.00x2.00(in) 5.08x15.24x5.08(cent) | 0.45(kilos) 1.00(lbs) |  |  | 731304511120 | NAM ERP USD | 16-SEP-2025 | 59.99 | 01-NOV-2025 | 69.99
| 0M-3391 | ASSY NH2 STYLE FUSE 400A | https://www.se.com/us/en/product/0M-3391 |  |  | 2.00x6.00x2.00(in) 5.08x15.24x5.08(cent) | 0.45(kilos) 1.00(lbs) |  |  | 731304511137 | NAM ERP USD | 16-SEP-2025 | 59.99 | 01-NOV-2025 | 69.99
| 0M-3393 | ASSY NH2 STYLE FUSE 200A | https://www.se.com/us/en/product/0M-3393 |  |  | 2.00x6.00x2.00(in) 5.08x15.24x5.08(cent) | 0.45(kilos) 1.00(lbs) |  |  | 731304511144 | NAM ERP USD | 16-SEP-2025 | 59.99 | 01-NOV-2025 | 69.99
| 0M-3457 | ASSY BATTERY CABLE KIT | https://www.se.com/us/en/product/0M-3457 |  |  | 0.50x0.50x80.00(in) 1.27x1.27x203.20(cent) | 2.27(kilos) 5.00(lbs) |  |  | 731304511267 | NAM ERP USD | 16-SEP-2025 | 39.99 | 01-NOV-2025 | 44.99
| 0M-9126 | BREAKER KIT,250-400A | https://www.se.com/us/en/product/0M-9126 | [6 empty] | 731304511434 | NAM ERP USD | 16-SEP-2025 | 139.99 | 01-NOV-2025 | 149.99
| 0M-9238 | EXTENSION UNIT | https://www.se.com/us/en/product/0M-9238 | [6 empty] | 731304511458 | NAM ERP USD | 16-SEP-2025 | 11400.00 | 01-NOV-2025 | 12500.00
| 0M-9239 | 48VERTICAL CB-MAIN | https://www.se.com/us/en/product/0M-9239 | [7 empty] | NAM ERP USD | 16-SEP-2025 | 2150.00 | 01-NOV-2025 | 2375.00
| 0M-9241 | NO LVD (MAIN/EXT) | https://www.se.com/us/en/product/0M-9241 | [7 empty] | NAM ERP USD | 16-SEP-2025 | 169.99 | 01-NOV-2025 | 189.99
| 0M-9242 | BATTERY LVD | https://www.se.com/us/en/product/0M-9242 | [6 empty] | 731304511465 | NAM ERP USD | 16-SEP-2025 | 879.00 | 01-NOV-2025 | 959.00
| 0M-9243 | LOAD LVD (MAIN/EXT) | https://www.se.com/us/en/product/0M-9243 | [6 empty] | 731304511472 | NAM ERP USD | 16-SEP-2025 | 819.00 | 01-NOV-2025 | 899.00
| 0M-9244 | CB ASSY-6 | https://www.se.com/us/en/product/0M-9244 | [6 empty] | 731304511489 | NAM ERP USD | 16-SEP-2025 | 529.00 | 01-NOV-2025 | 589.00
| 0M-9256 | BATTERY BUS EXT KIT(2400) | https://www.se.com/us/en/product/0M-9256 | [6 empty] | 731304511496 | NAM ERP USD | 16-SEP-2025 | 399.99 | 01-NOV-2025 | 449.00
| 0M-9259 | FUSE/SHUNT ASSY | https://www.se.com/us/en/product/0M-9259 | [7 empty] | NAM ERP USD | 16-SEP-2025 | 2850.00 | 01-NOV-2025 | 3150.00
| 0M-9264 | KIT -FUSE BAY LVD | https://www.se.com/us/en/product/0M-9264 | [6 empty] | 731304511502 | NAM ERP USD | 16-SEP-2025 | 449.00 | 01-NOV-2025 | 489.00
| 0M-9269 | PDF ASSY,48CB | https://www.se.com/us/en/product/0M-9269 |  |  | 90.00x36.00x36.00(in) 228.60x91.44x91.44(cent) | 215.46(kilos) 475.08(lbs) |  |  | 731304511519 | NAM ERP USD | 16-SEP-2025 | 5000.00 | 01-NOV-2025 | 5500.00
| 0M-9271 | PDF ASSY,144 CB | https://www.se.com/us/en/product/0M-9271 |  |  | 90.00x36.00x36.00(in) 228.60x91.44x91.44(cent) | 215.46(kilos) 475.08(lbs) |  |  | 731304511533 | NAM ERP USD | 16-SEP-2025 | 8775.00 | 01-NOV-2025 | 9650.00
| 0M-9273 | PDF ASSY,96CB,2 TERM | https://www.se.com/us/en/product/0M-9273 |  |  | 90.00x36.00x36.00(in) 228.60x91.44x91.44(cent) | 215.46(kilos) 475.08(lbs) |  |  | 731304511540 | NAM ERP USD | 16-SEP-2025 | 7375.00 | 01-NOV-2025 | 8100.00
| 0M-9274 | PDF ASSY,144 CB,2 TERM | https://www.se.com/us/en/product/0M-9274 |  |  | 90.00x36.00x36.00(in) 228.60x91.44x91.44(cent) | 215.46(kilos) 475.08(lbs) |  |  | 731304511557 | NAM ERP USD | 16-SEP-2025 | 8950.00 | 01-NOV-2025 | 9850.00
| 0M-9283 | FUSE BAY - BASIC WITH SHUNTS | https://www.se.com/us/en/product/0M-9283 | [7 empty] | NAM ERP USD | 16-SEP-2025 | 3675.00 | 01-NOV-2025 | 4025.00
| 0M-9306 | MAIN UNIT-4800 | https://www.se.com/us/en/product/0M-9306 | [6 empty] | 731304511328 | NAM ERP USD | 16-SEP-2025 | 13600.00 | 01-NOV-2025 | 14900.00
| 0M-9308 | 4800A EXTENSION,FIRST | https://www.se.com/us/en/product/0M-9308 | [7 empty] | NAM ERP USD | 16-SEP-2025 | 12100.00 | 01-NOV-2025 | 13400.00
| 0M-9309 | 4800A EXTENSION,SECOND | https://www.se.com/us/en/product/0M-9309 | [7 empty] | NAM ERP USD | 16-SEP-2025 | 12100.00 | 01-NOV-2025 | 13400.00
| 0M-9310 | 4800A EXTENSION, THIRD | https://www.se.com/us/en/product/0M-9310 | [7 empty] | NAM ERP USD | 16-SEP-2025 | 12100.00 | 01-NOV-2025 | 13400.00
| 0M-91045 | ASSY MX06-100 W/GMTFSE/AMPCONN | https://www.se.com/us/en/product/0M-91045 |  |  | 0.00x0.00x0.00(in) 0.01x0.01x0.01(cent) | 10.89(kilos) 24.00(lbs) |  |  |  | NAM ERP USD | 16-SEP-2025 | 2000.00 | 01-NOV-2025 | 2200.00
| 0M-91046 | ASSY MX06-100 W/GMTFUSES/TB | https://www.se.com/us/en/product/0M-91046 |  |  | 0.00x0.00x0.00(in) 0.01x0.01x0.01(cent) | 10.89(kilos) 24.00(lbs) |  |  |  | NAM ERP USD | 16-SEP-2025 | 2050.00 | 01-NOV-2025 | 2250.00
| 0M-91047 | ASSY MX06-100 W/2X2X30ABRKRS | https://www.se.com/us/en/product/0M-91047 |  |  | 0.00x0.00x0.00(in) 0.01x0.01x0.01(cent) | 10.89(kilos) 24.00(lbs) |  |  |  | NAM ERP USD | 16-SEP-2025 | 1800.00 | 01-NOV-2025 | 2000.00
| 0M-91048 | ASSY MX06100-GMTFSEAMPC-30ABKR | https://www.se.com/us/en/product/0M-91048 |  |  | 0.00x0.00x0.00(in) 0.01x0.01x0.01(cent) | 10.89(kilos) 24.00(lbs) |  |  |  | NAM ERP USD | 16-SEP-2025 | 1950.00 | 01-NOV-2025 | 2150.00
| 0M-91049 | ASSY MX06100-GMTFSEAMPC-60ABKR | https://www.se.com/us/en/product/0M-91049 |  |  | 0.00x0.00x0.00(in) 0.01x0.01x0.01(cent) | 10.89(kilos) 24.00(lbs) |  |  |  | NAM ERP USD | 16-SEP-2025 | 2050.00 | 01-NOV-2025 | 2250.00
| 0M-91051 | ASSY MX06100-GMTFSETB-60ABKR | https://www.se.com/us/en/product/0M-91051 |  |  | 0.00x0.00x0.00(in) 0.01x0.01x0.01(cent) | 10.89(kilos) 24.00(lbs) |  |  |  | NAM ERP USD | 16-SEP-2025 | 1975.00 | 01-NOV-2025 | 2150.00
| 0M-91052 | ASSY MX06100-2X30ABKR/60ABKR | https://www.se.com/us/en/product/0M-91052 |  |  | 0.00x0.00x0.00(in) 0.01x0.01x0.01(cent) | 10.89(kilos) 24.00(lbs) |  |  |  | NAM ERP USD | 16-SEP-2025 | 1950.00 | 01-NOV-2025 | 2150.00
| 0M-91074 | ASSY MX06-50-60 A CB/STUDS | https://www.se.com/us/en/product/0M-91074 |  |  | 0.00x0.00x0.00(in) 0.01x0.01x0.01(cent) | 5.44(kilos) 12.00(lbs) |  |  |  | NAM ERP USD | 16-SEP-2025 | 1150.00 | 01-NOV-2025 | 1250.00
DC Rack Mounted Rectifier Subsystems >> DC Systems | 0M-2473 | ASSY CABLE (-)48V - ORN 6GA 2HOLE NO. 10 LUG | https://www.se.com/us/en/product/0M-2473 |  |  | 0.00x0.00x0.00(in) 0.01x0.01x0.01(cent) | 0.23(kilos) 0.50(lbs) |  |  |  | NAM ERP USD | 16-SEP-2025 | 49.99 | 01-NOV-2025 | 59.99
| 0M-2481 | "SUB ASSY WIRE #6 BLK 21" LUG 2H 5/8CTR" | https://www.se.com/us/en/product/0M-2481 |  |  | 0.00x0.00x0.00(in) 0.01x0.01x0.01(cent) | 0.23(kilos) 0.50(lbs) |  |  |  | NAM ERP USD | 16-SEP-2025 | 49.99 | 01-NOV-2025 | 59.99
| 0M-3182 | KIT TEMP PROBE 50 FT | https://www.se.com/us/en/product/0M-3182 |  |  | 0.13x0.13x600.00(in) 0.33x0.33x1524.00(cent) | 1.36(kilos) 3.00(lbs) |  |  | 731304510932 | NAM ERP USD | 16-SEP-2025 | 69.99 | 01-NOV-2025 | 79.99
| 0M-91050 | ASSY MX06100-GMTFSETB-30ABKR | https://www.se.com/us/en/product/0M-91050 |  |  | 0.00x0.00x0.00(in) 0.01x0.01x0.01(cent) | 10.89(kilos) 24.00(lbs) |  |  |  | NAM ERP USD | 16-SEP-2025 | 1925.00 | 01-NOV-2025 | 2125.00
| 0M-91057 | ASSY MX06-100 2X60A BKRS | https://www.se.com/us/en/product/0M-91057 |  |  | 0.00x0.00x0.00(in) 0.01x0.01x0.01(cent) | 10.89(kilos) 24.00(lbs) |  |  |  | NAM ERP USD | 16-SEP-2025 | 2000.00 | 01-NOV-2025 | 2200.00
| 0M-91071 | ASSY MX06-50-2 CKT BKRS/STUDS | https://www.se.com/us/en/product/0M-91071 |  |  | 0.00x0.00x0.00(in) 0.01x0.01x0.01(cent) | 5.44(kilos) 12.00(lbs) |  |  |  | NAM ERP USD | 16-SEP-2025 | 1150.00 | 01-NOV-2025 | 1275.00
| 0M-91072 | ASSY MX06-50-GMT FUSES/TB | https://www.se.com/us/en/product/0M-91072 |  |  | 0.00x0.00x0.00(in) 0.01x0.01x0.01(cent) | 5.44(kilos) 12.00(lbs) |  |  |  | NAM ERP USD | 16-SEP-2025 | 1125.00 | 01-NOV-2025 | 1225.00
| 0M-DCD-06-001 | ASSY MY06 DIST CB4X10A RR TERM | https://www.se.com/us/en/product/0M-DCD-06-001 |  |  | 0.00x0.00x0.00(in) 0.01x0.01x0.01(cent) | 2.50(kilos) 5.50(lbs) |  |  | 731304511564 | NAM ERP USD | 16-SEP-2025 | 389.99 | 01-NOV-2025 | 429.00
| 0M-DCD-06-003 | ASSY MY06 DST GMT54 X10 RR TRM | https://www.se.com/us/en/product/0M-DCD-06-003 |  |  | 0.00x0.00x0.00(in) 0.01x0.01x0.01(cent) | 2.50(kilos) 5.50(lbs) |  |  | 731304511588 | NAM ERP USD | 16-SEP-2025 | 419.00 | 01-NOV-2025 | 459.00
| 0M-DCD-06-004 | ASSY MY06 DST CB4X10A FRNT TRM | https://www.se.com/us/en/product/0M-DCD-06-004 |  |  | 0.00x0.00x0.00(in) 0.01x0.01x0.01(cent) | 2.50(kilos) 5.50(lbs) |  |  | 731304511595 | NAM ERP USD | 16-SEP-2025 | 549.00 | 01-NOV-2025 | 609.00
| 0M-DCD-06-006 | ASSY MY06 DST GMT54X10 FRN TRM | https://www.se.com/us/en/product/0M-DCD-06-006 |  |  | 0.00x0.00x0.00(in) 0.01x0.01x0.01(cent) | 2.50(kilos) 5.50(lbs) |  |  | 731304511618 | NAM ERP USD | 16-SEP-2025 | 509.00 | 01-NOV-2025 | 569.00
| 0M-DCD-06-010 | ASSY MY06 DST CB4X20A FRNT TRM | https://www.se.com/us/en/product/0M-DCD-06-010 |  |  | 0.00x0.00x0.00(in) 0.01x0.01x0.01(cent) | 2.50(kilos) 5.50(lbs) |  |  | 731304511625 | NAM ERP USD | 16-SEP-2025 | 579.00 | 01-NOV-2025 | 639.00
| 0M-RX-06-001 | ASSY MX06-40 BASE SHELF | https://www.se.com/us/en/product/0M-RX-06-001 |  |  | 0.00x0.00x0.00(in) 0.01x0.01x0.01(cent) | 5.44(kilos) 12.00(lbs) |  |  | 731304511656 | NAM ERP USD | 16-SEP-2025 | 279.99 | 01-NOV-2025 | 309.99
| 0M-SAS-06-001 | ASSY MS/MY06 MOUNTING BKTS 19" | https://www.se.com/us/en/product/0M-SAS-06-001 | [6 empty] | 731304511663 | NAM ERP USD | 16-SEP-2025 | 49.99 | 01-NOV-2025 | 59.99
| 0M-SAS-06-002 | ASSY MS/MY06 MOUNTING BKTS 23" | https://www.se.com/us/en/product/0M-SAS-06-002 | [6 empty] | 731304511670 | NAM ERP USD | 16-SEP-2025 | 49.99 | 01-NOV-2025 | 59.99
| 0M-SAS-06-003 | ASSY MS/MY06 MOUNTING BKT ETSI | https://www.se.com/us/en/product/0M-SAS-06-003 | [6 empty] | 731304511687 | NAM ERP USD | 16-SEP-2025 | 49.99 | 01-NOV-2025 | 59.99
| 0M-SIG-06-001 | ASSY MY06 ALRM+LED DSP RR CONN | https://www.se.com/us/en/product/0M-SIG-06-001 |  |  | 0.00x0.00x0.00(in) 0.01x0.01x0.01(cent) | 0.45(kilos) 1.00(lbs) |  |  | 731304511717 | NAM ERP USD | 16-SEP-2025 | 199.99 | 01-NOV-2025 | 219.99
Home & Office Electronics >> Uninterruptible Power Supply (UPS) | BE425M-LM | APC Back-UPS ES 6 Outlet 425VA, 120V, LAM | https://www.se.com/us/en/product/BE425M-LM | 120 | 120 | 8.66x12.40x5.51(in) 22.00x31.50x14.00(cent) | 3.00(kilos) 6.62(lbs) |  |  | 731304329367 | NAM ERP USD | 16-SEP-2025 | 89.99 | 01-NOV-2025 | 99.99
| BE550G | APC Back-UPS ES 8 Outlet 550VA 120V | https://www.se.com/us/en/product/BE550G | 120 | 120 | 5.04x9.25x15.47(in) 12.80x23.50x39.30(cent) | 6.20(kilos) 13.67(lbs) |  |  | 731304258940 | NAM ERP USD | 16-SEP-2025 | 109.99 | 01-NOV-2025 | 119.99
| BE650G1 | APC Back-UPS 650, 8 Outlet | https://www.se.com/us/en/product/BE650G1 | 120 | 120 | 5.04x9.25x15.47(in) 12.80x23.50x39.30(cent) | 7.00(kilos) 15.44(lbs) |  |  | 731304285434 | NAM ERP USD | 16-SEP-2025 | 109.99 | 01-NOV-2025 | 119.99
| BE650G1-CN | APC Back-UPS 650VA 120V 8 NEMA outlets (4 surge) Canada | https://www.se.com/us/en/product/BE650G1-CN | 120 | 120 | 5.04x9.25x15.47(in) 12.80x23.50x39.30(cent) | 7.00(kilos) 15.44(lbs) |  | 100 | 731304286790 | NAM ERP USD | 16-SEP-2025 | 139.99 | 01-NOV-2025 | 149.99
| BE700G3 | APC Back-UPS 120V, 700VA, 6 outlets | https://www.se.com/us/en/product/BE700G3 | 120 | 120 | 8.86x12.40x5.51(in) 22.50x31.50x14.00(cent) | 3.60(kilos) 7.94(lbs) |  |  | 731304625360 | NAM ERP USD | 16-SEP-2025 | 119.99 | 01-NOV-2025 | 129.99
| BGM1500 | APC Gaming Back-UPS, 10 outlet, 1500VA, Pure Sinewave, 120V | https://www.se.com/us/en/product/BGM1500 | 120 | 120 | 11.46x4.13x16.06(in) 29.10x10.50x40.80(cent) | 11.50(kilos) 25.36(lbs) |  |  | 731304404224 | NAM ERP USD | 16-SEP-2025 | 349.99 | 01-NOV-2025 | 359.99
| BGM1500-US | APC Gaming Back-UPS, 10 outlet, 1500VA, Pure Sinewave, 120V, Arctic (White) and reactor circle. | https://www.se.com/us/en/product/BGM1500-US | 120 | 120 | 6.10x18.90x13.98(in) 15.50x48.00x35.50(cent) | 14.50(kilos) 31.97(lbs) |  |  | 731304624141 | NAM ERP USD | 16-SEP-2025 | 349.99 | 01-NOV-2025 | 359.99
| BGM1500B | APC Gaming Back-UPS, 10 outlet, 1500VA, Pure Sinewave, 120V, Black | https://www.se.com/us/en/product/BGM1500B | 120 | 120 | 11.46x4.13x16.06(in) 29.10x10.50x40.80(cent) | 11.50(kilos) 25.36(lbs) |  |  | 731304410973 | NAM ERP USD | 16-SEP-2025 | 349.99 | 01-NOV-2025 | 359.99
| BGM1500B-US | APC Midnight (Black) Gaming UPS with 1500VA and reactor circle.10 outlet,, Pure Sinewave, 120V, Black | https://www.se.com/us/en/product/BGM1500B-US | 120 | 120 | 6.10x18.90x13.98(in) 15.50x48.00x35.50(cent) | 14.50(kilos) 31.97(lbs) |  |  | 731304624158 | NAM ERP USD | 16-SEP-2025 | 349.99 | 01-NOV-2025 | 359.99
| BK325I | APC BACK-UPS CS 325VA 230V W/O SW | https://www.se.com/us/en/product/BK325I | 230 | 230 | 7.48x16.34x9.25(in) 19.00x41.50x23.50(cent) | 6.35(kilos) 14.00(lbs) | 2 |  | 731304120506 | NAM ERP USD | 16-SEP-2025 | 119.99 | 01-NOV-2025 | 129.99
| BK350EI | APC BACK-UPS CS 350VA USB/SERIAL 230V | https://www.se.com/us/en/product/BK350EI | 230 | 230 | 9.45x16.34x7.48(in) 24.00x41.50x19.00(cent) | 6.44(kilos) 14.19(lbs) | 70 |  | 731304016342 | NAM ERP USD | 16-SEP-2025 | 209.99 | 01-NOV-2025 | 219.99
| BK500 | APC Back-UPS 500, 120V | https://www.se.com/us/en/product/BK500 | 120 | 120 | 10.35x6.89x14.06(in) 26.30x17.50x35.70(cent) | 6.95(kilos) 15.32(lbs) |  |  | 731304016304 | NAM ERP USD | 16-SEP-2025 | 169.99 | 01-NOV-2025 | 179.99
| BK500BLK | APC Back-UPS 500, Black, 120V | https://www.se.com/us/en/product/BK500BLK | 120 | 120 | 10.35x6.89x14.06(in) 26.30x17.50x35.70(cent) | 6.95(kilos) 15.32(lbs) |  |  | 731304021360 | NAM ERP USD | 16-SEP-2025 | 169.99 | 01-NOV-2025 | 179.99
| BK500EI | APC BACK-UPS CS 500VA 230V USB/SERIAL | https://www.se.com/us/en/product/BK500EI | 230 | 230 | 7.01x14.49x9.49(in) 17.80x36.80x24.10(cent) | 7.05(kilos) 15.55(lbs) | 30 |  | 731304016359 | NAM ERP USD | 16-SEP-2025 | 159.99 | 01-NOV-2025 | 169.99
| BK650EI | APC Back-UPS 650VA 230V | https://www.se.com/us/en/product/BK650EI | 230 | 230 | 19.45x16.34x7.28(in) 49.40x41.50x18.50(cent) | 7.31(kilos) 16.12(lbs) | 35 |  | 731304219781 | NAM ERP USD | 16-SEP-2025 | 199.99 | 01-NOV-2025 | 209.99
| BN1100M2-CA | Back UPS PRO BN 1100VA,10 Outlets, 2 USB Charging Ports, AVR, LCD Interface , Canada | https://www.se.com/us/en/product/BN1100M2-CA | 120 | 120 | 14.96x9.49x19.69(in) 38.00x24.10x50.00(cent) | 12.30(kilos) 27.12(lbs) |  |  | 731304335863 | NAM ERP USD | 16-SEP-2025 | 259.99 | 01-NOV-2025 | 269.99
| BN1350M2-CA | Back UPS PRO BN 1350VA, 10 Outlets, 2 USB Charging Ports, AVR, LCD interface, Canada | https://www.se.com/us/en/product/BN1350M2-CA | 120 | 120 | 14.96x9.49x19.49(in) 38.00x24.10x49.50(cent) | 13.00(kilos) 28.67(lbs) |  |  | 731304335887 | NAM ERP USD | 16-SEP-2025 | 329.99 | 01-NOV-2025 | 339.99
| BR24BPG | Back-UPS Pro External Battery Pack | https://www.se.com/us/en/product/BR24BPG | 120 |  | 15.75x19.33x9.45(in) 40.00x49.10x24.00(cent) | 14.57(kilos) 32.12(lbs) | 3 |  | 731304268789 | NAM ERP USD | 16-SEP-2025 | 239.99 | 01-NOV-2025 | 249.99
| BR500CI-AS | APC Back-UPS RS 500, 230V without auto shutdown software, ASEAN | https://www.se.com/us/en/product/BR500CI-AS | 230 | 230 | 10.12x7.48x11.46(in) 25.70x19.00x29.10(cent) | 5.50(kilos) 12.13(lbs) |  |  | 731304269793 | NAM ERP USD | 16-SEP-2025 | 119.99 | 01-NOV-2025 | 129.99
| BR650MI | Back UPS Pro BR 650VA, 6 Outlets, AVR, LCD Interface | https://www.se.com/us/en/product/BR650MI | 230 | 230 | 10.04x17.32x5.63(in) 25.50x44.00x14.30(cent) | 7.40(kilos) 16.32(lbs) |  |  | 731304346937 | NAM ERP USD | 16-SEP-2025 | 229.99 | 01-NOV-2025 | 239.99
| BR700G | Back UPS RS LCD 700 Master Control | https://www.se.com/us/en/product/BR700G | 120 | 120 | 9.92x5.43x17.40(in) 25.20x13.80x44.20(cent) | 8.00(kilos) 17.64(lbs) |  |  | 731304266792 | NAM ERP USD | 16-SEP-2025 | 179.99 | 01-NOV-2025 | 189.99
| BR1350MS | Back UPS PRO BR 1350VA, SineWave, 10 Outlets, 2 USB Charging Ports, AVR, LCD interface | https://www.se.com/us/en/product/BR1350MS | 120 | 120 | 14.12x8.78x18.98(in) 35.87x22.30x48.20(cent) | 13.30(kilos) 29.33(lbs) |  |  | 731304335399 | NAM ERP USD | 16-SEP-2025 | 269.99 | 01-NOV-2025 | 279.99
| BR1500G | Power Saving Back-UPS RS 1500 | https://www.se.com/us/en/product/BR1500G | 120 | 120 | 15.24x9.37x19.21(in) 38.70x23.80x48.80(cent) | 13.35(kilos) 29.44(lbs) |  |  | 731304268772 | NAM ERP USD | 16-SEP-2025 | 339.99 | 01-NOV-2025 | 349.99
| BR1500GI | Power Saving Back-UPS RS 1500 230V | https://www.se.com/us/en/product/BR1500GI | 230 | 230 | 15.75x19.29x9.84(in) 40.00x49.00x25.00(cent) | 14.00(kilos) 30.87(lbs) | 24 |  | 731304268741 | NAM ERP USD | 16-SEP-2025 | 659.00 | 01-NOV-2025 | 679.00
| BR1500MS2 | Back UPS PRO 1500VA, Sinewave, 10 outlets, 2 USB Charging ports, AVR, LCD | https://www.se.com/us/en/product/BR1500MS2 | 120 | 120 | 14.12x8.78x18.98(in) 35.87x22.30x48.20(cent) | 14.20(kilos) 31.31(lbs) |  |  | 731304426103 | NAM ERP USD | 16-SEP-2025 | 319.99 | 01-NOV-2025 | 339.99
| BV400XU | Back-UPS 400VA, Flexible Mounting, Low Profile, Industrial | https://www.se.com/us/en/product/BV400XU | 120 | 120 | 10.24x12.48x4.72(in) 26.00x31.70x12.00(cent) | 5.50(kilos) 12.13(lbs) |  |  | 731304427001 | NAM ERP USD | 16-SEP-2025 | 219.99 | 01-NOV-2025 | 229.99
| BVK750M2 | APC Back-UPS 750VA, 120V, AVR, 2 USB Charging Port, NEMA Sockets | https://www.se.com/us/en/product/BVK750M2 | 120 | 120 | 9.84x16.93x7.76(in) 25.00x43.00x19.70(cent) | 6.10(kilos) 13.45(lbs) |  |  | 731304449126 | NAM ERP USD | 16-SEP-2025 | 159.99 | 01-NOV-2025 | 169.99
| BVK950M2 | APC Back-UPS 950 VA, 120V, AVR, 2 USB Charging Port, NEMA Sockets | https://www.se.com/us/en/product/BVK950M2 | 120 | 120 | 9.84x16.93x7.76(in) 25.00x43.00x19.70(cent) | 6.80(kilos) 14.99(lbs) |  |  | 731304449133 | NAM ERP USD | 16-SEP-2025 | 179.99 | 01-NOV-2025 | 189.99
| BVK1200M2 | APC Back-UPS 1200VA, 120V, AVR, 2 USB Charging Port NEMA Sockets | https://www.se.com/us/en/product/BVK1200M2 | 120 | 120 | 11.69x19.49x9.25(in) 29.70x49.50x23.50(cent) | 8.70(kilos) 19.18(lbs) |  |  | 731304449140 | NAM ERP USD | 16-SEP-2025 | 209.99 | 01-NOV-2025 | 219.99
| BX850M | Back UPS Pro BX 850VA, 8 Outlets, AVR, LCD interface | https://www.se.com/us/en/product/BX850M | 120 | 120 | 9.96x5.59x17.40(in) 25.30x14.20x44.20(cent) | 7.60(kilos) 16.76(lbs) |  |  | 731304331797 | NAM ERP USD | 16-SEP-2025 | 199.99 | 01-NOV-2025 | 209.99
| BX1350M | Back UPS Pro BX 1350VA, 10 Outlets, AVR, LCD interface | https://www.se.com/us/en/product/BX1350M | 120 | 120 | 13.70x8.94x19.33(in) 34.80x22.70x49.10(cent) | 11.90(kilos) 26.24(lbs) |  |  | 731304331773 | NAM ERP USD | 16-SEP-2025 | 249.99 | 01-NOV-2025 | 259.99
| BX1500M | Back UPS Pro BX 1500VA, 10 Outlets, AVR, LCD interface | https://www.se.com/us/en/product/BX1500M | 120 | 120 | 13.70x8.94x19.33(in) 34.80x22.70x49.10(cent) | 12.70(kilos) 28.00(lbs) |  |  | 731304331780 | NAM ERP USD | 16-SEP-2025 | 239.99 | 01-NOV-2025 | 249.99
Modular Systems >> Data Centers and Server Rooms and Network Closets | 0M-5366 | S/A TESTED BRKR 3P 30A PNL | https://www.se.com/us/en/product/0M-5366 |  |  | 5.00x5.00x3.00(in) 12.70x12.70x7.62(cent) | 0.45(kilos) 1.00(lbs) |  |  |  | NAM ERP USD | 16-SEP-2025 | 219.99 | 01-NOV-2025 | 239.99
Monitoring and Management >> Data Center Infrastructure Management (DCIM) Software | AP9544 | Network Management Card for Easy UPS, 1-Phase | https://www.se.com/us/en/product/AP9544 |  |  | 1.81x9.06x6.50(in) 4.60x23.00x16.50(cent) | 0.28(kilos) 0.63(lbs) | 44 |  | 731304440161 | NAM ERP USD | 16-SEP-2025 | 309.99 | 01-NOV-2025 | 339.99
| AP9547 | Network Management Card for Easy UPS, 3-Phase | https://www.se.com/us/en/product/AP9547 |  |  | 1.97x9.45x6.50(in) 5.00x24.00x16.50(cent) | 0.31(kilos) 0.69(lbs) | 44 |  | 731304422495 | NAM ERP USD | 16-SEP-2025 | 359.99 | 01-NOV-2025 | 389.99
| AP9613 | Dry Contact I/O SmartSlot Card | https://www.se.com/us/en/product/AP9613 |  |  | 1.85x9.21x6.50(in) 4.70x23.40x16.50(cent) | 0.40(kilos) 0.88(lbs) | 6 |  | 731304293842 | NAM ERP USD | 16-SEP-2025 | 309.99 | 01-NOV-2025 | 339.99
| AP9614 | APC Dry Contact I/O SmartSlot Card | https://www.se.com/us/en/product/AP9614 |  |  | 2.01x9.37x6.50(in) 5.10x23.80x16.50(cent) | 0.44(kilos) 0.97(lbs) |  |  | 731304733065 | NAM ERP USD | 16-SEP-2025 | 379.99 | 01-NOV-2025 | 409.00
| AP9620 | Legacy Communications SmartSlot Card | https://www.se.com/us/en/product/AP9620 |  |  | 2.01x6.26x9.25(in) 5.10x15.90x23.50(cent) | 0.34(kilos) 0.75(lbs) |  |  | 731304283218 | NAM ERP USD | 16-SEP-2025 | 179.99 | 01-NOV-2025 | 199.99
| AP9624 | UPS Interface Expander 2 | https://www.se.com/us/en/product/AP9624 |  |  | 2.01x9.25x6.50(in) 5.10x23.50x16.50(cent) | 0.41(kilos) 0.90(lbs) |  |  | 731304314974 | NAM ERP USD | 16-SEP-2025 | 359.99 | 01-NOV-2025 | 399.99
| AP9640 | UPS Network Management Card 3 | https://www.se.com/us/en/product/AP9640 |  |  | 2.01x9.25x6.26(in) 5.10x23.50x15.90(cent) | 0.34(kilos) 0.75(lbs) |  |  | 731304355533 | NAM ERP USD | 16-SEP-2025 | 419.00 | 01-NOV-2025 | 469.00
| AP9641 | UPS Network Management Card 3 with Environmental Monitoring | https://www.se.com/us/en/product/AP9641 |  |  | 2.05x9.45x6.46(in) 5.20x24.00x16.40(cent) | 0.41(kilos) 0.89(lbs) |  |  | 731304355540 | NAM ERP USD | 16-SEP-2025 | 659.00 | 01-NOV-2025 | 729.00
| AP9643 | UPS Network Management Card 3 with Environmental Monitoring and Modbus | https://www.se.com/us/en/product/AP9643 |  |  | 2.01x9.25x6.26(in) 5.10x23.50x15.90(cent) | 0.91(kilos) 2.01(lbs) |  |  | 731304403319 | NAM ERP USD | 16-SEP-2025 | 829.00 | 01-NOV-2025 | 919.00
| AP9810 | APC Dry Contact I/O Accessory | https://www.se.com/us/en/product/AP9810 |  |  | 1.30x5.00x10.00(in) 3.30x12.70x25.40(cent) | 0.14(kilos) 0.31(lbs) | 576 |  | 731304274032 | NAM ERP USD | 16-SEP-2025 | 169.99 | 01-NOV-2025 | 189.99
| AP9811 | USB to Dry Contact Accessory for Network Management Cards | https://www.se.com/us/en/product/AP9811 |  |  | 1.30x5.00x10.00(in) 3.30x12.70x25.40(cent) | 0.14(kilos) 0.31(lbs) | 576 |  | 731304751120 | NAM ERP USD | 16-SEP-2025 | 139.99 | 01-NOV-2025 | 159.99
Network and Server >> Uninterruptible Power Supply (UPS) | AP9625 | APC 2-Post Mounting Kit for Smart-UPS and Symmetra | https://www.se.com/us/en/product/AP9625 |  |  | 4.72x8.27x11.02(in) 12.00x21.00x28.00(cent) | 3.00(kilos) 6.62(lbs) |  |  | 731304219606 | NAM ERP USD | 16-SEP-2025 | 289.99 | 01-NOV-2025 | 299.99
| APCRBC173-LI | APC Lithium Ion Replacement Battery Cartridge #173 LI | https://www.se.com/us/en/product/APCRBC173-LI |  |  | 12.00x22.00x3.00(in) 30.48x55.88x7.62(cent) | 5.90(kilos) 13.00(lbs) |  |  | 731304420491 | NAM ERP USD | 16-SEP-2025 | 1425.00 | 01-NOV-2025 | 1600.00
| CSH2 | APC Smart-UPS Charge Mobile Battery for Microsoft Surface Hub 2S | https://www.se.com/us/en/product/CSH2 | 100 ,230 |  | 6.65x4.33x1.38(in) 16.90x11.00x3.50(cent) | 12.46(kilos) 27.47(lbs) |  |  | 731304402763 | NAM ERP USD | 16-SEP-2025 | 2425.00 | 01-NOV-2025 | 2675.00
| EPW9 | World Wide Emergency Power Off Nine Circuit System | https://www.se.com/us/en/product/EPW9 |  |  | 12.01x12.01x5.00(in) 30.50x30.50x12.70(cent) | 3.14(kilos) 6.92(lbs) |  |  | 731304213239 | NAM ERP USD | 16-SEP-2025 | 1075.00 | 01-NOV-2025 | 1175.00
| RBC67 | IBM UPS 6000 VA Replacement Battery Cartridge XiV Long Life 98Y8096 | https://www.se.com/us/en/product/RBC67 |  |  | 8.90x16.10x30.75(in) 22.60x40.90x78.10(cent) | 37.27(kilos) 82.18(lbs) |  |  | 731304279839 | NAM ERP USD | 16-SEP-2025 | 919.00 | 01-NOV-2025 | 1025.00
| SC450RMI1U | APC Smart-UPS SC 450VA 230V - 1U Rackmount/Tower | https://www.se.com/us/en/product/SC450RMI1U | 230 AC 1 PH | 230 AC 1 PH | 6.46x23.19x18.74(in) 16.40x58.90x47.60(cent) | 11.73(kilos) 25.86(lbs) | 32 |  | 731304222712 | NAM ERP USD | 16-SEP-2025 | 409.00 | 01-NOV-2025 | 439.00
| SC500RM1U | APC Smart-UPS SC 500VA 120V - 1U Rackmount | https://www.se.com/us/en/product/SC500RM1U | 120 AC 1 PH | 120 AC 1 PH | 5.51x13.11x19.69(in) 14.00x33.30x50.00(cent) | 8.70(kilos) 19.18(lbs) |  |  | 731304452447 | NAM ERP USD | 16-SEP-2025 | 419.00 | 01-NOV-2025 | 449.00
| SC620I | APC Smart-UPS SC 620VA 230V | https://www.se.com/us/en/product/SC620I | 230 AC | 230 AC 1 PH | 12.52x10.31x20.00(in) 31.80x26.20x50.80(cent) | 13.18(kilos) 29.06(lbs) |  |  | 731304222637 | NAM ERP USD | 16-SEP-2025 | 369.99 | 01-NOV-2025 | 399.99
| SCL500RM1U | APC Smart-UPS Lithium-Ion, Short Depth 500VA, 120V | https://www.se.com/us/en/product/SCL500RM1U | 120 AC 1 PH | 120 AC 1 PH | 6.61x23.23x13.27(in) 16.80x59.00x33.70(cent) | 6.00(kilos) 13.23(lbs) |  |  | 731304433040 | NAM ERP USD | 16-SEP-2025 | 529.00 | 01-NOV-2025 | 559.00
| SCL500RM1UC | APC Smart-UPS C Lithium Ion, Short Depth 500VA, 120V with SmartConnect | https://www.se.com/us/en/product/SCL500RM1UC | 120 AC 1 PH | 120 AC 1 PH | 6.61x23.23x13.27(in) 16.80x59.00x33.70(cent) | 6.00(kilos) 13.23(lbs) |  |  | 731304344551 | NAM ERP USD | 16-SEP-2025 | 529.00 | 01-NOV-2025 | 559.00
| SCL500RM1UCUS | APC Smart-UPS Lithium Ion 500VA Short Depth RM 120V SmartConnect TAA-Compliant | https://www.se.com/us/en/product/SCL500RM1UCUS | 120 AC 1 PH | 120 AC 1 PH | 6.61x23.23x13.27(in) 16.80x59.00x33.70(cent) | 6.00(kilos) 13.23(lbs) |  |  | 731304740711 | NAM ERP USD | 16-SEP-2025 | 549.00 | 01-NOV-2025 | 579.00
| SCL500RM1UNC | APC Smart-UPS C Lithium Ion, Short Depth 500VA, 120V with Network Management Card | https://www.se.com/us/en/product/SCL500RM1UNC | 120 AC 1 PH | 120 AC 1 PH | 6.61x23.23x13.27(in) 16.80x59.00x33.70(cent) | 6.49(kilos) 14.31(lbs) |  |  | 731304344568 | NAM ERP USD | 16-SEP-2025 | 1150.00 | 01-NOV-2025 | 1225.00
| SCL500RMI1UC | APC Smart-UPS C Lithium Ion, Short Depth 500VA, 230V with SmartConnect | https://www.se.com/us/en/product/SCL500RMI1UC | 230 AC 1 PH | 230 AC 1 PH | 6.61x23.23x13.27(in) 16.80x59.00x33.70(cent) | 6.00(kilos) 13.23(lbs) |  |  | 731304402558 | NAM ERP USD | 16-SEP-2025 | 659.00 | 01-NOV-2025 | 699.00
| SMC1000-2UC | APC Smart-UPS C 1000VA LCD RM 2U 120V with SmartConnect | https://www.se.com/us/en/product/SMC1000-2UC | 120 AC | 120 AC 1 PH | 9.25x21.06x22.44(in) 23.50x53.50x57.00(cent) | 20.71(kilos) 45.67(lbs) |  |  | 731304322733 | NAM ERP USD | 16-SEP-2025 | 739.00 | 01-NOV-2025 | 779.00
| SMC1000C | APC Smart-UPS C 1000VA LCD 120V with SmartConnect | https://www.se.com/us/en/product/SMC1000C | 120 AC | 120 AC 1 PH | 12.99x12.99x23.23(in) 33.00x33.00x59.00(cent) | 19.57(kilos) 43.15(lbs) |  |  | 731304322740 | NAM ERP USD | 16-SEP-2025 | 499.00 | 01-NOV-2025 | 529.00
| SMC1500-2UC | APC Smart-UPS C 1500VA LCD RM 2U 120V with SmartConnect | https://www.se.com/us/en/product/SMC1500-2UC | 120 AC | 120 AC 1 PH | 9.25x23.23x24.02(in) 23.50x59.00x61.00(cent) | 29.01(kilos) 63.97(lbs) |  |  | 731304322757 | NAM ERP USD | 16-SEP-2025 | 929.00 | 01-NOV-2025 | 979.00
| SMC1500C | APC Smart-UPS C 1500VA LCD 120V with SmartConnect | https://www.se.com/us/en/product/SMC1500C | 120 AC | 120 AC 1 PH | 12.99x12.99x23.23(in) 33.00x33.00x59.00(cent) | 22.64(kilos) 49.92(lbs) |  |  | 731304322764 | NAM ERP USD | 16-SEP-2025 | 649.00 | 01-NOV-2025 | 689.00
| SMT500J | APC Smart-UPS 500VA LCD 100V | https://www.se.com/us/en/product/SMT500J | 100 AC 1 PH | 100 AC 1 PH | 11.85x10.94x19.65(in) 30.10x27.80x49.90(cent) | 14.23(kilos) 31.38(lbs) |  |  | 731304290902 | NAM ERP USD | 16-SEP-2025 | 789.00 | 01-NOV-2025 | 829.00
| SMT750C | APC Smart-UPS 750VA LCD 120V with SmartConnect | https://www.se.com/us/en/product/SMT750C | 120 AC 1 PH | 120 AC 1 PH | 11.85x10.94x19.65(in) 30.10x27.80x49.90(cent) | 14.02(kilos) 30.91(lbs) |  |  | 731304325451 | NAM ERP USD | 16-SEP-2025 | 509.00 | 01-NOV-2025 | 539.00
| SMT750CUS | APC Smart-UPS 750VA LCD 120V with SmartConnect TAA-Compliant | https://www.se.com/us/en/product/SMT750CUS | 120 AC 1 PH | 120 AC 1 PH | 11.85x10.94x19.65(in) 30.10x27.80x49.90(cent) | 14.02(kilos) 30.91(lbs) |  |  | 731304424406 | NAM ERP USD | 16-SEP-2025 | 639.00 | 01-NOV-2025 | 679.00
| SMT750I | APC Smart-UPS 750VA LCD 230V | https://www.se.com/us/en/product/SMT750I | 230 AC 1 PH | 230 AC 1 PH | 10.94x19.65x11.85(in) 27.80x49.90x30.10(cent) | 14.23(kilos) 31.38(lbs) | 32 |  | 731304269069 | NAM ERP USD | 16-SEP-2025 | 609.00 | 01-NOV-2025 | 649.00
| SMT750J | APC Smart-UPS 750VA LCD 100V | https://www.se.com/us/en/product/SMT750J | 100 AC 1 PH | 100 AC 1 PH | 11.85x10.94x19.65(in) 30.10x27.80x49.90(cent) | 14.80(kilos) 32.63(lbs) |  |  | 731304290919 | NAM ERP USD | 16-SEP-2025 | 959.00 | 01-NOV-2025 | 1025.00
| SMT750RM1U | APC Smart-UPS 750VA LCD 120V 1U Rackmount | https://www.se.com/us/en/product/SMT750RM1U | 120 AC 1 PH | 120 AC 1 PH | 1.73x19.76x17.32(in) 4.40x50.20x44.00(cent) | 15.80(kilos) 34.84(lbs) |  |  | 731304452461 | NAM ERP USD | 16-SEP-2025 | 799.00 | 01-NOV-2025 | 849.00
| SMT750RM2UC | APC Smart-UPS 750VA LCD RM 2U 120V with SmartConnect | https://www.se.com/us/en/product/SMT750RM2UC | 120 AC 1 PH | 120 AC 1 PH | 9.25x21.06x22.44(in) 23.50x53.50x57.00(cent) | 22.65(kilos) 49.94(lbs) |  |  | 731304325468 | NAM ERP USD | 16-SEP-2025 | 679.00 | 01-NOV-2025 | 719.00
| SMT750RM2UCNC | APC Smart-UPS 750VA LCD RM 2U 120V with SmartConnect Port and Network Card | https://www.se.com/us/en/product/SMT750RM2UCNC | 120 AC 1 PH | 120 AC 1 PH | 9.25x21.06x22.44(in) 23.50x53.50x57.00(cent) | 22.75(kilos) 50.16(lbs) |  |  | 731304450788 | NAM ERP USD | 16-SEP-2025 | 1225.00 | 01-NOV-2025 | 1300.00
| SMT750RMI2UNC | APC Smart-UPS 750VA LCD RM 2U 230V with Network Card | https://www.se.com/us/en/product/SMT750RMI2UNC | 230 AC 1 PH | 230 AC 1 PH | 9.49x21.50x22.99(in) 24.10x54.60x58.40(cent) | 21.18(kilos) 46.70(lbs) |  |  | 731304327721 | NAM ERP USD | 16-SEP-2025 | 1575.00 | 01-NOV-2025 | 1675.00
| SMT750X93 | APC Smart-UPS 750VA 120V Shipboard | https://www.se.com/us/en/product/SMT750X93 | 120 AC 1 PH | 120 AC 1 PH | 11.85x10.94x19.65(in) 30.10x27.80x49.90(cent) | 14.02(kilos) 30.91(lbs) |  |  | 731304433637 | NAM ERP USD | 16-SEP-2025 | 1125.00 | 01-NOV-2025 | 1250.00
| SMT1000C | APC Smart-UPS 1000VA LCD 120V with SmartConnect | https://www.se.com/us/en/product/SMT1000C | 120 AC 1 PH | 120 AC 1 PH | 12.99x12.99x23.23(in) 33.00x33.00x59.00(cent) | 22.64(kilos) 49.92(lbs) |  |  | 731304322771 | NAM ERP USD | 16-SEP-2025 | 609.00 | 01-NOV-2025 | 649.00
| SMT1000CUS | APC Smart-UPS 1000VA LCD 120V with SmartConnect TAA-Compliant | https://www.se.com/us/en/product/SMT1000CUS | 120 AC 1 PH | 120 AC 1 PH | 12.99x12.99x23.23(in) 33.00x33.00x59.00(cent) | 22.64(kilos) 49.92(lbs) |  |  | 731304424437 | NAM ERP USD | 16-SEP-2025 | 869.00 | 01-NOV-2025 | 929.00
| SMT1000J | APC Smart-UPS 1000VA LCD 100V | https://www.se.com/us/en/product/SMT1000J | 100 AC 1 PH | 100 AC 1 PH | 14.80x12.91x23.43(in) 37.60x32.80x59.50(cent) | 23.00(kilos) 50.72(lbs) |  |  | 731304290872 | NAM ERP USD | 16-SEP-2025 | 979.00 | 01-NOV-2025 | 1050.00
| SMT1000RM1U | APC Smart-UPS 1000VA LCD 120V 1U Rackmount | https://www.se.com/us/en/product/SMT1000RM1U | 120 AC 1 PH | 120 AC 1 PH | 1.73x19.76x17.32(in) 4.40x50.20x44.00(cent) | 15.80(kilos) 34.84(lbs) |  |  | 731304452485 | NAM ERP USD | 16-SEP-2025 | 899.00 | 01-NOV-2025 | 959.00
| SMT1000RM2UC | APC Smart-UPS 1000VA LCD RM 2U 120V with SmartConnect | https://www.se.com/us/en/product/SMT1000RM2UC | 120 AC 1 PH | 120 AC 1 PH | 9.25x23.23x24.02(in) 23.50x59.00x61.00(cent) | 30.92(kilos) 68.18(lbs) |  |  | 731304322788 | NAM ERP USD | 16-SEP-2025 | 769.00 | 01-NOV-2025 | 809.00
| SMT1000RMI2U | APC Smart-UPS 1000VA LCD RM 2U 230V | https://www.se.com/us/en/product/SMT1000RMI2U | 230 AC 1 PH | 230 AC 1 PH | 9.84x23.62x23.62(in) 25.00x60.00x60.00(cent) | 30.40(kilos) 67.03(lbs) | 16 |  | 731304284741 | NAM ERP USD | 16-SEP-2025 | 1050.00 | 01-NOV-2025 | 1100.00
| SMT1500C | APC Smart-UPS 1500VA LCD 120V with SmartConnect | https://www.se.com/us/en/product/SMT1500C | 120 AC 1 PH | 120 AC 1 PH | 12.99x12.99x23.23(in) 33.00x33.00x59.00(cent) | 27.18(kilos) 59.93(lbs) |  |  | 731304322795 | NAM ERP USD | 16-SEP-2025 | 749.00 | 01-NOV-2025 | 789.00
| SMT1500CNC | APC Smart-UPS 1500VA LCD 120V with SmartConnect Port and Network Card | https://www.se.com/us/en/product/SMT1500CNC | 120 AC 1 PH | 120 AC 1 PH | 12.99x12.99x23.23(in) 33.00x33.00x59.00(cent) | 27.28(kilos) 60.15(lbs) |  |  | 731304450801 | NAM ERP USD | 16-SEP-2025 | 1350.00 | 01-NOV-2025 | 1425.00
| SMT1500CUS | APC Smart-UPS 1500VA LCD 120V with SmartConnect TAA-Compliant | https://www.se.com/us/en/product/SMT1500CUS | 120 AC 1 PH | 120 AC 1 PH | 12.99x12.99x23.23(in) 33.00x33.00x59.00(cent) | 27.18(kilos) 59.93(lbs) |  |  | 731304424413 | NAM ERP USD | 16-SEP-2025 | 1175.00 | 01-NOV-2025 | 1250.00
| SMT1500I | APC Smart-UPS 1500VA LCD 230V | https://www.se.com/us/en/product/SMT1500I | 230 AC 1 PH | 230 AC 1 PH | 12.91x23.43x14.80(in) 32.80x59.50x37.60(cent) | 27.23(kilos) 60.04(lbs) | 9 |  | 731304268680 | NAM ERP USD | 16-SEP-2025 | 1050.00 | 01-NOV-2025 | 1125.00
| SMT1500J | APC Smart-UPS 1500VA LCD 100V | https://www.se.com/us/en/product/SMT1500J | 100 AC 1 PH | 100 AC 1 PH | 14.80x12.91x23.43(in) 37.60x32.80x59.50(cent) | 28.00(kilos) 61.74(lbs) |  |  | 731304290889 | NAM ERP USD | 16-SEP-2025 | 1275.00 | 01-NOV-2025 | 1350.00
| SMT1500RM1UC | APC Smart-UPS with SmartConnect 1500VA RM 1U 120V | https://www.se.com/us/en/product/SMT1500RM1UC | 120 AC 1 PH | 120 AC 1 PH | 7.87x22.64x31.26(in) 20.00x57.50x79.40(cent) | 29.09(kilos) 64.14(lbs) |  |  | 731304426240 | NAM ERP USD | 16-SEP-2025 | 1375.00 | 01-NOV-2025 | 1450.00
| SMT1500RM2UC | APC Smart-UPS 1500VA LCD RM 2U 120V with SmartConnect | https://www.se.com/us/en/product/SMT1500RM2UC | 120 AC 1 PH | 120 AC 1 PH | 9.25x23.23x24.02(in) 23.50x59.00x61.00(cent) | 32.12(kilos) 70.82(lbs) |  |  | 731304322801 | NAM ERP USD | 16-SEP-2025 | 1025.00 | 01-NOV-2025 | 1100.00
| SMT1500RM2UCNC | APC Smart-UPS 1500VA LCD RM 2U 120V with SmartConnect Port and Network Card | https://www.se.com/us/en/product/SMT1500RM2UCNC | 120 AC 1 PH | 120 AC 1 PH | 9.25x23.23x24.02(in) 23.50x59.00x61.00(cent) | 32.22(kilos) 71.05(lbs) |  |  | 731304450795 | NAM ERP USD | 16-SEP-2025 | 1625.00 | 01-NOV-2025 | 1725.00
| SMT1500RM2UCNCUS | APC Smart-UPS 1500VA LCD RM 2U 120V SmartConnect and Network Card TAA-Compliant | https://www.se.com/us/en/product/SMT1500RM2UCNCUS | 120 AC 1 PH | 120 AC 1 PH | 9.25x23.23x24.02(in) 23.50x59.00x61.00(cent) | 32.22(kilos) 71.05(lbs) |  |  | 731304740490 | NAM ERP USD | 16-SEP-2025 | 1725.00 | 01-NOV-2025 | 1825.00
| SMT1500RM2UCUS | APC Smart-UPS 1500VA LCD RM 2U 120V with SmartConnect TAA-Compliant | https://www.se.com/us/en/product/SMT1500RM2UCUS | 120 AC 1 PH | 120 AC 1 PH | 9.25x23.23x24.02(in) 23.50x59.00x61.00(cent) | 32.12(kilos) 70.82(lbs) |  |  | 731304424420 | NAM ERP USD | 16-SEP-2025 | 1450.00 | 01-NOV-2025 | 1550.00
| SMT1500RMI1U | APC Smart-UPS 1500VA LCD RM 1U 230V | https://www.se.com/us/en/product/SMT1500RMI1U | 230 AC 1 PH | 230 AC 1 PH | 7.87x31.26x22.64(in) 20.00x79.40x57.50(cent) | 29.09(kilos) 64.14(lbs) | 5 |  | 731304299400 | NAM ERP USD | 16-SEP-2025 | 1600.00 | 01-NOV-2025 | 1700.00
| SMT1500RMI2U | APC Smart-UPS 1500VA LCD RM 2U 230V | https://www.se.com/us/en/product/SMT1500RMI2U | 230 AC 1 PH | 230 AC 1 PH | 9.88x23.74x23.39(in) 25.10x60.30x59.40(cent) | 31.91(kilos) 70.36(lbs) | 8 |  | 731304284758 | NAM ERP USD | 16-SEP-2025 | 1400.00 | 01-NOV-2025 | 1475.00
| SMT1500RMI2UC | APC Smart-UPS 1500VA LCD RM 2U 230V with SmartConnect | https://www.se.com/us/en/product/SMT1500RMI2UC | 230 AC 1 PH | 230 AC 1 PH | 9.88x23.75x23.38(in) 25.10x60.33x59.39(cent) | 38.24(kilos) 84.32(lbs) |  |  | 731304333005 | NAM ERP USD | 16-SEP-2025 | 1150.00 | 01-NOV-2025 | 1225.00
| SMT1500RMI2UNC | APC Smart-UPS 1500VA LCD RM 2U 230V with Network Card | https://www.se.com/us/en/product/SMT1500RMI2UNC | 230 AC 1 PH | 230 AC 1 PH | 9.88x23.39x23.74(in) 25.10x59.40x60.30(cent) | 31.84(kilos) 70.21(lbs) |  |  | 731304327684 | NAM ERP USD | 16-SEP-2025 | 2100.00 | 01-NOV-2025 | 2225.00
| SMT1500RMJ2U | APC Smart-UPS 1500VA LCD RM 2U 100V | https://www.se.com/us/en/product/SMT1500RMJ2U | 100 AC 1 PH | 100 AC 1 PH | 9.88x23.39x23.74(in) 25.10x59.40x60.30(cent) | 33.00(kilos) 72.77(lbs) |  |  | 731304290445 | NAM ERP USD | 16-SEP-2025 | 1425.00 | 01-NOV-2025 | 1500.00
| SMT1500RMX93 | APC Smart -UPS 1500VA RM 2U 120V Shipboard | https://www.se.com/us/en/product/SMT1500RMX93 | 120 AC 1 PH | 120 AC 1 PH | 9.25x23.23x24.02(in) 23.50x59.00x61.00(cent) | 26.50(kilos) 58.43(lbs) |  |  | 731304433651 | NAM ERP USD | 16-SEP-2025 | 1775.00 | 01-NOV-2025 | 1950.00
| SMT1500X93 | APC Smart-UPS 1500VA 120V Shipboard | https://www.se.com/us/en/product/SMT1500X93 | 120 AC 1 PH | 120 AC 1 PH | 12.99x12.99x23.23(in) 33.00x33.00x59.00(cent) | 24.60(kilos) 54.24(lbs) |  |  | 731304433644 | NAM ERP USD | 16-SEP-2025 | 1650.00 | 01-NOV-2025 | 1825.00
| SMT2200C | APC Smart-UPS 2200VA LCD 120V with SmartConnect | https://www.se.com/us/en/product/SMT2200C | 120 AC 1 PH | 120 AC 1 PH | 22.01x15.00x30.00(in) 55.90x38.10x76.20(cent) | 60.91(kilos) 134.31(lbs) |  |  | 731304331049 | NAM ERP USD | 16-SEP-2025 | 1500.00 | 01-NOV-2025 | 1600.00
| SMT2200CUS | APC Smart-UPS 2200VA LCD 120V with SmartConnect TAA-Compliant | https://www.se.com/us/en/product/SMT2200CUS | 120 AC 1 PH | 120 AC 1 PH | 22.01x15.00x30.00(in) 55.90x38.10x76.20(cent) | 60.91(kilos) 134.31(lbs) |  |  | 731304740551 | NAM ERP USD | 16-SEP-2025 | 1850.00 | 01-NOV-2025 | 1950.00
| SMT2200IC | APC Smart-UPS 2200VA LCD 230V with SmartConnect | https://www.se.com/us/en/product/SMT2200IC | 230 AC 1 PH | 230 AC 1 PH | 30.00x27.52x15.00(in) 76.20x69.90x38.10(cent) | 61.77(kilos) 136.20(lbs) |  |  | 731304337317 | NAM ERP USD | 16-SEP-2025 | 1875.00 | 01-NOV-2025 | 2000.00
| SMT2200J | APC Smart-UPS 2200VA LCD 100V | https://www.se.com/us/en/product/SMT2200J | 100 AC 1 PH | 100 AC 1 PH | 22.01x15.00x30.00(in) 55.90x38.10x76.20(cent) | 64.00(kilos) 141.12(lbs) |  |  | 731304291756 | NAM ERP USD | 16-SEP-2025 | 2050.00 | 01-NOV-2025 | 2175.00
| SMT2200R2X658 | APC Smart-UPS 2200VA LCD RM 2U 120V with Network Card and 2 Post Rack Kit | https://www.se.com/us/en/product/SMT2200R2X658 | 120 AC 1 PH | 120 AC 1 PH | 10.00x23.62x38.58(in) 25.40x60.00x98.00(cent) | 49.73(kilos) 109.65(lbs) |  |  | 731304293330 | NAM ERP USD | 16-SEP-2025 | 1950.00 | 01-NOV-2025 | 2150.00
| SMT2200RM2U | APC Smart-UPS 2200VA LCD RM 2U 120V | https://www.se.com/us/en/product/SMT2200RM2U | 120 AC 1 PH | 120 AC 1 PH | 10.00x23.62x38.58(in) 25.40x60.00x98.00(cent) | 49.73(kilos) 109.65(lbs) |  |  | 731304279532 | NAM ERP USD | 16-SEP-2025 | 1575.00 | 01-NOV-2025 | 1675.00
| SMT2200RM2UC | APC Smart-UPS 2200VA LCD RM 2U 120V with SmartConnect | https://www.se.com/us/en/product/SMT2200RM2UC | 120 AC 1 PH | 120 AC 1 PH | 10.00x23.62x38.58(in) 25.40x60.00x98.00(cent) | 49.73(kilos) 109.65(lbs) |  |  | 731304331056 | NAM ERP USD | 16-SEP-2025 | 1975.00 | 01-NOV-2025 | 2075.00
| SMT2200RM2UCUS | APC Smart-UPS 2200VA LCD RM 2U 120V with SmartConnect TAA-Compliant | https://www.se.com/us/en/product/SMT2200RM2UCUS | 120 AC 1 PH | 120 AC 1 PH | 10.00x23.62x38.58(in) 25.40x60.00x98.00(cent) | 49.73(kilos) 109.65(lbs) |  |  | 731304740506 | NAM ERP USD | 16-SEP-2025 | 2075.00 | 01-NOV-2025 | 2175.00
| SMT2200RM2UNC | APC Smart-UPS 2200VA LCD RM 2U 120V with Network Card | https://www.se.com/us/en/product/SMT2200RM2UNC | 120 AC 1 PH | 120 AC 1 PH | 10.00x23.62x38.58(in) 25.40x60.00x98.00(cent) | 49.72(kilos) 109.63(lbs) |  |  | 731304332763 | NAM ERP USD | 16-SEP-2025 | 2775.00 | 01-NOV-2025 | 2925.00
| SMT2200RM2UNCUS | APC Smart-UPS 2200VA LCD RM 2U 120V SmartConnect and Network Card TAA-Compliant | https://www.se.com/us/en/product/SMT2200RM2UNCUS | 120 AC 1 PH | 120 AC 1 PH | 10.00x23.62x38.58(in) 25.40x60.00x98.00(cent) | 49.72(kilos) 109.63(lbs) |  |  | 731304740513 | NAM ERP USD | 16-SEP-2025 | 2900.00 | 01-NOV-2025 | 3075.00
| SMT2200RMI2UNC | APC Smart-UPS 2200VA LCD RM 2U 230V with Network Card | https://www.se.com/us/en/product/SMT2200RMI2UNC | 230 AC 1 PH | 230 AC 1 PH | 10.00x23.62x38.58(in) 25.40x60.00x98.00(cent) | 49.63(kilos) 109.43(lbs) |  |  | 731304327691 | NAM ERP USD | 16-SEP-2025 | 3675.00 | 01-NOV-2025 | 3900.00
| SMT2200RMUS | APC Smart-UPS 2200VA LCD RM 2U 120V TAA | https://www.se.com/us/en/product/SMT2200RMUS | 120 AC 1 PH | 120 AC 1 PH | 10.00x23.62x38.58(in) 25.40x60.00x98.00(cent) | 49.73(kilos) 109.65(lbs) |  |  | 731304305613 | NAM ERP USD | 16-SEP-2025 | 2275.00 | 01-NOV-2025 | 2400.00
| SMT2200US | APC Smart-UPS 2200VA LCD 120V TAA | https://www.se.com/us/en/product/SMT2200US | 120 AC 1 PH | 120 AC 1 PH | 22.01x15.00x30.00(in) 55.90x38.10x76.20(cent) | 60.91(kilos) 134.31(lbs) |  |  | 731304305620 | NAM ERP USD | 16-SEP-2025 | 1850.00 | 01-NOV-2025 | 1950.00
| SMT3000C | APC Smart-UPS 3000VA LCD 120V with SmartConnect | https://www.se.com/us/en/product/SMT3000C | 120 AC 1 PH | 120 AC 1 PH | 22.01x15.00x30.00(in) 55.90x38.10x76.20(cent) | 60.91(kilos) 134.31(lbs) |  |  | 731304331063 | NAM ERP USD | 16-SEP-2025 | 2125.00 | 01-NOV-2025 | 2250.00
| SMT3000CUS | APC Smart-UPS 3000VA LCD 120V with SmartConnect TAA-Compliant | https://www.se.com/us/en/product/SMT3000CUS | 120 AC 1 PH | 120 AC 1 PH | 22.01x15.00x30.00(in) 55.90x38.10x76.20(cent) | 60.91(kilos) 134.31(lbs) |  |  | 731304740520 | NAM ERP USD | 16-SEP-2025 | 2225.00 | 01-NOV-2025 | 2375.00
| SMT3000RM2U | APC Smart-UPS 3000VA LCD RM 2U 120V | https://www.se.com/us/en/product/SMT3000RM2U | 120 AC 1 PH | 120 AC 1 PH | 10.00x23.62x38.58(in) 25.40x60.00x98.00(cent) | 51.70(kilos) 114.00(lbs) |  |  | 731304279549 | NAM ERP USD | 16-SEP-2025 | 1825.00 | 01-NOV-2025 | 1950.00
| SMT3000RM2UC | APC Smart-UPS 3000VA LCD RM 2U 120V with SmartConnect | https://www.se.com/us/en/product/SMT3000RM2UC | 120 AC 1 PH | 120 AC 1 PH | 10.00x23.62x38.58(in) 25.40x60.00x98.00(cent) | 51.70(kilos) 114.00(lbs) |  |  | 731304331070 | NAM ERP USD | 16-SEP-2025 | 2300.00 | 01-NOV-2025 | 2425.00
| SMT3000RM2UCUS | APC Smart-UPS 3000VA LCD RM 2U 120V with SmartConnect TAA-Compliant | https://www.se.com/us/en/product/SMT3000RM2UCUS | 120 AC 1 PH | 120 AC 1 PH | 10.00x23.62x38.58(in) 25.40x60.00x98.00(cent) | 51.70(kilos) 114.00(lbs) |  |  | 731304740537 | NAM ERP USD | 16-SEP-2025 | 2400.00 | 01-NOV-2025 | 2550.00
| SMT3000RM2UNC | APC Smart-UPS 3000VA LCD RM 2U 120V with Network Card | https://www.se.com/us/en/product/SMT3000RM2UNC | 120 AC 1 PH | 120 AC 1 PH | 10.00x23.62x38.58(in) 25.40x60.00x98.00(cent) | 51.68(kilos) 113.95(lbs) |  | 8 | 731304332770 | NAM ERP USD | 16-SEP-2025 | 2475.00 | 01-NOV-2025 | 2625.00
| SMT3000RM2UNCUS | APC Smart-UPS 3000VA LCD RM 2U 120V SmartConnect and Network Card TAA-Compliant | https://www.se.com/us/en/product/SMT3000RM2UNCUS | 120 AC 1 PH | 120 AC 1 PH | 10.00x23.62x38.58(in) 25.40x60.00x98.00(cent) | 51.68(kilos) 113.95(lbs) |  |  | 731304740544 | NAM ERP USD | 16-SEP-2025 | 2600.00 | 01-NOV-2025 | 2775.00
| SMT3000RMI2U | APC Smart-UPS 3000VA LCD RM 2U 230V | https://www.se.com/us/en/product/SMT3000RMI2U | 230 AC 1 PH | 230 AC 1 PH | 10.24x38.60x23.62(in) 26.00x98.04x60.00(cent) | 53.00(kilos) 116.87(lbs) | 4 |  | 731304284642 | NAM ERP USD | 16-SEP-2025 | 4450.00 | 01-NOV-2025 | 4700.00
| SMT3000RMI2UNC | APC Smart-UPS 3000VA LCD RM 2U 230V with Network Card | https://www.se.com/us/en/product/SMT3000RMI2UNC | 230 AC 1 PH | 230 AC 1 PH | 9.65x38.78x23.62(in) 24.50x98.50x60.00(cent) | 52.92(kilos) 116.70(lbs) |  |  | 731304327707 | NAM ERP USD | 16-SEP-2025 | 3725.00 | 01-NOV-2025 | 3925.00
| SMT3000RMJ2U | APC Smart-UPS 3000VA RM 2U LCD 100V | https://www.se.com/us/en/product/SMT3000RMJ2U | 100 AC 1 PH | 100 AC 1 PH | 10.00x23.62x38.58(in) 25.40x60.00x98.00(cent) | 52.00(kilos) 114.66(lbs) |  |  | 731304290896 | NAM ERP USD | 16-SEP-2025 | 3100.00 | 01-NOV-2025 | 3300.00
| SMT3000RMT2U | APC Smart-UPS 3000VA RM 2U LCD 208V | https://www.se.com/us/en/product/SMT3000RMT2U | 208 AC 1 PH | 208 AC 1 PH | 10.00x23.62x38.58(in) 25.40x60.00x98.00(cent) | 51.70(kilos) 114.00(lbs) |  |  | 731304279556 | NAM ERP USD | 16-SEP-2025 | 2875.00 | 01-NOV-2025 | 3050.00
| SMT3000RMUS | APC Smart-UPS 3000VA LCD RM 2U 120V TAA | https://www.se.com/us/en/product/SMT3000RMUS | 120 AC 1 PH | 120 AC 1 PH | 10.00x23.62x38.58(in) 25.40x60.00x98.00(cent) | 51.70(kilos) 114.00(lbs) |  |  | 731304305637 | NAM ERP USD | 16-SEP-2025 | 2775.00 | 01-NOV-2025 | 2925.00
| SMTL2K2RM2UCL | APC Smart-UPS, Lithium-Ion, 2200VA, 120V with SmartConnect Port and L5-20R | https://www.se.com/us/en/product/SMTL2K2RM2UCL | 120 AC 1 PH,110 | 120 AC 1 PH,110 | 10.00x23.62x38.58(in) 25.40x60.00x98.00(cent) | 40.69(kilos) 89.72(lbs) |  |  | 731304450740 | NAM ERP USD | 16-SEP-2025 | 3675.00 | 01-NOV-2025 | 3900.00
| SMTL2K2RM2UCLNC | APC Smart-UPS, Lithium-Ion, 2200VA, 120V with SmartConnect Port, Network Card and L5-20R | https://www.se.com/us/en/product/SMTL2K2RM2UCLNC | 120 AC 1 PH,110 | 120 AC 1 PH,110 | 10.00x23.62x38.58(in) 25.40x60.00x98.00(cent) | 40.69(kilos) 89.72(lbs) |  |  | 731304450757 | NAM ERP USD | 16-SEP-2025 | 4350.00 | 01-NOV-2025 | 4600.00
| SMTL2USF | Stabilizing Feet for SMTL 1000/750VA | https://www.se.com/us/en/product/SMTL2USF |  |  | 5.16x8.35x6.34(in) 13.10x21.20x16.10(cent) | 0.36(kilos) 0.78(lbs) |  |  | 731304424482 | NAM ERP USD | 16-SEP-2025 | 16.99 | 01-NOV-2025 | 18.99
| SMTL3KRM2UCL | APC Smart-UPS, Lithium-Ion, 3000VA, 120V with SmartConnect Port and L5-30R | https://www.se.com/us/en/product/SMTL3KRM2UCL | 120 AC 1 PH | 120 AC 1 PH | 10.00x24.02x38.58(in) 25.40x61.00x98.00(cent) | 42.66(kilos) 94.07(lbs) |  |  | 731304450764 | NAM ERP USD | 16-SEP-2025 | 4175.00 | 01-NOV-2025 | 4425.00
| SMTL3KRM2UCLNC | APC Smart-UPS, Lithium-Ion, 3000VA, 120V with SmartConnect Port, Network Card and L5-30R | https://www.se.com/us/en/product/SMTL3KRM2UCLNC | 120 AC 1 PH,110 | 120 AC 1 PH,110 | 10.00x24.41x38.58(in) 25.40x62.00x98.00(cent) | 42.66(kilos) 94.07(lbs) |  |  | 731304450771 | NAM ERP USD | 16-SEP-2025 | 4850.00 | 01-NOV-2025 | 5150.00
| SMTL3USF | Stabilizing Feet for SMTL 1500VA | https://www.se.com/us/en/product/SMTL3USF |  |  | 5.55x10.19x7.19(in) 14.10x25.87x18.25(cent) | 0.41(kilos) 0.91(lbs) |  |  | 731304424499 | NAM ERP USD | 16-SEP-2025 | 19.99 | 01-NOV-2025 | 21.99
| SMTL750RM2UC | APC Smart-UPS Lithium Ion, Short Depth 750VA, 120V with SmartConnect | https://www.se.com/us/en/product/SMTL750RM2UC | 120 AC 1 PH | 120 AC 1 PH | 9.02x22.99x18.58(in) 22.90x58.40x47.20(cent) | 17.69(kilos) 39.01(lbs) |  |  | 731304341994 | NAM ERP USD | 16-SEP-2025 | 1325.00 | 01-NOV-2025 | 1400.00
| SMTL750RM2UCNC | APC Smart-UPS, Lithium-Ion, Short Depth 750VA, 120V with SmartConnect Port and Network Management | https://www.se.com/us/en/product/SMTL750RM2UCNC | 120 AC 1 PH | 120 AC 1 PH | 9.02x22.99x18.58(in) 22.90x58.40x47.20(cent) | 17.69(kilos) 39.01(lbs) |  |  | 731304435488 | NAM ERP USD | 16-SEP-2025 | 2000.00 | 01-NOV-2025 | 2100.00
| SMTL750RM2UCUS | APC Smart-UPS Lithium Ion 750VA Short Depth RM 120V SmartConnect TAA-Compliant | https://www.se.com/us/en/product/SMTL750RM2UCUS | 120 AC 1 PH | 120 AC 1 PH | 9.02x22.99x18.58(in) 22.90x58.40x47.20(cent) | 17.69(kilos) 39.01(lbs) |  |  | 731304740704 | NAM ERP USD | 16-SEP-2025 | 1375.00 | 01-NOV-2025 | 1475.00
| SMTL1000RM2UC | APC Smart-UPS Lithium Ion, Short Depth 1000VA, 120V with SmartConnect | https://www.se.com/us/en/product/SMTL1000RM2UC | 120 AC 1 PH | 120 AC 1 PH | 9.02x22.99x18.58(in) 22.90x58.40x47.20(cent) | 18.60(kilos) 41.01(lbs) |  |  | 731304341987 | NAM ERP USD | 16-SEP-2025 | 1975.00 | 01-NOV-2025 | 2100.00
| SMTL1000RM2UCNC | APC Smart-UPS, Lithium-Ion, Short Depth 1000VA, 120V with SmartConnect Port and Network Management | https://www.se.com/us/en/product/SMTL1000RM2UCNC | 120 AC 1 PH | 120 AC 1 PH | 9.02x22.99x1.86(in) 22.90x58.40x4.72(cent) | 18.60(kilos) 41.01(lbs) |  |  | 731304435464 | NAM ERP USD | 16-SEP-2025 | 2650.00 | 01-NOV-2025 | 2800.00
| SMTL1000RM2UCUS | APC Smart-UPS Lithium Ion 1000VA Short Depth RM 120V SmartConnect TAA-Compliant | https://www.se.com/us/en/product/SMTL1000RM2UCUS | 120 AC 1 PH | 120 AC 1 PH | 9.02x22.99x18.58(in) 22.90x58.40x47.20(cent) | 18.60(kilos) 41.01(lbs) |  |  | 731304740643 | NAM ERP USD | 16-SEP-2025 | 2075.00 | 01-NOV-2025 | 2200.00
| SMTL1500RM3UC | APC Smart-UPS Lithium Ion, Short Depth 1500VA, 120V with SmartConnect | https://www.se.com/us/en/product/SMTL1500RM3UC | 120 AC 1 PH | 120 AC 1 PH | 10.98x22.99x17.64(in) 27.90x58.40x44.80(cent) | 22.68(kilos) 50.01(lbs) |  |  | 731304339632 | NAM ERP USD | 16-SEP-2025 | 2400.00 | 01-NOV-2025 | 2550.00
| SMTL1500RM3UCNC | APC Smart-UPS, Lithium-Ion, Short Depth 1500VA, 120V with SmartConnect Port and Network Management | https://www.se.com/us/en/product/SMTL1500RM3UCNC | 120 AC 1 PH | 120 AC 1 PH | 10.98x22.99x17.64(in) 27.90x58.40x44.80(cent) | 22.68(kilos) 50.01(lbs) |  |  | 731304435471 | NAM ERP USD | 16-SEP-2025 | 3075.00 | 01-NOV-2025 | 3250.00
| SMTL1500RM3UCUS | APC Smart-UPS Lithium Ion 1500VA Short Depth RM 120V SmartConnect TAA-Compliant | https://www.se.com/us/en/product/SMTL1500RM3UCUS | 120 AC 1 PH | 120 AC 1 PH | 10.98x22.99x17.64(in) 27.90x58.40x44.80(cent) | 22.68(kilos) 50.01(lbs) |  |  | 731304740650 | NAM ERP USD | 16-SEP-2025 | 2525.00 | 01-NOV-2025 | 2675.00
| SMTL2200RM2UC | APC Smart-UPS, Lithium-Ion, 2200VA, 120V with SmartConnect Port | https://www.se.com/us/en/product/SMTL2200RM2UC | 120 AC 1 PH | 120 AC 1 PH | 10.00x23.62x38.58(in) 25.40x60.00x98.00(cent) | 42.66(kilos) 94.07(lbs) |  |  | 731304429098 | NAM ERP USD | 16-SEP-2025 | 3650.00 | 01-NOV-2025 | 3875.00
| SMTL2200RM2UCNC | APC Smart-UPS, Lithium-Ion, 2200VA, 120V with SmartConnect Port and Network Card | https://www.se.com/us/en/product/SMTL2200RM2UCNC | 120 AC 1 PH | 120 AC 1 PH | 10.00x23.62x38.58(in) 25.40x60.00x98.00(cent) | 40.69(kilos) 89.72(lbs) |  |  | 731304429111 | NAM ERP USD | 16-SEP-2025 | 4350.00 | 01-NOV-2025 | 4600.00
| SMTL2200RM2UCNCUS | APC Smart-UPS Lithium Ion 22000VA RM 120V SmartConnect NetworkCard TAA-Compliant | https://www.se.com/us/en/product/SMTL2200RM2UCNCUS | 120 AC 1 PH | 120 AC 1 PH | 10.00x23.62x38.58(in) 25.40x60.00x98.00(cent) | 40.69(kilos) 89.72(lbs) |  |  | 731304740667 | NAM ERP USD | 16-SEP-2025 | 4550.00 | 01-NOV-2025 | 4825.00
| SMTL2200RM2UCUS | APC Smart-UPS Lithium Ion 22000VA RM 120V SmartConnect TAA-Compliant | https://www.se.com/us/en/product/SMTL2200RM2UCUS | 120 AC 1 PH | 120 AC 1 PH | 10.00x23.62x38.58(in) 25.40x60.00x98.00(cent) | 42.66(kilos) 94.07(lbs) |  |  | 731304740674 | NAM ERP USD | 16-SEP-2025 | 3825.00 | 01-NOV-2025 | 4050.00
| SMTL3000RM2UC | APC Smart-UPS, Lithium-Ion, 3000VA, 120V with SmartConnect Port | https://www.se.com/us/en/product/SMTL3000RM2UC | 120 AC 1 PH | 120 AC 1 PH | 10.00x23.62x38.58(in) 25.40x60.00x98.00(cent) | 42.66(kilos) 94.07(lbs) |  |  | 731304429081 | NAM ERP USD | 16-SEP-2025 | 4175.00 | 01-NOV-2025 | 4425.00
| SMTL3000RM2UCNC | APC Smart-UPS, Lithium-Ion, 3000VA, 120V with SmartConnect Port and Network Card | https://www.se.com/us/en/product/SMTL3000RM2UCNC | 120 AC 1 PH | 120 AC 1 PH | 10.00x23.62x38.58(in) 25.40x60.00x98.00(cent) | 42.66(kilos) 94.07(lbs) |  |  | 731304429104 | NAM ERP USD | 16-SEP-2025 | 4875.00 | 01-NOV-2025 | 5150.00
| SMTL3000RM2UCNCUS | APC Smart-UPS Lithium Ion 3000VA RM 120V SmartConnect NetworkCard TAA-Compliant | https://www.se.com/us/en/product/SMTL3000RM2UCNCUS | 120 AC 1 PH | 120 AC 1 PH | 10.00x23.62x38.58(in) 25.40x60.00x98.00(cent) | 42.66(kilos) 94.07(lbs) |  |  | 731304740681 | NAM ERP USD | 16-SEP-2025 | 5100.00 | 01-NOV-2025 | 5425.00
| SMTL3000RM2UCUS | APC Smart-UPS Lithium Ion 3000VA RM 120V SmartConnect TAA-Compliant | https://www.se.com/us/en/product/SMTL3000RM2UCUS | 120 AC 1 PH | 120 AC 1 PH | 10.00x23.62x38.58(in) 25.40x60.00x98.00(cent) | 42.66(kilos) 94.07(lbs) |  |  | 731304740698 | NAM ERP USD | 16-SEP-2025 | 4375.00 | 01-NOV-2025 | 4650.00
| SMX2KR2UNCX145 | APC SMART-UPS X 2000VA RACK/TOWER LCD 100-127V WITH NETWORK CARD & 10FT INPUT CORD & NEMA 5-20P | https://www.se.com/us/en/product/SMX2KR2UNCX145 | 120 AC 1 PH | 120 AC 1 PH | 9.57x23.46x34.21(in) 24.30x59.60x86.90(cent) | 45.36(kilos) 100.02(lbs) |  |  | 731304343271 | NAM ERP USD | 16-SEP-2025 | 2375.00 | 01-NOV-2025 | 2600.00
| SMX2KR2UX145 | APC Smart-UPS X 2000VA Rack/Tower LCD 100-127V with 10 FT Input Cord | https://www.se.com/us/en/product/SMX2KR2UX145 | 120 AC 1 PH | 120 AC 1 PH | 9.57x23.46x34.21(in) 24.30x59.60x86.90(cent) | 45.26(kilos) 99.80(lbs) |  |  | 731304405269 | NAM ERP USD | 16-SEP-2025 | 2125.00 | 01-NOV-2025 | 2350.00
| SMX2KRMLVNCUS | APC Smart-UPS X 2000VA Rack/Tower LCD 100-127V with Network Card TAA | https://www.se.com/us/en/product/SMX2KRMLVNCUS | 120 AC | 120 AC 1 PH | 9.57x23.46x34.21(in) 24.30x59.60x86.90(cent) | 45.36(kilos) 100.02(lbs) |  |  | 731304340386 | NAM ERP USD | 16-SEP-2025 | 3200.00 | 01-NOV-2025 | 3375.00
| SMX3KR2UNCX145 | APC Smart-UPS X 3000VA Rack/Tower LCD 100-127V with Network Card & 10 FT Input Cord | https://www.se.com/us/en/product/SMX3KR2UNCX145 | 120 AC 1 PH | 120 AC 1 PH | 9.57x23.46x34.21(in) 24.30x59.60x86.90(cent) | 45.26(kilos) 99.80(lbs) |  |  | 731304402800 | NAM ERP USD | 16-SEP-2025 | 3000.00 | 01-NOV-2025 | 3300.00
| SMX3KRMLVNCUS | APC Smart-UPS X 3000VA Rack/Tower LCD 100-127V with Network Card TAA | https://www.se.com/us/en/product/SMX3KRMLVNCUS | 120 AC | 120 AC 1 PH | 9.57x23.46x34.21(in) 24.30x59.60x86.90(cent) | 45.36(kilos) 100.02(lbs) |  |  | 731304340430 | NAM ERP USD | 16-SEP-2025 | 3725.00 | 01-NOV-2025 | 3950.00
| SMX48RMBP2U | APC Smart-UPS X-Series 48V External Battery Pack Rack/Tower | https://www.se.com/us/en/product/SMX48RMBP2U | 48 DC |  | 9.84x24.41x23.23(in) 25.00x62.00x59.00(cent) | 35.43(kilos) 78.11(lbs) | 4 |  | 731304268611 | NAM ERP USD | 16-SEP-2025 | 849.00 | 01-NOV-2025 | 899.00
| SMX48RMBP2US | APC Smart-UPS X-Series 48V External Battery Pack Rack/Tower TAA | https://www.se.com/us/en/product/SMX48RMBP2US | 48 DC |  | 9.69x23.19x24.41(in) 24.60x58.90x62.00(cent) | 35.43(kilos) 78.12(lbs) |  |  | 731304401643 | NAM ERP USD | 16-SEP-2025 | 879.00 | 01-NOV-2025 | 939.00
| SMX039-2 | APC Smart-UPS X 48V Battery Extension Cable | https://www.se.com/us/en/product/SMX039-2 |  |  | 8.82x2.52x6.81(in) 22.40x6.40x17.30(cent) | 0.91(kilos) 2.00(lbs) | 500 |  | 731304269045 | NAM ERP USD | 16-SEP-2025 | 139.99 | 01-NOV-2025 | 149.99
| SMX040 | APC Smart-UPS X 120V Battery Pack Extension Cable | https://www.se.com/us/en/product/SMX040 |  |  | 5.00x9.76x7.01(in) 12.70x24.80x17.80(cent) | 0.91(kilos) 2.01(lbs) |  |  | 731304289975 | NAM ERP USD | 16-SEP-2025 | 159.99 | 01-NOV-2025 | 169.99
| SMX120BP | APC Smart-UPS X 120V Short Depth External Battery Pack Tower/Rack Convertible | https://www.se.com/us/en/product/SMX120BP |  |  | 12.99x24.92x23.07(in) 33.00x63.30x58.60(cent) | 65.45(kilos) 144.32(lbs) |  |  | 731304292562 | NAM ERP USD | 16-SEP-2025 | 1075.00 | 01-NOV-2025 | 1125.00
| SMX120RMBP2U | APC Smart-UPS X 120V External Battery Pack Rack/Tower | https://www.se.com/us/en/product/SMX120RMBP2U |  |  | 9.65x33.86x23.62(in) 24.50x86.00x60.00(cent) | 64.00(kilos) 141.12(lbs) | 2 |  | 731304295839 | NAM ERP USD | 16-SEP-2025 | 1350.00 | 01-NOV-2025 | 1425.00
| SMX750C | APC Smart-UPS X 750VA Rack/Tower LCD 120V with SmartConnect | https://www.se.com/us/en/product/SMX750C | 120 AC 1 PH | 120 AC 1 PH | 23.19x9.69x24.41(in) 58.90x24.60x62.00(cent) | 26.50(kilos) 58.43(lbs) |  |  | 731304401100 | NAM ERP USD | 16-SEP-2025 | 789.00 | 01-NOV-2025 | 839.00
| SMX750CNC | APC Smart-UPS X 750VA Rack/Tower LCD 120V with Network Card and SmartConnect | https://www.se.com/us/en/product/SMX750CNC | 120 AC 1 PH | 120 AC 1 PH | 23.19x9.69x24.41(in) 58.90x24.60x62.00(cent) | 26.50(kilos) 58.43(lbs) |  |  | 731304401117 | NAM ERP USD | 16-SEP-2025 | 1500.00 | 01-NOV-2025 | 1600.00
| SMX750CUS | APC Smart-UPS X 750VA Rack/Tower LCD 120V with SmartConnect TAA-Compliant | https://www.se.com/us/en/product/SMX750CUS | 120 AC 1 PH | 120 AC 1 PH | 23.19x9.69x24.41(in) 58.90x24.60x62.00(cent) | 26.50(kilos) 58.43(lbs) |  |  | 731304424475 | NAM ERP USD | 16-SEP-2025 | 1025.00 | 01-NOV-2025 | 1075.00
| SMX750I | APC Smart-UPS X 750VA Rack/Tower LCD 230V | https://www.se.com/us/en/product/SMX750I | 230 AC | 230 AC 1 PH | 9.84x24.41x23.23(in) 25.00x62.00x59.00(cent) | 26.44(kilos) 58.31(lbs) | 4 |  | 731304268581 | NAM ERP USD | 16-SEP-2025 | 919.00 | 01-NOV-2025 | 969.00
| SMX750INC | APC Smart-UPS X 750VA Rack/TowerR LCD 230V with Networking Card | https://www.se.com/us/en/product/SMX750INC | 230 AC | 230 AC 1 PH | 9.69x23.19x24.41(in) 24.60x58.90x62.00(cent) | 26.44(kilos) 58.30(lbs) |  |  | 731304327745 | NAM ERP USD | 16-SEP-2025 | 1650.00 | 01-NOV-2025 | 1750.00
| SMX1000C | APC Smart-UPS X 1000VA Rack/Tower LCD 120V with SmartConnect | https://www.se.com/us/en/product/SMX1000C | 120 AC 1 PH | 120 AC 1 PH | 23.19x9.69x24.41(in) 58.90x24.60x62.00(cent) | 27.32(kilos) 60.24(lbs) |  |  | 731304401124 | NAM ERP USD | 16-SEP-2025 | 879.00 | 01-NOV-2025 | 939.00
| SMX1000CNC | APC Smart-UPS X 1000VA Tower/Rack 120V with Network Card and SmartConnect | https://www.se.com/us/en/product/SMX1000CNC | 120 AC 1 PH | 120 AC 1 PH | 23.19x9.69x24.41(in) 58.90x24.60x62.00(cent) | 27.32(kilos) 60.24(lbs) |  |  | 731304428114 | NAM ERP USD | 16-SEP-2025 | 1650.00 | 01-NOV-2025 | 1750.00
| SMX1000CUS | APC Smart-UPS X 1000VA Rack/Tower LCD 120V with SmartConnect TAA-Compliant | https://www.se.com/us/en/product/SMX1000CUS | 120 AC 1 PH | 120 AC 1 PH | 23.19x9.69x24.41(in) 58.90x24.60x62.00(cent) | 27.32(kilos) 60.24(lbs) |  |  | 731304424444 | NAM ERP USD | 16-SEP-2025 | 1150.00 | 01-NOV-2025 | 1225.00
| SMX1000I | APC Smart-UPS X 1000VA Rack/Tower LCD 230V | https://www.se.com/us/en/product/SMX1000I | 230 AC 1 PH | 230 AC 1 PH | 10.24x24.80x23.23(in) 26.00x63.00x59.00(cent) | 25.09(kilos) 55.33(lbs) | 2 |  | 731304268635 | NAM ERP USD | 16-SEP-2025 | 1150.00 | 01-NOV-2025 | 1225.00
| SMX1500RM2UC | APC Smart-UPS X 1500VA Rack/Tower LCD 120V with SmartConnect | https://www.se.com/us/en/product/SMX1500RM2UC | 120 AC 1 PH | 120 AC 1 PH | 9.69x23.19x24.41(in) 24.60x58.90x62.00(cent) | 30.00(kilos) 66.15(lbs) |  |  | 731304401131 | NAM ERP USD | 16-SEP-2025 | 1200.00 | 01-NOV-2025 | 1275.00
| SMX1500RM2UCNC | APC Smart-UPS X 1500VA Rack/Tower LCD 120V with Network Card and SmartConnect | https://www.se.com/us/en/product/SMX1500RM2UCNC | 120 AC 1 PH | 120 AC 1 PH | 9.69x23.19x24.41(in) 24.60x58.90x62.00(cent) | 30.00(kilos) 66.15(lbs) |  |  | 731304401148 | NAM ERP USD | 16-SEP-2025 | 1825.00 | 01-NOV-2025 | 1950.00
| SMX1500RM2UCNCUS | APC Smart-UPS X 1500VA Rack/Tower LCD 120V with Network Card & SmartConnect TAA-Compliant | https://www.se.com/us/en/product/SMX1500RM2UCNCUS | 120 AC 1 PH | 120 AC 1 PH | 9.69x23.19x24.41(in) 24.60x58.90x62.00(cent) | 30.00(kilos) 66.15(lbs) |  |  | 731304424451 | NAM ERP USD | 16-SEP-2025 | 2400.00 | 01-NOV-2025 | 2550.00
| SMX1500RM2UCUS | APC Smart-UPS X 1500VA Rack/Tower LCD 120V with SmartConnect TAA-Compliant | https://www.se.com/us/en/product/SMX1500RM2UCUS | 120 AC 1 PH | 120 AC 1 PH | 9.69x23.19x24.41(in) 24.60x58.90x62.00(cent) | 30.00(kilos) 66.15(lbs) |  |  | 731304424468 | NAM ERP USD | 16-SEP-2025 | 1675.00 | 01-NOV-2025 | 1775.00
| SMX1500RMI2U | APC Smart-UPS X 1500VA Rack/Tower LCD 230V | https://www.se.com/us/en/product/SMX1500RMI2U | 230 AC 1 PH | 230 AC 1 PH | 9.69x24.41x23.19(in) 24.60x62.00x58.90(cent) | 30.00(kilos) 66.15(lbs) | 16 |  | 731304268598 | NAM ERP USD | 16-SEP-2025 | 1575.00 | 01-NOV-2025 | 1675.00
| SMX1500RMI2UNC | APC Smart-UPS X 1500VA Rack/Tower LCD 230V with Network Card | https://www.se.com/us/en/product/SMX1500RMI2UNC | 230 AC 1 PH | 230 AC 1 PH | 9.69x24.41x23.19(in) 24.60x62.00x58.90(cent) | 30.00(kilos) 66.15(lbs) | 16 |  | 731304281702 | NAM ERP USD | 16-SEP-2025 | 2300.00 | 01-NOV-2025 | 2450.00
| SMX2000LV | APC Smart-UPS X 2000VA Short Depth Tower/Rack Convertible LCD 100-127V | https://www.se.com/us/en/product/SMX2000LV | 120 AC 1 PH | 120 AC 1 PH | 12.99x23.07x24.92(in) 33.00x58.60x63.30(cent) | 47.73(kilos) 105.24(lbs) |  |  | 731304292586 | NAM ERP USD | 16-SEP-2025 | 2025.00 | 01-NOV-2025 | 2150.00
| SMX2000LVNC | APC Smart-UPS X 2000VA Short Depth Tower/Rack Convertible LCD 100-127V with Network Card | https://www.se.com/us/en/product/SMX2000LVNC | 120 AC 1 PH | 120 AC 1 PH | 12.99x23.07x24.92(in) 33.00x58.60x63.30(cent) | 47.73(kilos) 105.24(lbs) |  |  | 731304292593 | NAM ERP USD | 16-SEP-2025 | 2775.00 | 01-NOV-2025 | 2950.00
| SMX2000LVNCUS | APC Smart-UPS X 2000VA Short Depth Tower/Rack Convertible LCD 100-127V with Network Card TAA | https://www.se.com/us/en/product/SMX2000LVNCUS | 120 AC 1 PH | 120 AC 1 PH | 12.99x23.07x24.92(in) 33.00x58.60x63.30(cent) | 47.73(kilos) 105.24(lbs) |  |  | 731304339144 | NAM ERP USD | 16-SEP-2025 | 2975.00 | 01-NOV-2025 | 3150.00
| SMX2000LVUS | APC Smart-UPS X 2000VA Short Depth Tower/Rack Convertible LCD 100-127V TAA | https://www.se.com/us/en/product/SMX2000LVUS | 120 AC 1 PH | 120 AC 1 PH | 12.99x23.07x24.92(in) 33.00x58.60x63.30(cent) | 47.73(kilos) 105.24(lbs) |  |  | 731304340362 | NAM ERP USD | 16-SEP-2025 | 2225.00 | 01-NOV-2025 | 2350.00
| SMX2000RMLV2U | APC Smart-UPS X 2000VA Rack/Tower LCD 100-127V | https://www.se.com/us/en/product/SMX2000RMLV2U | 120 AC 1 PH | 120 AC 1 PH | 9.57x23.46x34.21(in) 24.30x59.60x86.90(cent) | 45.36(kilos) 100.02(lbs) |  |  | 731304268536 | NAM ERP USD | 16-SEP-2025 | 2300.00 | 01-NOV-2025 | 2425.00
| SMX2000RMLV2U-US | APC Smart-UPS X 2000VA Rack/Tower 100-127V TAA-Compliant | https://www.se.com/us/en/product/SMX2000RMLV2U-US | 120 AC 1 PH | 120 AC 1 PH | 9.57x23.46x34.21(in) 24.30x59.60x86.90(cent) | 45.36(kilos) 100.02(lbs) |  |  | 731304740728 | NAM ERP USD | 16-SEP-2025 | 2400.00 | 01-NOV-2025 | 2550.00
| SMX2000RMLV2UNC | APC Smart-UPS X 2000VA Rack/Tower LCD 100-127V with Network Card | https://www.se.com/us/en/product/SMX2000RMLV2UNC | 120 AC 1 PH | 120 AC 1 PH | 9.57x23.46x34.21(in) 24.30x59.60x86.90(cent) | 45.36(kilos) 100.02(lbs) |  |  | 731304288107 | NAM ERP USD | 16-SEP-2025 | 3050.00 | 01-NOV-2025 | 3225.00
| SMX2200HV | APC Smart-UPS X 2200VA Short Depth Tower/Rack Convertible LCD 200-240V | https://www.se.com/us/en/product/SMX2200HV | 208 AC 1 PH,230 AC 1 PH | 208 AC 1 PH,230 AC 1 PH | 12.99x23.07x24.92(in) 33.00x58.60x63.30(cent) | 47.73(kilos) 105.24(lbs) | 4 |  | 731304292609 | NAM ERP USD | 16-SEP-2025 | 2475.00 | 01-NOV-2025 | 2600.00
| SMX2200HVNC | APC Smart-UPS X 2200VA Short Depth Tower/Rack Convertible LCD 200-240V with Network Card | https://www.se.com/us/en/product/SMX2200HVNC | 208 AC 1 PH,230 AC 1 PH | 208 AC 1 PH,230 AC 1 PH | 12.99x23.07x24.92(in) 33.00x58.60x63.30(cent) | 47.63(kilos) 105.02(lbs) |  |  | 731304327158 | NAM ERP USD | 16-SEP-2025 | 3175.00 | 01-NOV-2025 | 3350.00
| SMX2200R2HVNC | APC Smart-UPS X 2200VA Rack/Tower LCD 200-240V with Network Card | https://www.se.com/us/en/product/SMX2200R2HVNC | 208 AC 1 PH,230 AC 1 PH | 208 AC 1 PH,230 AC 1 PH | 9.57x23.46x34.21(in) 24.30x59.60x86.90(cent) | 45.26(kilos) 99.80(lbs) | 2 |  | 731304327738 | NAM ERP USD | 16-SEP-2025 | 3525.00 | 01-NOV-2025 | 3750.00
| SMX2200RMHV2U | APC Smart-UPS X 2200VA Rack/Tower LCD 200-240V | https://www.se.com/us/en/product/SMX2200RMHV2U | 208 AC,230 AC | 208 AC 1 PH,230 AC 1 PH | 9.84x34.25x23.62(in) 25.00x87.00x60.00(cent) | 47.34(kilos) 104.38(lbs) | 2 |  | 731304272687 | NAM ERP USD | 16-SEP-2025 | 2775.00 | 01-NOV-2025 | 2950.00
| SMX2200RMLV2U | APC Smart-UPS X 2200VA Rack/Tower LCD 100-127V | https://www.se.com/us/en/product/SMX2200RMLV2U | 120 AC | 120 AC 1 PH | 9.57x23.46x34.21(in) 24.30x59.60x86.90(cent) | 45.36(kilos) 100.02(lbs) |  |  | 731304268567 | NAM ERP USD | 16-SEP-2025 | 2250.00 | 01-NOV-2025 | 2400.00
| SMX2200RMLVUS | APC Smart-UPS X 2200VA Rack/Tower LCD 100-127V TAA | https://www.se.com/us/en/product/SMX2200RMLVUS | 120 AC | 120 AC 1 PH | 9.57x23.46x34.21(in) 24.30x59.60x86.90(cent) | 45.36(kilos) 100.02(lbs) |  |  | 731304340379 | NAM ERP USD | 16-SEP-2025 | 2450.00 | 01-NOV-2025 | 2575.00
| SMX3000HV | APC Smart-UPS X 3000VA Short Depth Tower/Rack Convertible LCD 200-240V | https://www.se.com/us/en/product/SMX3000HV | 208 AC,230 AC | 208 AC 1 PH,230 AC 1 PH | 12.99x25.39x23.43(in) 33.00x64.50x59.50(cent) | 47.63(kilos) 105.02(lbs) | 6 |  | 731304292616 | NAM ERP USD | 16-SEP-2025 | 3075.00 | 01-NOV-2025 | 3275.00
| SMX3000HVNC | APC Smart-UPS X 3000VA Short Depth Tower/Rack Convertible LCD 200-240V with Network Card | https://www.se.com/us/en/product/SMX3000HVNC | 208 AC,230 AC | 208 AC 1 PH,230 AC 1 PH | 12.99x24.92x23.07(in) 33.00x63.30x58.60(cent) | 47.73(kilos) 105.24(lbs) |  |  | 731304292623 | NAM ERP USD | 16-SEP-2025 | 3825.00 | 01-NOV-2025 | 4050.00
| SMX3000HVT | APC Smart-UPS X 3000VA Short Depth Tower/Rack Convertible LCD 208V | https://www.se.com/us/en/product/SMX3000HVT | 208 AC | 208 AC 1 PH | 12.99x23.07x24.92(in) 33.00x58.60x63.30(cent) | 47.73(kilos) 105.24(lbs) |  |  | 731304292630 | NAM ERP USD | 16-SEP-2025 | 2725.00 | 01-NOV-2025 | 2900.00
| SMX3000HVTUS | APC Smart-UPS X 3000VA Short Depth Tower/Rack Convertible LCD 208V TAA | https://www.se.com/us/en/product/SMX3000HVTUS | 208 AC 1 PH | 208 AC 1 PH | 12.99x23.07x24.92(in) 33.00x58.60x63.30(cent) | 47.73(kilos) 105.24(lbs) |  |  | 731304340393 | NAM ERP USD | 16-SEP-2025 | 2950.00 | 01-NOV-2025 | 3125.00
| SMX3000LV | APC Smart-UPS X 3000VA Short Depth Tower/Rack Convertible LCD 100-127V | https://www.se.com/us/en/product/SMX3000LV | 120 AC | 120 AC 1 PH | 12.99x23.07x24.92(in) 33.00x58.60x63.30(cent) | 47.73(kilos) 105.24(lbs) |  |  | 731304292647 | NAM ERP USD | 16-SEP-2025 | 2475.00 | 01-NOV-2025 | 2600.00
| SMX3000LVNC | APC Smart-UPS X 3000VA Short Depth Tower/Rack Convertible LCD 100-127V with Network Card | https://www.se.com/us/en/product/SMX3000LVNC | 120 AC | 120 AC 1 PH | 12.99x23.07x24.92(in) 33.00x58.60x63.30(cent) | 47.73(kilos) 105.24(lbs) |  |  | 731304292654 | NAM ERP USD | 16-SEP-2025 | 3225.00 | 01-NOV-2025 | 3400.00
| SMX3000LVNCUS | APC Smart-UPS X 3000VA Short Depth Tower/Rack Convertible LCD 100-127V with Network Card TAA | https://www.se.com/us/en/product/SMX3000LVNCUS | 120 AC 1 PH | 120 AC 1 PH | 12.99x23.07x24.92(in) 33.00x58.60x63.30(cent) | 47.73(kilos) 105.24(lbs) |  |  | 731304340409 | NAM ERP USD | 16-SEP-2025 | 3375.00 | 01-NOV-2025 | 3575.00
| SMX3000LVUS | APC Smart-UPS X 3000VA Short Depth Tower/Rack Convertible LCD 100-127V TAA | https://www.se.com/us/en/product/SMX3000LVUS | 120 AC | 120 AC 1 PH | 12.99x23.07x24.92(in) 33.00x58.60x63.30(cent) | 47.73(kilos) 105.24(lbs) |  |  | 731304340416 | NAM ERP USD | 16-SEP-2025 | 2625.00 | 01-NOV-2025 | 2775.00
| SMX3000RMHV2U | APC Smart-UPS X 3000VA Rack/Tower LCD 200-240V | https://www.se.com/us/en/product/SMX3000RMHV2U | 208 AC,230 AC | 208 AC 1 PH,230 AC 1 PH | 9.57x34.21x23.46(in) 24.30x86.90x59.60(cent) | 45.36(kilos) 100.02(lbs) | 8 |  | 731304268529 | NAM ERP USD | 16-SEP-2025 | 3350.00 | 01-NOV-2025 | 3550.00
| SMX3000RMHV2U-US | APC Smart-UPS X 3000VA Rack/Tower 200-240V TAA-Compliant | https://www.se.com/us/en/product/SMX3000RMHV2U-US | 120 AC 1 PH,230 AC 1 PH | 120 AC 1 PH,240 AC 1 PH,230 AC 1 PH | 9.57x34.21x23.46(in) 24.30x86.90x59.60(cent) | 45.36(kilos) 100.02(lbs) |  |  | 731304740735 | NAM ERP USD | 16-SEP-2025 | 3525.00 | 01-NOV-2025 | 3725.00
| SMX3000RMHV2UNC | APC Smart-UPS X 3000VA Rack/Tower LCD 200-240V with Network Card | https://www.se.com/us/en/product/SMX3000RMHV2UNC | 208 AC,230 AC | 208 AC 1 PH,230 AC 1 PH | 9.57x34.21x23.46(in) 24.30x86.90x59.60(cent) | 45.36(kilos) 100.02(lbs) | 8 |  | 731304272694 | NAM ERP USD | 16-SEP-2025 | 4100.00 | 01-NOV-2025 | 4350.00
| SMX3000RMLV2U | APC Smart-UPS X 3000VA Rack/Tower LCD 100-127V | https://www.se.com/us/en/product/SMX3000RMLV2U | 120 AC | 120 AC 1 PH | 9.57x23.46x34.21(in) 24.30x59.60x86.90(cent) | 45.36(kilos) 100.02(lbs) |  |  | 731304268550 | NAM ERP USD | 16-SEP-2025 | 2725.00 | 01-NOV-2025 | 2875.00
| SMX3000RMLV2UNC | APC Smart-UPS X 3000VA Rack/Tower LCD 100-127V with Network Card | https://www.se.com/us/en/product/SMX3000RMLV2UNC | 120 AC | 120 AC 1 PH | 9.57x23.46x34.21(in) 24.30x59.60x86.90(cent) | 45.36(kilos) 100.02(lbs) |  |  | 731304268543 | NAM ERP USD | 16-SEP-2025 | 3475.00 | 01-NOV-2025 | 3675.00
| SMX3000RMLVUS | APC Smart-UPS X 3000VA Rack/Tower LCD 100-127V TAA | https://www.se.com/us/en/product/SMX3000RMLVUS | 120 AC | 120 AC 1 PH | 9.57x23.46x34.21(in) 24.30x59.60x86.90(cent) | 45.36(kilos) 100.02(lbs) |  |  | 731304340423 | NAM ERP USD | 16-SEP-2025 | 2975.00 | 01-NOV-2025 | 3150.00
| SMX3000RMX93 | APC Smart-UPS 3000VA RM 4U 120V Shipboard | https://www.se.com/us/en/product/SMX3000RMX93 | 120 AC 1 PH | 120 AC 1 PH | 12.99x26.10x23.15(in) 33.00x66.30x58.80(cent) | 47.63(kilos) 105.02(lbs) |  |  | 731304433668 | NAM ERP USD | 16-SEP-2025 | 4700.00 | 01-NOV-2025 | 5175.00
| SPNRE-1 | ENGINEERING SERVICES LEVEL 1 | https://www.se.com/us/en/product/SPNRE-1 | [6 empty] | 731304739791 | NAM ERP USD | 16-SEP-2025 | 2000.00 | 01-NOV-2025 | 2200.00
| SRT2K2RXLNX145 | APC SMART-UPS SRT 2200VA RM 120V Network Card With 10FT Input Cord | https://www.se.com/us/en/product/SRT2K2RXLNX145 | 120 AC 1 PH | 120 AC 1 PH | 9.69x23.58x31.89(in) 24.60x59.90x81.00(cent) | 34.02(kilos) 75.01(lbs) |  |  | 731304406266 | NAM ERP USD | 16-SEP-2025 | 3200.00 | 01-NOV-2025 | 3400.00
| SRT5KRMTF | APC Smart-UPS 5kVA 2U RM Step-Down Transformer | https://www.se.com/us/en/product/SRT5KRMTF | 208 | 120 | 10.00x24.49x37.48(in) 25.40x62.20x95.20(cent) | 49.90(kilos) 110.03(lbs) |  |  | 731304318866 | NAM ERP USD | 16-SEP-2025 | 959.00 | 01-NOV-2025 | 1075.00
| SRT5KRMXLI | APC Smart-UPS SRT 5000VA RM 230V | https://www.se.com/us/en/product/SRT5KRMXLI | 230 AC 1 PH | 230 1 PH | 12.80x37.80x24.41(in) 32.50x96.00x62.00(cent) | 69.40(kilos) 153.03(lbs) | 2 |  | 731304301196 | NAM ERP USD | 16-SEP-2025 | 7500.00 | 01-NOV-2025 | 8250.00
| SRT5KRMXLT | APC Smart-UPS SRT 5000VA RM 208V | https://www.se.com/us/en/product/SRT5KRMXLT | 208 AC 1 PH | 208 1 PH | 12.99x24.02x37.80(in) 33.00x61.00x96.00(cent) | 68.04(kilos) 150.03(lbs) |  |  | 731304301509 | NAM ERP USD | 16-SEP-2025 | 7400.00 | 01-NOV-2025 | 8125.00
| SRT5KRMXLT-5KTF | APC Smart-UPS SRT 5000VA RM 208V to 120V 2U Step-Down Transformer | https://www.se.com/us/en/product/SRT5KRMXLT-5KTF | 208 AC 1 PH | 120 1 PH | 22.99x24.49x37.80(in) 58.40x62.20x96.00(cent) | 117.93(kilos) 260.04(lbs) |  |  | 731304739807 | NAM ERP USD | 16-SEP-2025 | 8225.00 | 01-NOV-2025 | 9050.00
| SRT5KRMXLT-5KTF-A | 5kVA, Rackmount 5U, 208V, 12 5-20R+2 L6-20R+2 L6-30R NEMA, W/ rail kit, W/ transformer | https://www.se.com/us/en/product/SRT5KRMXLT-5KTF-A | 208 AC 1 PH | 208 AC 1 PH | 22.99x24.49x37.80(in) 58.40x62.20x96.00(cent) | 118.00(kilos) 260.19(lbs) |  |  | 731304772170 | NAM ERP USD | 16-SEP-2025 | 8625.00 | 01-NOV-2025 | 9500.00
| SRT5KRMXLT-IEC | APC Smart-UPS SRT 5000VA RM 208V IEC | https://www.se.com/us/en/product/SRT5KRMXLT-IEC | 208 AC 1 PH | 208 1 PH | 12.99x24.02x37.80(in) 33.00x61.00x96.00(cent) | 68.04(kilos) 150.03(lbs) |  |  | 731304300939 | NAM ERP USD | 16-SEP-2025 | 7400.00 | 01-NOV-2025 | 8125.00
| SRT5KRMXLTUS | APC Smart-UPS SRT 5000VA RM 208V TAA | https://www.se.com/us/en/product/SRT5KRMXLTUS | 208 AC 1 PH | 208 1 PH | 12.99x24.02x37.80(in) 33.00x61.00x96.00(cent) | 68.04(kilos) 150.03(lbs) |  |  | 731304340485 | NAM ERP USD | 16-SEP-2025 | 7750.00 | 01-NOV-2025 | 8525.00
| SRT5KRMXLW-HW | APC Smart-UPS SRT 5000VA RM 208/230V HW | https://www.se.com/us/en/product/SRT5KRMXLW-HW | 208 AC 1 PH,230 AC 1 PH | 208 1 PH,230 1 PH | 12.99x24.02x37.80(in) 33.00x61.00x96.00(cent) | 68.04(kilos) 150.03(lbs) |  |  | 731304301516 | NAM ERP USD | 16-SEP-2025 | 7600.00 | 01-NOV-2025 | 8350.00
| SRT5KTF | APC Smart-UPS SRT 5kVA Tower Isolation/Step-Down Transformer | https://www.se.com/us/en/product/SRT5KTF | 208 20 | 120 12 | 13.66x23.74x38.58(in) 34.70x60.30x98.00(cent) | 63.50(kilos) 140.02(lbs) |  |  | 731304318873 | NAM ERP USD | 16-SEP-2025 | 1150.00 | 01-NOV-2025 | 1275.00
| SRT5KXLI | APC Smart-UPS SRT 5000VA 230V | https://www.se.com/us/en/product/SRT5KXLI | 230 AC 1 PH | 230 1 PH | 12.99x24.02x37.80(in) 33.00x61.00x96.00(cent) | 63.60(kilos) 140.24(lbs) |  |  | 731304301615 | NAM ERP USD | 16-SEP-2025 | 7200.00 | 01-NOV-2025 | 7925.00
| SRT5KXLT | APC Smart-UPS SRT 5000VA 208V | https://www.se.com/us/en/product/SRT5KXLT | 208 AC 1 PH | 208 1 PH | 12.99x24.02x37.80(in) 33.00x61.00x96.00(cent) | 64.41(kilos) 142.02(lbs) |  |  | 731304301622 | NAM ERP USD | 16-SEP-2025 | 6950.00 | 01-NOV-2025 | 7650.00
| SRT5KXLT-5KTF | APC Smart-UPS SRT 5000VA with 208/240V to 120V Step-Down Transformer | https://www.se.com/us/en/product/SRT5KXLT-5KTF | 208 AC 1 PH | 120 1 PH,208 1 PH | 26.69x24.02x38.58(in) 67.80x61.00x98.00(cent) | 127.91(kilos) 282.04(lbs) |  |  | 731304739814 | NAM ERP USD | 16-SEP-2025 | 8075.00 | 01-NOV-2025 | 8900.00
| SRT5KXLT-IEC | APC Smart-UPS SRT 5000VA 208V IEC | https://www.se.com/us/en/product/SRT5KXLT-IEC | 208 AC 1 PH | 208 1 PH | 12.99x24.02x37.80(in) 33.00x61.00x96.00(cent) | 64.41(kilos) 142.02(lbs) |  |  | 731304306627 | NAM ERP USD | 16-SEP-2025 | 7200.00 | 01-NOV-2025 | 7925.00
| SRT5KXLTUS | APC Smart-UPS SRT 5000VA RM 208V TAA | https://www.se.com/us/en/product/SRT5KXLTUS | 208 AC 1 PH | 208 1 PH | 12.99x24.02x37.80(in) 33.00x61.00x96.00(cent) | 64.41(kilos) 142.02(lbs) |  |  | 731304340492 | NAM ERP USD | 16-SEP-2025 | 7400.00 | 01-NOV-2025 | 8125.00
| SRT6KRMXLI | APC Smart-UPS SRT 6000VA RM 230V | https://www.se.com/us/en/product/SRT6KRMXLI | 220 AC 1 PH,230 AC 1 PH,240 AC 1 PH | 220 1 PH,230 1 PH,240 1 PH | 14.57x37.80x24.02(in) 37.00x96.00x61.00(cent) | 67.00(kilos) 147.74(lbs) |  |  | 731304308515 | NAM ERP USD | 16-SEP-2025 | 8350.00 | 01-NOV-2025 | 9200.00
| SRT6KRMXLT | APC Smart-UPS SRT 6000VA RM 208V | https://www.se.com/us/en/product/SRT6KRMXLT | 208 AC 1 PH,240 AC 1 PH | 208 1 PH,240 1 PH | 14.57x24.02x37.80(in) 37.00x61.00x96.00(cent) | 68.04(kilos) 150.03(lbs) |  |  | 731304308522 | NAM ERP USD | 16-SEP-2025 | 8450.00 | 01-NOV-2025 | 9300.00
| SRT6KRMXLT-5KTF | APC Smart-UPS SRT 6000VA RM with 208V to 120V 2U Step-Down Transformer | https://www.se.com/us/en/product/SRT6KRMXLT-5KTF | 208 AC 1 PH,240 AC 1 PH | 120 1 PH,208 1 PH,240 1 PH | 24.57x24.49x37.80(in) 62.40x62.20x96.00(cent) | 117.93(kilos) 260.04(lbs) |  |  | 731304732945 | NAM ERP USD | 16-SEP-2025 | 9125.00 | 01-NOV-2025 | 10100.00
| SRT6KRMXLT-IEC | APC Smart-UPS SRT 6000VA RM 208V IEC | https://www.se.com/us/en/product/SRT6KRMXLT-IEC | 208 AC 1 PH,240 AC 1 PH | 208 1 PH,240 1 PH | 14.57x24.02x37.80(in) 37.00x61.00x96.00(cent) | 68.04(kilos) 150.03(lbs) |  |  | 731304308539 | NAM ERP USD | 16-SEP-2025 | 8750.00 | 01-NOV-2025 | 9625.00
| SRT6KXLI | APC Smart-UPS SRT 6000VA 230V | https://www.se.com/us/en/product/SRT6KXLI | 220 AC 1 PH,230 AC 1 PH,240 AC 1 PH | 220 1 PH,230 1 PH,240 1 PH | 14.57x24.02x37.80(in) 37.00x61.00x96.00(cent) | 67.00(kilos) 147.74(lbs) |  |  | 731304301660 | NAM ERP USD | 16-SEP-2025 | 8050.00 | 01-NOV-2025 | 8875.00
| SRT6KXLT | APC Smart-UPS SRT 6000VA 208V | https://www.se.com/us/en/product/SRT6KXLT | 208 AC 1 PH,240 AC 1 PH | 208 1 PH,240 1 PH | 14.57x24.02x37.80(in) 37.00x61.00x96.00(cent) | 64.41(kilos) 142.02(lbs) |  |  | 731304301677 | NAM ERP USD | 16-SEP-2025 | 8000.00 | 01-NOV-2025 | 8775.00
| SRT6KXLT-5KTF | APC Smart-UPS SRT 6000VA with 208/240V to 120V Step-Down Transformer | https://www.se.com/us/en/product/SRT6KXLT-5KTF | 208 AC 1 PH,240 AC 1 PH | 120 1 PH,208 1 PH,240 1 PH | 28.27x24.02x38.58(in) 71.80x61.00x98.00(cent) | 127.91(kilos) 282.04(lbs) |  |  | 731304732952 | NAM ERP USD | 16-SEP-2025 | 9325.00 | 01-NOV-2025 | 10300.00
| SRT6KXLT-IEC | APC Smart-UPS SRT 6000VA 208V IEC | https://www.se.com/us/en/product/SRT6KXLT-IEC | 208 AC 1 PH,240 AC 1 PH | 208 1 PH,240 1 PH | 14.57x24.02x37.80(in) 37.00x61.00x96.00(cent) | 66.86(kilos) 147.43(lbs) |  |  | 731304301714 | NAM ERP USD | 16-SEP-2025 | 8475.00 | 01-NOV-2025 | 9325.00
| SRT6KXLTUS | APC Smart-UPS SRT 6000VA 208V TAA | https://www.se.com/us/en/product/SRT6KXLTUS | 208 AC 1 PH,240 AC 1 PH | 208 AC 1 PH,240 AC 1 PH | 14.57x24.02x37.80(in) 37.00x61.00x96.00(cent) | 64.41(kilos) 142.02(lbs) |  |  | 731304340508 | NAM ERP USD | 16-SEP-2025 | 8425.00 | 01-NOV-2025 | 9250.00
| SRT8KRMXLI | APC Smart-UPS SRT 8000VA RM 230V | https://www.se.com/us/en/product/SRT8KRMXLI | 220 AC 1 PH,230 AC 1 PH,240 AC 1 PH,380 AC 3 PH,400 AC 3 PH,415 AC 3 PH | 220 1 PH,230 1 PH,240 1 PH | 18.15x39.37x23.62(in) 46.10x100.00x60.00(cent) | 130.00(kilos) 286.65(lbs) |  |  | 731304304296 | NAM ERP USD | 16-SEP-2025 | 10900.00 | 01-NOV-2025 | 11900.00
| SRT8KRMXLT | APC Smart-UPS SRT 8000VA RM 208V | https://www.se.com/us/en/product/SRT8KRMXLT | 208 AC 1 PH,240 AC 1 PH | 208 1 PH,240 1 PH | 18.15x23.62x39.37(in) 46.10x60.00x100.00(cent) | 129.73(kilos) 286.05(lbs) |  |  | 731304292760 | NAM ERP USD | 16-SEP-2025 | 9975.00 | 01-NOV-2025 | 11000.00
| SRT8KRMXLT30 | APC Smart-UPS SRT 8000VA RM 208V L630 | https://www.se.com/us/en/product/SRT8KRMXLT30 | 208 AC 1 PH,240 AC 1 PH | 208 1 PH,240 1 PH | 26.81x23.62x39.37(in) 68.10x60.00x100.00(cent) | 132.36(kilos) 291.85(lbs) |  |  | 731304732976 | NAM ERP USD | 16-SEP-2025 | 10600.00 | 01-NOV-2025 | 11600.00
| SRT8KRMXLT-5KTF | APC Smart-UPS SRT 8kVA RM with 208V to 120V 2U Step-Down Transformer | https://www.se.com/us/en/product/SRT8KRMXLT-5KTF | 208 AC 1 PH,240 AC 1 PH | 120 1 PH,208 1 PH,240 1 PH | 28.15x24.49x39.37(in) 71.50x62.20x100.00(cent) | 179.62(kilos) 396.06(lbs) |  |  | 731304732969 | NAM ERP USD | 16-SEP-2025 | 10900.00 | 01-NOV-2025 | 12000.00
| SRT8KRMXLT-IEC | APC Smart-UPS SRT 8000VA RM 208V IEC | https://www.se.com/us/en/product/SRT8KRMXLT-IEC | 208 AC 1 PH,240 AC 1 PH | 208 1 PH,240 1 PH | 18.15x23.62x39.37(in) 46.10x60.00x100.00(cent) | 129.73(kilos) 286.05(lbs) |  |  | 731304304302 | NAM ERP USD | 16-SEP-2025 | 10200.00 | 01-NOV-2025 | 11200.00
| SRT8KXLI | APC Smart-UPS SRT 8000VA 230V | https://www.se.com/us/en/product/SRT8KXLI | 220 AC 1 PH,230 AC 1 PH,240 AC 1 PH,380 AC 3 PH,400 AC 3 PH,415 AC 3 PH | 220 1 PH,230 1 PH,240 1 PH | 18.15x39.37x23.62(in) 46.10x100.00x60.00(cent) | 126.82(kilos) 279.64(lbs) |  |  | 731304304319 | NAM ERP USD | 16-SEP-2025 | 9975.00 | 01-NOV-2025 | 11000.00
| SRT8KXLT | APC Smart-UPS SRT 8000VA 208V | https://www.se.com/us/en/product/SRT8KXLT | 208 AC 1 PH,240 AC 1 PH | 208 1 PH,240 1 PH | 18.15x23.62x39.37(in) 46.10x60.00x100.00(cent) | 126.55(kilos) 279.04(lbs) |  |  | 731304292791 | NAM ERP USD | 16-SEP-2025 | 9500.00 | 01-NOV-2025 | 10500.00
| SRT8KXLT30 | APC Smart-UPS SRT 8000VA 208V L630 | https://www.se.com/us/en/product/SRT8KXLT30 | 208 AC 1 PH,240 AC 1 PH | 208 1 PH,240 1 PH | 27.17x23.62x39.37(in) 69.00x60.00x100.00(cent) | 129.18(kilos) 284.84(lbs) |  |  | 731304732990 | NAM ERP USD | 16-SEP-2025 | 10300.00 | 01-NOV-2025 | 11300.00
| SRT8KXLT-5KTF | APC Smart-UPS SRT 8000VA with 208/240V to 120V Step-Down Transformer | https://www.se.com/us/en/product/SRT8KXLT-5KTF | 208 AC 1 PH,240 AC 1 PH | 120 1 PH,208 1 PH,240 1 PH | 31.81x23.74x39.37(in) 80.80x60.30x100.00(cent) | 190.06(kilos) 419.08(lbs) |  |  | 731304732983 | NAM ERP USD | 16-SEP-2025 | 11000.00 | 01-NOV-2025 | 12100.00
| SRT8KXLT-IEC | APC Smart-UPS SRT 8000VA 208V IEC | https://www.se.com/us/en/product/SRT8KXLT-IEC | 208 AC 1 PH,240 AC 1 PH | 208 1 PH,240 1 PH | 18.15x23.62x39.37(in) 46.10x60.00x100.00(cent) | 126.55(kilos) 279.04(lbs) |  |  | 731304313106 | NAM ERP USD | 16-SEP-2025 | 9825.00 | 01-NOV-2025 | 10800.00
| SRT8KXLTUS | APC Smart-UPS SRT 8000VA 208V TAA | https://www.se.com/us/en/product/SRT8KXLTUS | 208 AC 1 PH,240 AC 1 PH | 208 AC 1 PH,240 AC 1 PH | 18.15x23.62x39.37(in) 46.10x60.00x100.00(cent) | 126.55(kilos) 279.04(lbs) |  |  | 731304340515 | NAM ERP USD | 16-SEP-2025 | 10100.00 | 01-NOV-2025 | 11100.00
| SRT10KRMTF | APC Smart-UPS SRT 10kVA 4U RM Step-Down Transformer | https://www.se.com/us/en/product/SRT10KRMTF | 208 | 120 ,240 | 15.98x23.62x39.37(in) 40.60x60.00x100.00(cent) | 124.74(kilos) 275.05(lbs) |  |  | 731304318859 | NAM ERP USD | 16-SEP-2025 | 2675.00 | 01-NOV-2025 | 2950.00
| SRT10KRMXLI | APC Smart-UPS SRT 10000VA RM 230V | https://www.se.com/us/en/product/SRT10KRMXLI | 230 AC 1 PH,380 AC 3 PH,400 AC 3 PH, AC 3 PH | 230 1 PH | 18.15x39.37x23.62(in) 46.10x100.00x60.00(cent) | 129.73(kilos) 286.05(lbs) |  | 1 | 731304304265 | NAM ERP USD | 16-SEP-2025 | 11700.00 | 01-NOV-2025 | 12800.00
| SRT10KRMXLT | APC Smart-UPS SRT 10000VA RM 208V | https://www.se.com/us/en/product/SRT10KRMXLT | 208 AC 1 PH,240 AC 1 PH | 208 1 PH,240 1 PH | 18.15x23.62x39.37(in) 46.10x60.00x100.00(cent) | 129.73(kilos) 286.05(lbs) |  |  | 731304292692 | NAM ERP USD | 16-SEP-2025 | 11600.00 | 01-NOV-2025 | 12700.00
| SRT10KRMXLT30 | APC Smart-UPS SRT 10000VA RM 208V L630 | https://www.se.com/us/en/product/SRT10KRMXLT30 | 208 AC 1 PH,240 AC 1 PH | 208 1 PH,240 1 PH | 26.81x23.62x39.37(in) 68.10x60.00x100.00(cent) | 132.08(kilos) 291.24(lbs) |  |  | 731304732914 | NAM ERP USD | 16-SEP-2025 | 12100.00 | 01-NOV-2025 | 13300.00
| SRT10KRMXLT-5KTF2 | APC Smart-UPS SRT 10kVA RM with two 208V to 120V 2U 5kVA Step-Down Transformers | https://www.se.com/us/en/product/SRT10KRMXLT-5KTF2 | 208 AC 1 PH,240 AC 1 PH | 120 1 PH | 41.73x24.49x39.37(in) 106.00x62.20x100.00(cent) | 232.15(kilos) 511.89(lbs) |  |  | 731304732907 | NAM ERP USD | 16-SEP-2025 | 13600.00 | 01-NOV-2025 | 15000.00
| SRT10KRMXLT-10KTF | APC Smart-UPS SRT 10kVA RM with 208/240V to 120V 10kVA Step-Down Transformer | https://www.se.com/us/en/product/SRT10KRMXLT-10KTF | 208 AC 1 PH,240 AC 1 PH | 120 1 PH,208 1 PH,240 1 PH | 34.13x23.62x39.37(in) 86.70x60.00x100.00(cent) | 254.47(kilos) 561.11(lbs) |  |  | 731304732891 | NAM ERP USD | 16-SEP-2025 | 13800.00 | 01-NOV-2025 | 15200.00
| SRT10KRMXLT-IEC | APC Smart-UPS SRT 10000VA RM 208V IEC | https://www.se.com/us/en/product/SRT10KRMXLT-IEC | 208 AC 1 PH,240 AC 1 PH | 208 1 PH,240 1 PH | 18.15x23.62x39.37(in) 46.10x60.00x100.00(cent) | 129.73(kilos) 286.05(lbs) |  |  | 731304304845 | NAM ERP USD | 16-SEP-2025 | 11900.00 | 01-NOV-2025 | 13100.00
| SRT10KRMXLTUS | APC Smart-UPS SRT 10000VA RM 208V TAA-Compliant | https://www.se.com/us/en/product/SRT10KRMXLTUS | 208 AC 1 PH,240 AC 1 PH | 208 AC 1 PH,240 AC 1 PH | 18.15x23.62x39.37(in) 46.10x60.00x100.00(cent) | 129.73(kilos) 286.05(lbs) |  |  | 731304740834 | NAM ERP USD | 16-SEP-2025 | 12200.00 | 01-NOV-2025 | 13400.00
| SRT10KXLI | APC Smart-UPS SRT 10000VA 230V | https://www.se.com/us/en/product/SRT10KXLI | 230 AC 1 PH,380 AC 3 PH,400 AC 3 PH,415 AC 3 PH | 230 1 PH | 18.15x23.62x39.37(in) 46.10x60.00x100.00(cent) | 126.82(kilos) 279.64(lbs) |  | 1 | 731304304272 | NAM ERP USD | 16-SEP-2025 | 11200.00 | 01-NOV-2025 | 12300.00
| SRT10KXLT | APC Smart-UPS SRT 10000VA 208V | https://www.se.com/us/en/product/SRT10KXLT | 208 AC 1 PH,240 AC 1 PH | 208 1 PH,240 1 PH | 18.15x23.62x39.37(in) 46.10x60.00x100.00(cent) | 126.55(kilos) 279.04(lbs) |  |  | 731304292722 | NAM ERP USD | 16-SEP-2025 | 11300.00 | 01-NOV-2025 | 12400.00
| SRT10KXLT30 | APC Smart-UPS SRT 10000VA 208V L630 | https://www.se.com/us/en/product/SRT10KXLT30 | 208 AC 1 PH,240 AC 1 PH | 208 1 PH,240 1 PH | 26.81x23.62x39.37(in) 68.10x60.00x100.00(cent) | 129.18(kilos) 284.84(lbs) |  |  | 731304732938 | NAM ERP USD | 16-SEP-2025 | 11900.00 | 01-NOV-2025 | 13100.00
| SRT10KXLT-5KTF2 | APC Smart-UPS SRT 10kVA with two 208/240V to 120V 5kVA Step-Down Transformers | https://www.se.com/us/en/product/SRT10KXLT-5KTF2 | 208 AC 1 PH,240 AC 1 PH | 120 1 PH,208 1 PH,240 1 PH | 49.09x23.74x39.37(in) 124.70x60.30x100.00(cent) | 256.19(kilos) 564.90(lbs) |  |  | 731304732921 | NAM ERP USD | 16-SEP-2025 | 13600.00 | 01-NOV-2025 | 15000.00
| SRT10KXLT-IEC | APC Smart-UPS SRT 10000VA 208V IEC | https://www.se.com/us/en/product/SRT10KXLT-IEC | 208 AC 1 PH,240 AC 1 PH | 208 1 PH,240 1 PH | 18.15x23.62x39.37(in) 46.10x60.00x100.00(cent) | 126.55(kilos) 279.04(lbs) |  |  | 731304304289 | NAM ERP USD | 16-SEP-2025 | 11200.00 | 01-NOV-2025 | 12300.00
| SRT10KXLTUS | APC Smart-UPS SRT 10000VA 208V TAA | https://www.se.com/us/en/product/SRT10KXLTUS | 208 AC 1 PH,240 AC 1 PH | 208 1 PH,240 1 PH | 18.15x23.62x39.37(in) 46.10x60.00x100.00(cent) | 126.55(kilos) 279.04(lbs) |  |  | 731304340454 | NAM ERP USD | 16-SEP-2025 | 12200.00 | 01-NOV-2025 | 13400.00
| SRT48BP | APC Smart-UPS SRT 48V 1kVA 1.5kVA Battery Pack | https://www.se.com/us/en/product/SRT48BP |  |  | 9.65x23.43x29.13(in) 24.50x59.50x74.00(cent) | 37.80(kilos) 83.35(lbs) | 2 |  | 731304330141 | NAM ERP USD | 16-SEP-2025 | 929.00 | 01-NOV-2025 | 1025.00
| SRT48RMBP | APC Smart-UPS SRT 48V 1kVA 1.5kVA RM Battery Pack | https://www.se.com/us/en/product/SRT48RMBP |  |  | 9.65x23.43x27.17(in) 24.50x59.50x69.00(cent) | 32.58(kilos) 71.84(lbs) |  |  | 731304330103 | NAM ERP USD | 16-SEP-2025 | 1200.00 | 01-NOV-2025 | 1300.00
| SRT72BP | APC Smart-UPS SRT 72V 2.2kVA Battery Pack | https://www.se.com/us/en/product/SRT72BP |  |  | 9.65x33.07x24.21(in) 24.50x84.00x61.50(cent) | 39.00(kilos) 86.00(lbs) |  |  | 731304317708 | NAM ERP USD | 16-SEP-2025 | 929.00 | 01-NOV-2025 | 1025.00
| SRT72RMBP | APC Smart-UPS SRT 72V 2.2kVA RM Battery Pack | https://www.se.com/us/en/product/SRT72RMBP |  |  | 9.41x32.72x23.58(in) 23.90x83.10x59.90(cent) | 40.82(kilos) 90.01(lbs) | 2 |  | 731304317715 | NAM ERP USD | 16-SEP-2025 | 1200.00 | 01-NOV-2025 | 1325.00
| SRT72RMBPUS | APC Smart-UPS SRT 72V 2.2kVA RM Battery Pack TAA | https://www.se.com/us/en/product/SRT72RMBPUS |  |  | 9.41x23.58x32.72(in) 23.90x59.90x83.10(cent) | 40.82(kilos) 90.01(lbs) |  |  | 731304380009 | NAM ERP USD | 16-SEP-2025 | 1275.00 | 01-NOV-2025 | 1400.00
| SRT96BP | APC Smart-UPS SRT 96V 3kVA Battery Pack | https://www.se.com/us/en/product/SRT96BP |  |  | 9.41x32.72x23.58(in) 23.90x83.10x59.90(cent) | 44.50(kilos) 98.12(lbs) |  |  | 731304317722 | NAM ERP USD | 16-SEP-2025 | 1525.00 | 01-NOV-2025 | 1675.00
| SRT96RMBP | APC Smart-UPS SRT 96V 3kVA RM Battery Pack | https://www.se.com/us/en/product/SRT96RMBP |  |  | 9.41x32.72x23.58(in) 23.90x83.10x59.90(cent) | 44.50(kilos) 98.12(lbs) |  |  | 731304317739 | NAM ERP USD | 16-SEP-2025 | 1750.00 | 01-NOV-2025 | 1925.00
| SRT96RMBPUS | APC Smart-UPS SRT 96V 3kVA RM Battery Pack TAA | https://www.se.com/us/en/product/SRT96RMBPUS |  |  | 9.41x23.58x32.72(in) 23.90x59.90x83.10(cent) | 44.50(kilos) 98.12(lbs) |  |  | 731304380030 | NAM ERP USD | 16-SEP-2025 | 1850.00 | 01-NOV-2025 | 2050.00
| SRT001 | APC Smart-UPS SRT 5kVA Output HW Kit | https://www.se.com/us/en/product/SRT001 |  |  | 5.39x7.40x10.20(in) 13.70x18.80x25.90(cent) | 0.82(kilos) 1.81(lbs) |  |  | 731304310778 | NAM ERP USD | 16-SEP-2025 | 299.99 | 01-NOV-2025 | 329.99
| SRT002 | APC Smart-UPS SRT 15ft Extension Cable for 192VDC External Battery Packs 5/6kVA UPS | https://www.se.com/us/en/product/SRT002 |  |  | 4.61x23.27x23.27(in) 11.70x59.10x59.10(cent) | 4.08(kilos) 9.00(lbs) |  |  | 731304310785 | NAM ERP USD | 16-SEP-2025 | 519.00 | 01-NOV-2025 | 569.00
| SRT003 | APC Smart-UPS SRT 15ft Extension Cable for 192VDC External Battery Packs 8/10kVA UPS | https://www.se.com/us/en/product/SRT003 |  |  | 4.02x17.99x22.01(in) 10.20x45.70x55.90(cent) | 4.49(kilos) 9.90(lbs) |  |  | 731304292661 | NAM ERP USD | 16-SEP-2025 | 499.00 | 01-NOV-2025 | 549.00
| SRT004 | APC Smart-UPS SRT 5kVA PDU 208V (4) L6-20 | https://www.se.com/us/en/product/SRT004 | 208 |  | 7.99x9.02x10.98(in) 20.30x22.90x27.90(cent) | 1.36(kilos) 3.00(lbs) |  |  | 731304310792 | NAM ERP USD | 16-SEP-2025 | 309.99 | 01-NOV-2025 | 339.99
| SRT005 | APC Smart-UPS SRT 6kVA PDU 208V (4) L6-20 & (1) L6-30 | https://www.se.com/us/en/product/SRT005 | 208 |  | 7.99x9.02x10.98(in) 20.30x22.90x27.90(cent) | 1.36(kilos) 3.00(lbs) |  |  | 731304301752 | NAM ERP USD | 16-SEP-2025 | 589.00 | 01-NOV-2025 | 639.00
| SRT008 | APC Smart-UPS SRT 8kVA/10kVA PDU, 208V (6) L6-30 | https://www.se.com/us/en/product/SRT008 |  |  | 8.66x8.86x15.98(in) 22.00x22.50x40.60(cent) | 2.63(kilos) 5.80(lbs) |  |  | 731304309628 | NAM ERP USD | 16-SEP-2025 | 489.00 | 01-NOV-2025 | 539.00
| SRT009 | APC Smart-UPS SRT 15ft Extension Cable for 72VDC External Battery Packs 2200VA UPS | https://www.se.com/us/en/product/SRT009 |  |  | 4.61x23.27x23.27(in) 11.70x59.10x59.10(cent) | 4.09(kilos) 9.02(lbs) |  |  | 731304323952 | NAM ERP USD | 16-SEP-2025 | 479.00 | 01-NOV-2025 | 529.00
| SRT010 | APC Smart-UPS SRT 15ft Extension Cable for 96VDC External Battery Packs 3000VA UPS | https://www.se.com/us/en/product/SRT010 |  |  | 4.61x23.27x23.27(in) 11.70x59.10x59.10(cent) | 4.09(kilos) 9.02(lbs) |  |  | 731304323969 | NAM ERP USD | 16-SEP-2025 | 319.99 | 01-NOV-2025 | 349.99
| SRT011 | APC Smart-UPS SRT 3000VA PDU 208V (3) L6-30 | https://www.se.com/us/en/product/SRT011 |  |  | 5.55x7.01x10.00(in) 14.10x17.80x25.40(cent) | 0.80(kilos) 1.76(lbs) |  |  | 731304323976 | NAM ERP USD | 16-SEP-2025 | 449.00 | 01-NOV-2025 | 489.00
| SRT012 | APC Smart-UPS SRT 2200VA/3000VA Input/Output Hardwire Kit | https://www.se.com/us/en/product/SRT012 | 120 ,208 ,230 ,240 | 120 ,208 ,230 ,240 | 5.55x7.01x10.00(in) 14.10x17.80x25.40(cent) | 1.00(kilos) 2.21(lbs) |  |  | 731304323983 | NAM ERP USD | 16-SEP-2025 | 299.99 | 01-NOV-2025 | 329.99
| SRT013 | APC Smart-UPS SRT 15ft Extension Cable for 48VDC External Battery Packs | https://www.se.com/us/en/product/SRT013 |  |  | 4.61x23.27x23.27(in) 11.70x59.10x59.10(cent) | 4.09(kilos) 9.02(lbs) |  |  | 731304330110 | NAM ERP USD | 16-SEP-2025 | 199.99 | 01-NOV-2025 | 219.99
| SRT192BP | APC Smart-UPS SRT 192V 5kVA and 6kVA Battery Pack | https://www.se.com/us/en/product/SRT192BP |  |  | 16.54x39.37x23.62(in) 42.00x100.00x60.00(cent) | 101.50(kilos) 223.81(lbs) |  |  | 731304301769 | NAM ERP USD | 16-SEP-2025 | 1700.00 | 01-NOV-2025 | 1850.00
| SRT192BP2 | APC Smart-UPS SRT 192V 8kVA and 10kVA Battery Pack | https://www.se.com/us/en/product/SRT192BP2 |  |  | 16.54x23.62x39.37(in) 42.00x60.00x100.00(cent) | 101.50(kilos) 223.81(lbs) |  |  | 731304292746 | NAM ERP USD | 16-SEP-2025 | 1750.00 | 01-NOV-2025 | 1925.00
| SRT192BP2US | APC Smart-UPS SRT 192V 8kVA and 10kVA Battery Pack TAA | https://www.se.com/us/en/product/SRT192BP2US |  |  | 16.54x23.62x39.37(in) 42.00x60.00x100.00(cent) | 101.29(kilos) 223.34(lbs) |  |  | 731304379867 | NAM ERP USD | 16-SEP-2025 | 1925.00 | 01-NOV-2025 | 2100.00
| SRT192BPJ | APC Smart-UPS SRT 192V 5kVA Japan | https://www.se.com/us/en/product/SRT192BPJ |  |  | 16.54x23.62x39.37(in) 42.00x60.00x100.00(cent) | 102.00(kilos) 224.91(lbs) |  |  | 731304328568 | NAM ERP USD | 16-SEP-2025 | 1975.00 | 01-NOV-2025 | 2150.00
| SRT192BPUS | APC Smart-UPS SRT 192V 5kVA and 6kVA Battery Pack TAA | https://www.se.com/us/en/product/SRT192BPUS |  |  | 16.54x23.62x39.37(in) 42.00x60.00x100.00(cent) | 101.29(kilos) 223.34(lbs) |  |  | 731304379874 | NAM ERP USD | 16-SEP-2025 | 1850.00 | 01-NOV-2025 | 2025.00
| SRT192RMBP | APC Smart-UPS SRT 192V 5kVA and 6kVA RM Battery Pack | https://www.se.com/us/en/product/SRT192RMBP |  |  | 16.93x38.58x23.62(in) 43.00x98.00x60.00(cent) | 223.50(kilos) 492.82(lbs) | 2 |  | 731304301776 | NAM ERP USD | 16-SEP-2025 | 1925.00 | 01-NOV-2025 | 2125.00
| SRT192RMBP2 | APC Smart-UPS SRT 192V 8 and 10kVA RM Battery Pack | https://www.se.com/us/en/product/SRT192RMBP2 |  |  | 16.54x39.37x23.62(in) 42.00x100.00x60.00(cent) | 105.50(kilos) 232.63(lbs) |  |  | 731304292753 | NAM ERP USD | 16-SEP-2025 | 2050.00 | 01-NOV-2025 | 2250.00
| SRT192RMBP2US | APC Smart-UPS SRT 192V 8kVA and 10kVA RM Battery Pack TAA | https://www.se.com/us/en/product/SRT192RMBP2US |  |  | 16.54x23.62x39.37(in) 42.00x60.00x100.00(cent) | 105.28(kilos) 232.14(lbs) |  |  | 731304379881 | NAM ERP USD | 16-SEP-2025 | 2100.00 | 01-NOV-2025 | 2325.00
| SRT192RMBPUS | APC Smart-UPS SRT 192V 5kVA and 6kVA RM Battery Pack TAA | https://www.se.com/us/en/product/SRT192RMBPUS |  |  | 16.54x23.62x39.37(in) 42.00x60.00x100.00(cent) | 105.28(kilos) 232.14(lbs) |  |  | 731304379898 | NAM ERP USD | 16-SEP-2025 | 1975.00 | 01-NOV-2025 | 2175.00
| SRT1000RMXLA | APC Smart-UPS SRT 1000VA RM 120V | https://www.se.com/us/en/product/SRT1000RMXLA | 120 AC 1 PH | 120 1 PH | 9.65x23.43x27.17(in) 24.50x59.50x69.00(cent) | 32.58(kilos) 71.84(lbs) |  |  | 731304329961 | NAM ERP USD | 16-SEP-2025 | 1300.00 | 01-NOV-2025 | 1425.00
| SRT1000RMXLA-NC | APC Smart-UPS SRT 1000VA RM 120V Network Card | https://www.se.com/us/en/product/SRT1000RMXLA-NC | 120 AC 1 PH | 120 1 PH | 9.65x23.43x27.17(in) 24.50x59.50x69.00(cent) | 32.58(kilos) 71.84(lbs) |  |  | 731304329978 | NAM ERP USD | 16-SEP-2025 | 1900.00 | 01-NOV-2025 | 2100.00
| SRT1000RMXLA-NCUS | APC Smart-UPS SRT 1000VA LCD RM 120V with Network Card TAA-Compliant | https://www.se.com/us/en/product/SRT1000RMXLA-NCUS | 120 AC 1 PH | 120 AC 1 PH | 9.69x23.39x29.49(in) 24.60x59.40x74.90(cent) | 29.60(kilos) 65.27(lbs) |  |  | 731304740568 | NAM ERP USD | 16-SEP-2025 | 2000.00 | 01-NOV-2025 | 2200.00
| SRT1000XLA | APC Smart-UPS SRT 1000VA 120V | https://www.se.com/us/en/product/SRT1000XLA | 120 AC 1 PH | 120 1 PH | 9.65x23.43x27.17(in) 24.50x59.50x69.00(cent) | 32.58(kilos) 71.84(lbs) |  |  | 731304329985 | NAM ERP USD | 16-SEP-2025 | 1150.00 | 01-NOV-2025 | 1275.00
| SRT1500RMXLA | APC Smart-UPS SRT 1500VA RM 120V | https://www.se.com/us/en/product/SRT1500RMXLA | 120 AC 1 PH | 120 1 PH | 9.65x23.43x27.17(in) 24.50x59.50x69.00(cent) | 32.58(kilos) 71.84(lbs) |  |  | 731304330073 | NAM ERP USD | 16-SEP-2025 | 1825.00 | 01-NOV-2025 | 2000.00
| SRT1500RMXLA-NC | APC Smart-UPS SRT 1500VA RM 120V Network Card | https://www.se.com/us/en/product/SRT1500RMXLA-NC | 120 AC 1 PH | 120 1 PH | 9.65x23.43x27.17(in) 24.50x59.50x69.00(cent) | 32.58(kilos) 71.84(lbs) |  |  | 731304330080 | NAM ERP USD | 16-SEP-2025 | 2475.00 | 01-NOV-2025 | 2725.00
| SRT1500RMXLA-NCUS | APC Smart-UPS SRT 1500VA LCD RM 120V with Network Card TAA-Compliant | https://www.se.com/us/en/product/SRT1500RMXLA-NCUS | 120 AC 1 PH | 120 AC 1 PH | 9.69x23.39x29.49(in) 24.60x59.40x74.90(cent) | 29.60(kilos) 65.27(lbs) |  |  | 731304740575 | NAM ERP USD | 16-SEP-2025 | 2600.00 | 01-NOV-2025 | 2850.00
| SRT1500RMXLAUS | APC Smart-UPS SRT 1500VA LCD RM 120V TAA-Compliant | https://www.se.com/us/en/product/SRT1500RMXLAUS | 120 AC 1 PH | 120 AC 1 PH | 9.69x23.39x29.49(in) 24.60x59.40x74.90(cent) | 29.60(kilos) 65.27(lbs) |  |  | 731304740582 | NAM ERP USD | 16-SEP-2025 | 1900.00 | 01-NOV-2025 | 2100.00
| SRT1500XLA | APC Smart-UPS SRT 1500VA 120V | https://www.se.com/us/en/product/SRT1500XLA | 120 AC 1 PH | 120 1 PH | 9.65x23.43x27.17(in) 24.50x59.50x69.00(cent) | 32.58(kilos) 71.84(lbs) |  |  | 731304330097 | NAM ERP USD | 16-SEP-2025 | 1575.00 | 01-NOV-2025 | 1725.00
| SRT2200RMXLA | APC Smart-UPS SRT 2200VA RM 120V | https://www.se.com/us/en/product/SRT2200RMXLA | 120 AC 1 PH | 120 1 PH | 9.69x23.58x31.89(in) 24.60x59.90x81.00(cent) | 34.02(kilos) 75.01(lbs) |  |  | 731304323051 | NAM ERP USD | 16-SEP-2025 | 2325.00 | 01-NOV-2025 | 2550.00
| SRT2200RMXLA-NC | APC Smart-UPS SRT 2200VA RM 120V Network Card | https://www.se.com/us/en/product/SRT2200RMXLA-NC | 120 AC 1 PH | 120 1 PH | 9.69x23.58x31.89(in) 24.60x59.90x81.00(cent) | 34.02(kilos) 75.01(lbs) |  |  | 731304325154 | NAM ERP USD | 16-SEP-2025 | 2825.00 | 01-NOV-2025 | 3125.00
| SRT2200RMXLA-NCUS | APC Smart-UPS SRT 2200VA LCD RM 120V with Network Card TAA-Compliant | https://www.se.com/us/en/product/SRT2200RMXLA-NCUS | 120 AC 1 PH | 120 AC 1 PH | 9.69x23.58x31.89(in) 24.60x59.90x81.00(cent) | 34.02(kilos) 75.01(lbs) |  |  | 731304740599 | NAM ERP USD | 16-SEP-2025 | 2975.00 | 01-NOV-2025 | 3275.00
| SRT2200RMXLAUS | APC Smart-UPS SRT 2200VA 120V TAA | https://www.se.com/us/en/product/SRT2200RMXLAUS | 120 AC 1 PH | 120 1 PH | 9.69x23.58x31.89(in) 24.60x59.90x81.00(cent) | 34.02(kilos) 75.01(lbs) |  |  | 731304340461 | NAM ERP USD | 16-SEP-2025 | 2775.00 | 01-NOV-2025 | 3050.00
| SRT2200RMXLI | APC Smart-UPS SRT 2200VA RM 230V | https://www.se.com/us/en/product/SRT2200RMXLI | 230 AC 1 PH | 230 1 PH | 9.69x31.89x23.58(in) 24.60x81.00x59.90(cent) | 34.02(kilos) 75.01(lbs) |  |  | 731304317623 | NAM ERP USD | 16-SEP-2025 | 2700.00 | 01-NOV-2025 | 2975.00
| SRT2200RMXLI-NC | APC Smart-UPS SRT 2200VA RM 230V Network Card | https://www.se.com/us/en/product/SRT2200RMXLI-NC | 230 AC 1 PH | 230 1 PH | 9.65x32.09x23.62(in) 24.50x81.50x60.00(cent) | 33.11(kilos) 73.00(lbs) | 3 |  | 731304327561 | NAM ERP USD | 16-SEP-2025 | 3225.00 | 01-NOV-2025 | 3550.00
| SRT2200XLA | APC Smart-UPS SRT 2200VA 120V | https://www.se.com/us/en/product/SRT2200XLA | 120 AC 1 PH | 120 1 PH | 9.69x23.58x31.89(in) 24.60x59.90x81.00(cent) | 30.84(kilos) 68.00(lbs) |  |  | 731304325161 | NAM ERP USD | 16-SEP-2025 | 2025.00 | 01-NOV-2025 | 2225.00
| SRT2200XLI | APC Smart-UPS SRT 2200VA 230V | https://www.se.com/us/en/product/SRT2200XLI | 230 AC 1 PH | 230 1 PH | 9.69x31.89x23.58(in) 24.60x81.00x59.90(cent) | 30.84(kilos) 68.00(lbs) | 2 |  | 731304317630 | NAM ERP USD | 16-SEP-2025 | 2500.00 | 01-NOV-2025 | 2750.00
| SRT3000RMXLA | APC Smart-UPS SRT 3000VA RM 120V | https://www.se.com/us/en/product/SRT3000RMXLA | 120 AC 1 PH | 120 1 PH | 9.29x3.82x13.50(in) 23.60x9.70x34.30(cent) | 39.92(kilos) 88.02(lbs) |  |  | 731304323068 | NAM ERP USD | 16-SEP-2025 | 4400.00 | 01-NOV-2025 | 4850.00
| SRT3000RMXLA-NC | APC Smart-UPS SRT 3000VA RM 120V Network Card | https://www.se.com/us/en/product/SRT3000RMXLA-NC | 120 AC 1 PH | 120 1 PH | 9.69x23.58x34.29(in) 24.60x59.90x87.10(cent) | 39.92(kilos) 88.02(lbs) |  |  | 731304325178 | NAM ERP USD | 16-SEP-2025 | 5175.00 | 01-NOV-2025 | 5700.00
| SRT3000RMXLA-NCUS | APC Smart-UPS SRT 3000VA LCD RM 120V with Network Card TAA-Compliant | https://www.se.com/us/en/product/SRT3000RMXLA-NCUS | 120 AC 1 PH | 120 AC 1 PH | 9.69x23.58x34.29(in) 24.60x59.90x87.10(cent) | 39.92(kilos) 88.02(lbs) |  |  | 731304740605 | NAM ERP USD | 16-SEP-2025 | 5450.00 | 01-NOV-2025 | 5975.00
| SRT3000RMXLAUS | APC Smart-UPS SRT 3000VA LCD RM 120V TAA-Compliant | https://www.se.com/us/en/product/SRT3000RMXLAUS | 120 AC 1 PH | 120 AC 1 PH | 9.29x3.82x13.50(in) 23.60x9.70x34.30(cent) | 39.92(kilos) 88.02(lbs) |  |  | 731304740612 | NAM ERP USD | 16-SEP-2025 | 4625.00 | 01-NOV-2025 | 5075.00
| SRT3000RMXLI | APC Smart-UPS SRT 3000VA RM 230V | https://www.se.com/us/en/product/SRT3000RMXLI | 230 AC 1 PH | 230 1 PH | 9.69x34.29x23.58(in) 24.60x87.10x59.90(cent) | 39.91(kilos) 88.00(lbs) |  |  | 731304317647 | NAM ERP USD | 16-SEP-2025 | 4600.00 | 01-NOV-2025 | 5050.00
| SRT3000RMXLI-NC | APC Smart-UPS SRT 3000VA RM 230V Network Card | https://www.se.com/us/en/product/SRT3000RMXLI-NC | 230 AC 1 PH | 230 1 PH | 9.45x34.25x23.62(in) 24.00x87.00x60.00(cent) | 39.84(kilos) 87.84(lbs) |  |  | 731304327592 | NAM ERP USD | 16-SEP-2025 | 5050.00 | 01-NOV-2025 | 5550.00
| SRT3000RMXLT | APC Smart-UPS SRT 3000VA RM 208V | https://www.se.com/us/en/product/SRT3000RMXLT | 208 AC 1 PH | 208 1 PH | 9.69x23.58x34.29(in) 24.60x59.90x87.10(cent) | 39.92(kilos) 88.02(lbs) |  |  | 731304317654 | NAM ERP USD | 16-SEP-2025 | 4275.00 | 01-NOV-2025 | 4700.00
| SRT3000RMXLT-5KTF | APC Smart-UPS SRT 3000VA RM 208V to 120V 2U Step-Down Transformer | https://www.se.com/us/en/product/SRT3000RMXLT-5KTF | 208 AC 1 PH | 120 1 PH,208 1 PH | 19.69x24.49x37.48(in) 50.00x62.20x95.20(cent) | 89.81(kilos) 198.03(lbs) |  |  | 731304634720 | NAM ERP USD | 16-SEP-2025 | 5450.00 | 01-NOV-2025 | 5975.00
| SRT3000RMXLT-NC | APC Smart-UPS SRT 3000VA RM 208V Network Card | https://www.se.com/us/en/product/SRT3000RMXLT-NC | 208 AC 1 PH | 208 1 PH | 9.69x23.58x34.29(in) 24.60x59.90x87.10(cent) | 39.92(kilos) 88.02(lbs) |  |  | 731304327608 | NAM ERP USD | 16-SEP-2025 | 5200.00 | 01-NOV-2025 | 5700.00
| SRT3000RMXLT-NCUS | APC Smart-UPS SRT 3000VA LCD RM 208V with Network Card TAA-Compliant | https://www.se.com/us/en/product/SRT3000RMXLT-NCUS | 208 AC 1 PH | 208 AC 1 PH | 9.69x23.58x34.29(in) 24.60x59.90x87.10(cent) | 39.92(kilos) 88.02(lbs) |  |  | 731304740629 | NAM ERP USD | 16-SEP-2025 | 5450.00 | 01-NOV-2025 | 6000.00
| SRT3000RMXLTUS | APC Smart-UPS SRT 3000VA LCD RM 208V TAA-Compliant | https://www.se.com/us/en/product/SRT3000RMXLTUS | 208 AC 1 PH | 208 AC 1 PH | 9.69x23.58x34.29(in) 24.60x59.90x87.10(cent) | 39.92(kilos) 88.02(lbs) |  |  | 731304740636 | NAM ERP USD | 16-SEP-2025 | 4475.00 | 01-NOV-2025 | 4925.00
| SRT3000RMXLW-IEC | APC Smart-UPS SRT 3000VA RM 208/230V IEC | https://www.se.com/us/en/product/SRT3000RMXLW-IEC | 208 AC 1 PH,230 AC 1 PH | 208 1 PH,230 1 PH | 9.69x23.58x34.29(in) 24.60x59.90x87.10(cent) | 39.92(kilos) 88.02(lbs) |  |  | 731304320074 | NAM ERP USD | 16-SEP-2025 | 4575.00 | 01-NOV-2025 | 5025.00
| SRT3000XLA | APC Smart-UPS SRT 3000VA 120V | https://www.se.com/us/en/product/SRT3000XLA | 120 AC 1 PH | 120 1 PH | 9.69x23.58x34.29(in) 24.60x59.90x87.10(cent) | 36.74(kilos) 81.01(lbs) |  |  | 731304325185 | NAM ERP USD | 16-SEP-2025 | 4175.00 | 01-NOV-2025 | 4600.00
| SRT3000XLAUS | APC Smart-UPS SRT 3000VA 120V TAA | https://www.se.com/us/en/product/SRT3000XLAUS | 120 AC 1 PH | 120 AC 1 PH | 9.69x23.58x34.29(in) 24.60x59.90x87.10(cent) | 36.74(kilos) 81.01(lbs) |  |  | 731304340478 | NAM ERP USD | 16-SEP-2025 | 4575.00 | 01-NOV-2025 | 5050.00
| SRT3000XLI | APC Smart-UPS SRT 3000VA 230V | https://www.se.com/us/en/product/SRT3000XLI | 230 AC 1 PH | 230 1 PH | 15.75x47.24x31.50(in) 40.00x120.00x80.00(cent) | 48.64(kilos) 107.25(lbs) |  |  | 731304317678 | NAM ERP USD | 16-SEP-2025 | 4275.00 | 01-NOV-2025 | 4700.00
| SRT3000XLT | APC Smart-UPS SRT 3000VA 208V | https://www.se.com/us/en/product/SRT3000XLT | 208 AC 1 PH | 208 1 PH | 9.69x23.58x34.29(in) 24.60x59.90x87.10(cent) | 36.74(kilos) 81.01(lbs) |  |  | 731304317685 | NAM ERP USD | 16-SEP-2025 | 4225.00 | 01-NOV-2025 | 4625.00
| SRT3000XLT-5KTF | APC Smart-UPS SRT 3000VA 208/240V to 120V Step-Down Transformer | https://www.se.com/us/en/product/SRT3000XLT-5KTF | 208 AC 1 PH | 120 1 PH,208 1 PH | 23.39x23.74x38.58(in) 59.40x60.30x98.00(cent) | 100.24(kilos) 221.03(lbs) |  |  | 731304634645 | NAM ERP USD | 16-SEP-2025 | 5375.00 | 01-NOV-2025 | 5925.00
| SRT3000XLW-IEC | APC Smart-UPS SRT 3000VA 208/230V IEC | https://www.se.com/us/en/product/SRT3000XLW-IEC | 208 AC 1 PH,230 AC 1 PH | 208 1 PH,230 1 PH | 9.69x23.58x34.29(in) 24.60x59.90x87.10(cent) | 36.74(kilos) 81.01(lbs) |  |  | 731304320081 | NAM ERP USD | 16-SEP-2025 | 4225.00 | 01-NOV-2025 | 4625.00
| SRTL2K2RM1UC | APC Smart-UPS SRT, Lithium-Ion, 2200VA 120V with SmartConnect | https://www.se.com/us/en/product/SRTL2K2RM1UC | 120 AC 1 PH,125 AC 1 PH | 120 AC 1 PH,125 AC 1 PH | 10.94x30.08x22.20(in) 27.80x76.40x56.40(cent) | 24.18(kilos) 53.32(lbs) |  |  | 731304435556 | NAM ERP USD | 16-SEP-2025 | 4625.00 | 01-NOV-2025 | 5100.00
| SRTL2K2RM1UNC | APC Smart-UPS SRT, Lithium-Ion, 2200VA 120V, with SmartConnect, with Network Management Card | https://www.se.com/us/en/product/SRTL2K2RM1UNC | 120 AC 1 PH,125 AC 1 PH | 120 AC 1 PH,125 AC 1 PH | 10.94x30.08x22.20(in) 27.80x76.40x56.40(cent) | 24.18(kilos) 53.32(lbs) |  |  | 731304435563 | NAM ERP USD | 16-SEP-2025 | 5475.00 | 01-NOV-2025 | 6000.00
| SRTL2K2RM1UWC | APC Smart-UPS Ultra, 2200VA 208+230V 1U, with Lithium-Ion Battery, with SmartConnect | https://www.se.com/us/en/product/SRTL2K2RM1UWC | 208 AC 1 PH,240 AC 1 PH | 208 AC 1 PH,240 AC 1 PH | 10.95x30.08x22.20(in) 27.82x76.40x56.40(cent) | 24.18(kilos) 53.32(lbs) |  |  | 731304573586 | NAM ERP USD | 16-SEP-2025 | 4625.00 | 01-NOV-2025 | 5100.00
| SRTL2K2RM1UWNC | APC Smart-UPS Ultra, 2200VA 208+230V 1U, with Lithium-Ion Battery, with Network Management Card Embedded | https://www.se.com/us/en/product/SRTL2K2RM1UWNC | 208 AC 1 PH,240 AC 1 PH | 208 AC 1 PH,240 AC 1 PH | 10.95x30.08x22.20(in) 27.82x76.40x56.40(cent) | 24.18(kilos) 53.32(lbs) |  |  | 731304573593 | NAM ERP USD | 16-SEP-2025 | 5475.00 | 01-NOV-2025 | 6000.00
| SRTL3KRM1UC | APC Smart-UPS SRT, Lithium-Ion, 3000VA 120V with SmartConnect | https://www.se.com/us/en/product/SRTL3KRM1UC | 120 AC 1 PH,125 AC 1 PH | 120 AC 1 PH,125 AC 1 PH | 10.95x30.08x22.20(in) 27.82x76.40x56.40(cent) | 24.17(kilos) 53.29(lbs) |  |  | 731304435532 | NAM ERP USD | 16-SEP-2025 | 6150.00 | 01-NOV-2025 | 6750.00
| SRTL3KRM1UNC | APC Smart-UPS SRT, Lithium-Ion, 3000VA 120V, with SmartConnect, with Network Management Card | https://www.se.com/us/en/product/SRTL3KRM1UNC | 120 AC 1 PH,125 AC 1 PH | 120 AC 1 PH,125 AC 1 PH | 10.95x30.08x22.20(in) 27.82x76.40x56.40(cent) | 24.17(kilos) 53.29(lbs) |  |  | 731304435549 | NAM ERP USD | 16-SEP-2025 | 7300.00 | 01-NOV-2025 | 8025.00
| SRTL3KRM1UWC | APC Smart-UPS Ultra, 3000VA 208+230V 1U, with Lithium-Ion Battery, with SmartConnect | https://www.se.com/us/en/product/SRTL3KRM1UWC | 208 AC 1 PH,240 AC 1 PH | 208 AC 1 PH,240 AC 1 PH | 10.94x30.08x22.20(in) 27.80x76.40x56.40(cent) | 24.20(kilos) 53.36(lbs) |  |  | 731304573524 | NAM ERP USD | 16-SEP-2025 | 6150.00 | 01-NOV-2025 | 6750.00
| SRTL3KRM1UWNC | APC Smart-UPS Ultra, 3000VA 208+230V 1U, with Lithium-Ion Battery, with Network Management Card Embedded | https://www.se.com/us/en/product/SRTL3KRM1UWNC | 208 AC 1 PH,240 AC 1 PH | 208 AC 1 PH,240 AC 1 PH | 10.94x30.08x22.20(in) 27.80x76.40x56.40(cent) | 24.20(kilos) 53.36(lbs) |  |  | 731304573531 | NAM ERP USD | 16-SEP-2025 | 7300.00 | 01-NOV-2025 | 8025.00
| SRTL5KRM2UT | APC Smart-UPS Ultra On-Line Lithium ion, 5KVA/5KW, 2U Rack/Tower, 208V | https://www.se.com/us/en/product/SRTL5KRM2UT | 208 AC 1 PH | 208 AC 1 PH | 15.43x38.74x23.03(in) 39.20x98.40x58.50(cent) | 38.50(kilos) 84.89(lbs) |  |  | 731304435730 | NAM ERP USD | 16-SEP-2025 | 11200.00 | 01-NOV-2025 | 12300.00
| SRTL5KRM2UT-5KRMTF | APC Smart-UPS SRTL 5KVA RM 208V to 120V 2U Step-Down Transformer | https://www.se.com/us/en/product/SRTL5KRM2UT-5KRMTF | 208 AC 1 PH | 120 AC 1 PH | 20.00x24.49x37.80(in) 50.80x62.20x96.00(cent) | 79.10(kilos) 174.42(lbs) |  |  | 731304437086 | NAM ERP USD | 16-SEP-2025 | 12200.00 | 01-NOV-2025 | 13400.00
| SRTL5KRM2UT-5KTF | APC Smart-UPS SRTL 5KVA Tower 208V to 120V 2U Step-Down Transformer | https://www.se.com/us/en/product/SRTL5KRM2UT-5KTF | 230 AC 1 PH,240 AC 1 PH | 230 AC 1 PH,240 AC 1 PH | 10.94x24.02x38.58(in) 27.80x61.00x98.00(cent) | 92.70(kilos) 204.40(lbs) |  |  | 731304437079 | NAM ERP USD | 16-SEP-2025 | 12300.00 | 01-NOV-2025 | 13600.00
| SRTL5KRM2UT-HW | APC Smart-UPS Ultra On-Line Lithium ion, 5KVA/5KW, 2U Rack/Tower, 208V, HW | https://www.se.com/us/en/product/SRTL5KRM2UT-HW | 208 AC 1 PH | 208 AC 1 PH | 15.43x38.74x23.03(in) 39.20x98.40x58.50(cent) | 38.50(kilos) 84.89(lbs) |  |  | 731304738039 | NAM ERP USD | 16-SEP-2025 | 11200.00 | 01-NOV-2025 | 12300.00
| SRTL5KRMTF | APC Smart-UPS Ultra On Line SRTL 5kVA RM Isolation/Step-Down Transformer | https://www.se.com/us/en/product/SRTL5KRMTF | 208 | 120 | 10.00x24.49x37.48(in) 25.40x62.20x95.20(cent) | 49.90(kilos) 110.03(lbs) |  |  | 731304437055 | NAM ERP USD | 16-SEP-2025 | 1375.00 | 01-NOV-2025 | 1500.00
| SRTL5KTF | APC Smart-UPS Ultra On Line SRTL 5kVA Tower Isolation/Step-Down Transformer | https://www.se.com/us/en/product/SRTL5KTF | 208 | 120 | 13.66x23.74x38.58(in) 34.70x60.30x98.00(cent) | 63.50(kilos) 140.02(lbs) |  |  | 731304437048 | NAM ERP USD | 16-SEP-2025 | 1575.00 | 01-NOV-2025 | 1750.00
| SRTL8KRM4UT | APC Smart-UPS Ultra On-Line Lithium ion, 8KVA/8KW, 4U Rack/Tower, 208/240V | https://www.se.com/us/en/product/SRTL8KRM4UT | 208 AC 1 PH,240 AC 1 PH | 208 AC 1 PH,240 AC 1 PH | 24.80x39.37x25.59(in) 63.00x100.00x65.00(cent) | 88.50(kilos) 195.14(lbs) |  |  | 731304578475 | NAM ERP USD | 16-SEP-2025 | 15500.00 | 01-NOV-2025 | 17000.00
| SRTL8KRM4UT-5KTF | APC Smart-UPS Ultra Li-ion 8KVA 208V RM UPS with 1 of 5KVA Step Down Transformer | https://www.se.com/us/en/product/SRTL8KRM4UT-5KTF | 208 AC 1 PH,240 AC 1 PH | 208 AC 1 PH,240 AC 1 PH | 33.15x39.37x25.59(in) 84.20x100.00x65.00(cent) | 134.50(kilos) 296.57(lbs) |  |  | 731304735953 | NAM ERP USD | 16-SEP-2025 | 16800.00 | 01-NOV-2025 | 18500.00
| SRTL10KRM4UT | APC Smart-UPS Ultra On-Line Lithium ion, 10KVA/10KW, 4U Rack/Tower, 208/240V | https://www.se.com/us/en/product/SRTL10KRM4UT | 208 AC 1 PH,240 AC 1 PH | 208 AC 1 PH,240 AC 1 PH | 24.80x39.37x25.59(in) 63.00x100.00x65.00(cent) | 88.50(kilos) 195.14(lbs) |  |  | 731304578482 | NAM ERP USD | 16-SEP-2025 | 17400.00 | 01-NOV-2025 | 19100.00
| SRTL10KRM4UT-5KTF2 | APC Smart-UPS Ultra Li-ion 10KVA 208V RM UPS with 2 of 5KVA Step Down Transformer | https://www.se.com/us/en/product/SRTL10KRM4UT-5KTF2 | 208 AC 1 PH,240 AC 1 PH | 208 AC 1 PH,240 AC 1 PH | 41.50x39.37x25.59(in) 105.40x100.00x65.00(cent) | 180.50(kilos) 398.00(lbs) |  |  | 731304735960 | NAM ERP USD | 16-SEP-2025 | 20400.00 | 01-NOV-2025 | 22400.00
| SRTL50RMBP1U-LI | APC Smart-UPS Ultra 1U RM Lithium-Ion Battery Pack | https://www.se.com/us/en/product/SRTL50RMBP1U-LI |  |  | 7.80x30.08x22.20(in) 19.80x76.40x56.40(cent) | 24.49(kilos) 54.00(lbs) |  |  | 731304414377 | NAM ERP USD | 16-SEP-2025 | 3575.00 | 01-NOV-2025 | 3925.00
| SRTL003 | APC Smart-UPS Ultra On-Line 5KVA OUTPUT IEC KIT | https://www.se.com/us/en/product/SRTL003 |  |  | 10.16x10.51x11.61(in) 25.80x26.70x29.50(cent) | 2.50(kilos) 5.51(lbs) |  |  | 731304433965 | NAM ERP USD | 16-SEP-2025 | 249.99 | 01-NOV-2025 | 269.99
| SRTL011 | APC Smart-UPS Ultra On-Line 10KVA PDU 208V (2)L6-20 (2)L6-30 | https://www.se.com/us/en/product/SRTL011 |  |  | 8.19x5.91x6.89(in) 20.80x15.00x17.50(cent) | 1.34(kilos) 2.95(lbs) |  |  | 731304619383 | NAM ERP USD | 16-SEP-2025 | 319.99 | 01-NOV-2025 | 349.99
| SRTL012 | APC Smart-UPS Ultra On-Line 10KVA PDU 208V (2)L6-30 (2)L6-30 | https://www.se.com/us/en/product/SRTL012 |  |  | 8.19x5.91x6.89(in) 20.80x15.00x17.50(cent) | 1.34(kilos) 2.95(lbs) |  |  | 731304619390 | NAM ERP USD | 16-SEP-2025 | 329.99 | 01-NOV-2025 | 369.99
| SRTL016 | APC Smart-UPS Ultra On-Line 15ft Extension Cable for SRTL 10K 180V XBP | https://www.se.com/us/en/product/SRTL016 |  |  | 15.35x4.92x15.35(in) 39.00x12.50x39.00(cent) | 4.32(kilos) 9.53(lbs) |  |  | 731304619437 | NAM ERP USD | 16-SEP-2025 | 319.99 | 01-NOV-2025 | 349.99
| SRTL180RM2UBP | APC Smart-UPS Ultra On-Line Lithium ion XBP 180V 2U Rack/Tower | https://www.se.com/us/en/product/SRTL180RM2UBP |  |  | 15.43x38.74x23.03(in) 39.20x98.40x58.50(cent) | 42.00(kilos) 92.61(lbs) |  |  | 731304437024 | NAM ERP USD | 16-SEP-2025 | 6150.00 | 01-NOV-2025 | 6775.00
| SRTRK1 | APC 1U Rail Kit | https://www.se.com/us/en/product/SRTRK1 |  |  | 2.80x27.40x5.59(in) 7.10x69.60x14.20(cent) | 3.64(kilos) 8.03(lbs) |  |  | 731304328988 | NAM ERP USD | 16-SEP-2025 | 239.99 | 01-NOV-2025 | 259.99
| SRTRK2 | "APC Smart-UPS SRT 19" Rail Kit for Smart-UPS SRT 5/6/8/10kVA" | https://www.se.com/us/en/product/SRTRK2 |  |  | 2.80x27.40x5.59(in) 7.10x69.60x14.20(cent) | 3.64(kilos) 8.03(lbs) | 10 |  | 731304313113 | NAM ERP USD | 16-SEP-2025 | 279.99 | 01-NOV-2025 | 309.99
| SRTRK3 | APC 2-Post Mounting Rail Kit for Smart-UPS SRT | https://www.se.com/us/en/product/SRTRK3 |  |  | 4.65x11.22x8.50(in) 11.80x28.50x21.60(cent) | 4.20(kilos) 9.26(lbs) |  |  | 731304322382 | NAM ERP USD | 16-SEP-2025 | 289.99 | 01-NOV-2025 | 319.99
| SRTRK4 | "APC Smart-UPS SRT 19" Rail Kit for SRT 1/1.5/2.2/3kVA" | https://www.se.com/us/en/product/SRTRK4 |  |  | 2.76x27.36x7.28(in) 7.00x69.50x18.50(cent) | 3.35(kilos) 7.39(lbs) |  |  | 731304322436 | NAM ERP USD | 16-SEP-2025 | 279.99 | 01-NOV-2025 | 309.99
| SRYL5K15RMXLT | APC Smart-UPS Modular Ultra 5kW Scalable to 15kW N+1 Redundant, Rackmount, 208/240V | https://www.se.com/us/en/product/SRYL5K15RMXLT | 208 AC 1 PH,120 AC 1 PH,240 AC 1 PH | 120 AC 1 PH,208 AC 1 PH,240 AC 1 PH | 38.66x22.83x23.62(in) 98.20x58.00x60.00(cent) | 91.30(kilos) 201.32(lbs) |  |  | 731304420118 | NAM ERP USD | 16-SEP-2025 | 22900.00 | 01-NOV-2025 | 25200.00
| SRYL5K15XLT18 | APC Smart-UPS Modular Ultra 5kW Scalable to 15kW N+1 Redundant, Tower, 208/240V, 18U Rack | https://www.se.com/us/en/product/SRYL5K15XLT18 | 208 AC 1 PH,120 AC 1 PH,240 AC 1 PH | 120 AC 1 PH,208 AC 1 PH,240 AC 1 PH | 41.73x39.17x29.53(in) 106.00x99.50x75.00(cent) | 186.06(kilos) 410.26(lbs) |  |  | 731304622031 | NAM ERP USD | 16-SEP-2025 | 24900.00 | 01-NOV-2025 | 27400.00
| SRYL5K15XLT24 | APC Smart-UPS Modular Ultra 5kW Scalable to 15kW N+1 Redundant, Tower, 208/240V, 24U Rack | https://www.se.com/us/en/product/SRYL5K15XLT24 | 208 AC 1 PH,120 AC 1 PH,240 AC 1 PH | 120 AC 1 PH,208 AC 1 PH,240 AC 1 PH | 52.05x39.17x29.37(in) 132.20x99.50x74.60(cent) | 196.96(kilos) 434.30(lbs) |  |  | 731304622109 | NAM ERP USD | 16-SEP-2025 | 25300.00 | 01-NOV-2025 | 27800.00
| SRYL5K20RMXLT | APC Smart-UPS Modular Ultra 5kW Scalable to 20kW N+1 Redundant, Rackmount, 208/240V | https://www.se.com/us/en/product/SRYL5K20RMXLT | 208 AC 1 PH,120 AC 1 PH,240 AC 1 PH | 120 AC 1 PH,208 AC 1 PH,240 AC 1 PH | 38.66x22.83x23.62(in) 98.20x58.00x60.00(cent) | 91.30(kilos) 201.32(lbs) |  |  | 731304420071 | NAM ERP USD | 16-SEP-2025 | 23100.00 | 01-NOV-2025 | 25400.00
| SRYL5K20XLT18 | APC Smart-UPS Modular Ultra 5kW Scalable to 20kW N+1 Redundant, Tower, 208/240V, 18U Rack | https://www.se.com/us/en/product/SRYL5K20XLT18 | 208 AC 1 PH,120 AC 1 PH,240 AC 1 PH | 120 AC 1 PH,208 AC 1 PH,240 AC 1 PH | 41.73x39.17x29.53(in) 106.00x99.50x75.00(cent) | 206.56(kilos) 455.46(lbs) |  |  | 731304621997 | NAM ERP USD | 16-SEP-2025 | 25100.00 | 01-NOV-2025 | 27600.00
| SRYL5K20XLT24 | APC Smart-UPS Modular Ultra 5kW Scalable to 20kW N+1 Redundant, Tower, 208/240V, 24U Rack | https://www.se.com/us/en/product/SRYL5K20XLT24 | 208 AC 1 PH,120 AC 1 PH,240 AC 1 PH | 120 AC 1 PH,208 AC 1 PH,240 AC 1 PH | 52.05x39.17x29.37(in) 132.20x99.50x74.60(cent) | 217.56(kilos) 479.72(lbs) |  |  | 731304622062 | NAM ERP USD | 16-SEP-2025 | 25500.00 | 01-NOV-2025 | 28000.00
| SRYL5KPMT | APC Smart-UPS Modular Ultra, 5 kW Power Module, 208V | https://www.se.com/us/en/product/SRYL5KPMT |  |  | 6.89x29.69x11.65(in) 17.50x75.40x29.60(cent) | 11.00(kilos) 24.26(lbs) |  |  | 731304420460 | NAM ERP USD | 16-SEP-2025 | 6050.00 | 01-NOV-2025 | 6650.00
| SRYL10K15RMXLT | APC Smart-UPS Modular Ultra 10kW Scalable to 15kW N+1 Redundant, Rackmount, 208/240V | https://www.se.com/us/en/product/SRYL10K15RMXLT | 208 AC 1 PH,120 AC 1 PH,240 AC 1 PH | 120 AC 1 PH,208 AC 1 PH,240 AC 1 PH | 38.66x22.83x23.62(in) 98.20x58.00x60.00(cent) | 112.50(kilos) 248.06(lbs) |  |  | 731304420125 | NAM ERP USD | 16-SEP-2025 | 30100.00 | 01-NOV-2025 | 33100.00
| SRYL10K15XLT18 | APC Smart-UPS Modular Ultra 10kW Scalable to 15kW N+1 Redundant, Tower, 208/240V, 18U Rack | https://www.se.com/us/en/product/SRYL10K15XLT18 | 208 AC 1 PH,120 AC 1 PH,240 AC 1 PH | 120 AC 1 PH,208 AC 1 PH,240 AC 1 PH | 41.73x39.17x29.53(in) 106.00x99.50x75.00(cent) | 205.46(kilos) 453.04(lbs) |  |  | 731304622048 | NAM ERP USD | 16-SEP-2025 | 32300.00 | 01-NOV-2025 | 35600.00
| SRYL10K15XLT24 | APC Smart-UPS Modular Ultra 10kW Scalable to 15kW N+1 Redundant, Tower, 208/240V, 24U Rack | https://www.se.com/us/en/product/SRYL10K15XLT24 | 208 AC 1 PH,120 AC 1 PH,240 AC 1 PH | 120 AC 1 PH,208 AC 1 PH,240 AC 1 PH | 52.05x39.17x29.37(in) 132.20x99.50x74.60(cent) | 216.36(kilos) 477.07(lbs) |  |  | 731304622116 | NAM ERP USD | 16-SEP-2025 | 32700.00 | 01-NOV-2025 | 36000.00
| SRYL10K20RMXLT | APC Smart-UPS Modular Ultra 10kW Scalable to 20kW N+1 Redundant, Rackmount, 208/240V | https://www.se.com/us/en/product/SRYL10K20RMXLT | 208 AC 1 PH,120 AC 1 PH,240 AC 1 PH | 120 AC 1 PH,208 AC 1 PH,240 AC 1 PH | 38.66x22.83x23.62(in) 98.20x58.00x60.00(cent) | 112.50(kilos) 248.06(lbs) |  |  | 731304420088 | NAM ERP USD | 16-SEP-2025 | 30200.00 | 01-NOV-2025 | 33200.00
| SRYL10K20XLT18 | APC Smart-UPS Modular Ultra 10kW Scalable to 20kW N+1 Redundant, Tower, 208/240V, 18U Rack | https://www.se.com/us/en/product/SRYL10K20XLT18 | 208 AC 1 PH,120 AC 1 PH,240 AC 1 PH | 120 AC 1 PH,208 AC 1 PH,240 AC 1 PH | 41.73x39.17x29.53(in) 106.00x99.50x75.00(cent) | 225.66(kilos) 497.58(lbs) |  |  | 731304622000 | NAM ERP USD | 16-SEP-2025 | 32500.00 | 01-NOV-2025 | 35800.00
| SRYL10K20XLT24 | APC Smart-UPS Modular Ultra 10kW Scalable to 20kW N+1 Redundant, Tower, 208/240V, 24U Rack | https://www.se.com/us/en/product/SRYL10K20XLT24 | 208 AC 1 PH,120 AC 1 PH,240 AC 1 PH | 120 AC 1 PH,208 AC 1 PH,240 AC 1 PH | 52.05x39.17x29.37(in) 132.20x99.50x74.60(cent) | 236.96(kilos) 522.50(lbs) |  |  | 731304622079 | NAM ERP USD | 16-SEP-2025 | 32900.00 | 01-NOV-2025 | 36200.00
| SRYL15K15RMXLT | APC Smart-UPS Modular Ultra 15kW Scalable to 15kW N+1 Redundant, Rackmount, 208/240V | https://www.se.com/us/en/product/SRYL15K15RMXLT | 208 AC 1 PH,120 AC 1 PH,240 AC 1 PH | 120 AC 1 PH,208 AC 1 PH,240 AC 1 PH | 38.66x22.83x23.62(in) 98.20x58.00x60.00(cent) | 133.50(kilos) 294.37(lbs) |  |  | 731304420132 | NAM ERP USD | 16-SEP-2025 | 37500.00 | 01-NOV-2025 | 41200.00
| SRYL15K15XLT18 | APC Smart-UPS Modular Ultra 15kW Scalable to 15kW N+1 Redundant, Tower, 208/240V, 18U Rack | https://www.se.com/us/en/product/SRYL15K15XLT18 | 208 AC 1 PH,120 AC 1 PH,240 AC 1 PH | 120 AC 1 PH,208 AC 1 PH,240 AC 1 PH | 41.73x39.17x29.53(in) 106.00x99.50x75.00(cent) | 224.86(kilos) 495.82(lbs) |  |  | 731304622055 | NAM ERP USD | 16-SEP-2025 | 40000.00 | 01-NOV-2025 | 44000.00
| SRYL15K15XLT24 | APC Smart-UPS Modular Ultra 15kW Scalable to 15kW N+1 Redundant, Tower, 208/240V, 24U Rack | https://www.se.com/us/en/product/SRYL15K15XLT24 | 208 AC 1 PH,120 AC 1 PH,240 AC 1 PH | 120 AC 1 PH,208 AC 1 PH,240 AC 1 PH | 52.05x39.17x29.37(in) 132.20x99.50x74.60(cent) | 235.76(kilos) 519.85(lbs) |  |  | 731304622123 | NAM ERP USD | 16-SEP-2025 | 40400.00 | 01-NOV-2025 | 44500.00
| SRYL15K20RMXLT | APC Smart-UPS Modular Ultra 15kW Scalable to 20kW N+1 Redundant, Rackmount, 208/240V | https://www.se.com/us/en/product/SRYL15K20RMXLT | 208 AC 1 PH,120 AC 1 PH,240 AC 1 PH | 120 AC 1 PH,208 AC 1 PH,240 AC 1 PH | 38.66x22.83x23.62(in) 98.20x58.00x60.00(cent) | 133.50(kilos) 294.37(lbs) |  |  | 731304420095 | NAM ERP USD | 16-SEP-2025 | 37400.00 | 01-NOV-2025 | 41100.00
| SRYL15K20XLT18 | APC Smart-UPS Modular Ultra 15kW Scalable to 20kW N+1 Redundant, Tower, 208/240V, 18U Rack | https://www.se.com/us/en/product/SRYL15K20XLT18 | 208 AC 1 PH,120 AC 1 PH,240 AC 1 PH | 120 AC 1 PH,208 AC 1 PH,240 AC 1 PH | 41.73x39.17x29.53(in) 106.00x99.50x75.00(cent) | 245.36(kilos) 541.02(lbs) |  |  | 731304622017 | NAM ERP USD | 16-SEP-2025 | 39900.00 | 01-NOV-2025 | 43900.00
| SRYL15K20XLT24 | APC Smart-UPS Modular Ultra 15kW Scalable to 20kW N+1 Redundant, Tower, 208/240V, 24U Rack | https://www.se.com/us/en/product/SRYL15K20XLT24 | 208 AC 1 PH,120 AC 1 PH,240 AC 1 PH | 120 AC 1 PH,208 AC 1 PH,240 AC 1 PH | 52.05x39.17x29.37(in) 132.20x99.50x74.60(cent) | 256.36(kilos) 565.27(lbs) |  |  | 731304622086 | NAM ERP USD | 16-SEP-2025 | 40300.00 | 01-NOV-2025 | 44300.00
| SRYL20K20RMXLT | APC Smart-UPS Modular Ultra 20kW Scalable to 20kW N+1 Redundant, Rackmount, 208/240V | https://www.se.com/us/en/product/SRYL20K20RMXLT | 208 AC 1 PH,120 AC 1 PH,240 AC 1 PH | 120 AC 1 PH,208 AC 1 PH,240 AC 1 PH | 38.66x22.83x23.62(in) 98.20x58.00x60.00(cent) | 167.00(kilos) 368.24(lbs) |  |  | 731304420101 | NAM ERP USD | 16-SEP-2025 | 48200.00 | 01-NOV-2025 | 53000.00
| SRYL20K20XLT18 | APC Smart-UPS Modular Ultra 20kW Scalable to 20kW N+1 Redundant, Tower, 208/240V, 18U Rack | https://www.se.com/us/en/product/SRYL20K20XLT18 | 208 AC 1 PH,120 AC 1 PH,240 AC 1 PH | 120 AC 1 PH,208 AC 1 PH,240 AC 1 PH | 41.73x39.17x29.53(in) 106.00x99.50x75.00(cent) | 264.76(kilos) 583.80(lbs) |  |  | 731304622024 | NAM ERP USD | 16-SEP-2025 | 51200.00 | 01-NOV-2025 | 56300.00
| SRYL20K20XLT24 | APC Smart-UPS Modular Ultra 20kW Scalable to 20kW N+1 Redundant, Tower, 208/240V, 24U Rack | https://www.se.com/us/en/product/SRYL20K20XLT24 | 208 AC 1 PH,120 AC 1 PH,240 AC 1 PH | 120 AC 1 PH,208 AC 1 PH,240 AC 1 PH | 52.05x39.17x29.37(in) 132.20x99.50x74.60(cent) | 275.76(kilos) 608.05(lbs) |  |  | 731304622093 | NAM ERP USD | 16-SEP-2025 | 51600.00 | 01-NOV-2025 | 56700.00
| SRYLBM | APC Smart-UPS Modular Ultra Lithium-ion Battery Module | https://www.se.com/us/en/product/SRYLBM |  |  | 6.10x28.78x10.98(in) 15.50x73.10x27.90(cent) | 11.50(kilos) 25.36(lbs) |  |  | 731304420484 | NAM ERP USD | 16-SEP-2025 | 4400.00 | 01-NOV-2025 | 4850.00
| SRYLF15KRMT | APC Smart-UPS Modular Ultra 15kW N+1 UPS Frame, Rackmount, 208/120V | https://www.se.com/us/en/product/SRYLF15KRMT | 208 AC | 120 AC | 22.83x38.66x23.62(in) 58.00x98.20x60.00(cent) | 70.00(kilos) 154.35(lbs) |  |  | 731304420149 | NAM ERP USD | 16-SEP-2025 | 25500.00 | 01-NOV-2025 | 28000.00
| SRYLF15T18 | APC Smart-UPS Modular Ultra 15kW Frame, N+1 Redundant, Tower, 208/240V, 18U Rack | https://www.se.com/us/en/product/SRYLF15T18 | 208 AC | 208 AC | 41.73x39.17x29.53(in) 106.00x99.50x75.00(cent) | 139.50(kilos) 307.60(lbs) |  |  | 731304622314 | NAM ERP USD | 16-SEP-2025 | 27600.00 | 01-NOV-2025 | 30300.00
| SRYLF15T24 | APC Smart-UPS Modular Ultra 15kW Frame, N+1 Redundant, Tower, 208/240V, 24U Rack | https://www.se.com/us/en/product/SRYLF15T24 | 208 AC | 240 AC | 52.05x39.17x29.37(in) 132.20x99.50x74.60(cent) | 160.32(kilos) 353.51(lbs) |  |  | 731304622321 | NAM ERP USD | 16-SEP-2025 | 28000.00 | 01-NOV-2025 | 30800.00
| SRYLF20KRMT | APC Smart-UPS Modular Ultra 20kW N+1 UPS Frame, Rackmount, 208/120V | https://www.se.com/us/en/product/SRYLF20KRMT | 208 AC | 120 AC | 11.81x39.37x23.62(in) 30.00x100.00x60.00(cent) | 27.25(kilos) 60.09(lbs) |  |  | 731304420156 | NAM ERP USD | 16-SEP-2025 | 25700.00 | 01-NOV-2025 | 28300.00
| SRYLF20T18 | APC Smart-UPS Modular Ultra 20kW Frame, N+1 Redundant, Tower, 208/240V, 18U Rack | https://www.se.com/us/en/product/SRYLF20T18 | 208 AC | 240 AC | 41.73x39.17x29.53(in) 106.00x99.50x75.00(cent) | 158.50(kilos) 349.49(lbs) |  |  | 731304622338 | NAM ERP USD | 16-SEP-2025 | 27800.00 | 01-NOV-2025 | 30600.00
| SRYLF20T24 | APC Smart-UPS Modular Ultra 20kW Frame, N+1 Redundant, Tower, 208/240V, 24U Rack | https://www.se.com/us/en/product/SRYLF20T24 | 208 AC | 240 AC | 52.05x39.17x29.37(in) 132.20x99.50x74.60(cent) | 179.32(kilos) 395.40(lbs) |  |  | 731304622345 | NAM ERP USD | 16-SEP-2025 | 28200.00 | 01-NOV-2025 | 31100.00
| SRYLFSU1 | Smart-UPS Modular Ultra UPS Communication Card | https://www.se.com/us/en/product/SRYLFSU1 |  |  | 2.36x5.91x7.28(in) 6.00x15.00x18.50(cent) | 0.32(kilos) 0.71(lbs) |  |  | 731304423409 | NAM ERP USD | 16-SEP-2025 | 209.99 | 01-NOV-2025 | 229.99
| SRYLFSU2 | Smart-UPS Modular Ultra XBP Communication Card | https://www.se.com/us/en/product/SRYLFSU2 |  |  | 3.98x20.71x9.84(in) 10.10x52.60x25.00(cent) | 1.50(kilos) 3.31(lbs) |  |  | 731304423416 | NAM ERP USD | 16-SEP-2025 | 339.99 | 01-NOV-2025 | 369.99
| SRYLFSU3 | APC Smart-UPS High Density Modular Display | https://www.se.com/us/en/product/SRYLFSU3 |  |  | 8.27x2.36x7.20(in) 21.00x6.00x18.30(cent) | 0.54(kilos) 1.19(lbs) |  |  | 731304426097 | NAM ERP USD | 16-SEP-2025 | 889.00 | 01-NOV-2025 | 969.00
| SRYLFSU6A | Smart-UPS High Density Modular UPS Frame Electronics Module, 125A | https://www.se.com/us/en/product/SRYLFSU6A |  |  | 10.04x28.74x23.23(in) 25.50x73.00x59.00(cent) | 24.70(kilos) 54.46(lbs) |  |  | 731304426073 | NAM ERP USD | 16-SEP-2025 | 9825.00 | 01-NOV-2025 | 10800.00
| SRYLFSU6B | Smart-UPS High Density Modular UPS Frame Electronics Module, 100A | https://www.se.com/us/en/product/SRYLFSU6B |  |  | 10.04x28.74x23.23(in) 25.50x73.00x59.00(cent) | 24.70(kilos) 54.46(lbs) |  |  | 731304426080 | NAM ERP USD | 16-SEP-2025 | 9875.00 | 01-NOV-2025 | 10900.00
| SRYLFSU7 | APC Smart-UPS High Density Modular I/O Wiring Tray, 200/208V | https://www.se.com/us/en/product/SRYLFSU7 |  |  | 7.09x9.45x10.24(in) 18.00x24.00x26.00(cent) | 1.90(kilos) 4.19(lbs) |  |  | 731304638117 | NAM ERP USD | 16-SEP-2025 | 749.00 | 01-NOV-2025 | 819.00
| SRYLFXBPRM4 | APC Smart-UPS Modular Ultra External Battery Frame, Rackmount | https://www.se.com/us/en/product/SRYLFXBPRM4 |  |  | 11.42x38.98x23.03(in) 29.00x99.00x58.50(cent) | 27.00(kilos) 59.53(lbs) |  |  | 731304420866 | NAM ERP USD | 16-SEP-2025 | 6050.00 | 01-NOV-2025 | 6650.00
| SRYLIM | APC Smart-UPS Modular Ultra Intelligence Module | https://www.se.com/us/en/product/SRYLIM |  |  | 5.12x23.62x8.07(in) 13.00x60.00x20.50(cent) | 3.50(kilos) 7.72(lbs) |  |  | 731304420453 | NAM ERP USD | 16-SEP-2025 | 2875.00 | 01-NOV-2025 | 3175.00
| SRYLOPT1 | APC Smart-UPS Modular Ultra 4 Post UPS Rail Kit | https://www.se.com/us/en/product/SRYLOPT1 |  |  | 11.40x33.00x12.70(in) 28.96x83.82x32.26(cent) | 4.30(kilos) 9.48(lbs) |  |  | 731304637172 | NAM ERP USD | 16-SEP-2025 | 239.99 | 01-NOV-2025 | 269.99
| SRYLOPT2 | APC Smart-UPS Modular Ultra 2 Post UPS Rail Kit | https://www.se.com/us/en/product/SRYLOPT2 |  |  | 5.63x8.74x15.24(in) 14.30x22.20x38.71(cent) | 2.60(kilos) 5.73(lbs) |  |  | 731304637189 | NAM ERP USD | 16-SEP-2025 | 149.99 | 01-NOV-2025 | 159.99
| SRYLOPT3 | APC Smart-UPS Modular Ultra 4 Post XBP Rail Kit | https://www.se.com/us/en/product/SRYLOPT3 |  |  | 2.52x23.27x4.25(in) 6.40x59.10x10.80(cent) | 2.20(kilos) 4.85(lbs) |  |  | 731304637196 | NAM ERP USD | 16-SEP-2025 | 159.99 | 01-NOV-2025 | 179.99
| SRYLOPT5 | APC Smart-UPS Modular Ultra 2 Post XBP Rail Kit | https://www.se.com/us/en/product/SRYLOPT5 |  |  | 2.52x23.27x4.25(in) 6.40x59.10x10.80(cent) | 1.20(kilos) 2.65(lbs) |  |  | 731304637202 | NAM ERP USD | 16-SEP-2025 | 129.99 | 01-NOV-2025 | 139.99
| SRYLOPT8 | APC Smart-UPS Modular Ultra 8 Ft. Battery Cable Ext. for External Battery Pack | https://www.se.com/us/en/product/SRYLOPT8 |  |  | 4.02x22.99x18.50(in) 10.20x58.40x47.00(cent) | 5.50(kilos) 12.13(lbs) |  |  | 731304637219 | NAM ERP USD | 16-SEP-2025 | 1075.00 | 01-NOV-2025 | 1200.00
| SRYLPD1 | APC Backplate Kit w/ Qty. 3 L5-20R for Smart-UPS Modular Ultra SRYL | https://www.se.com/us/en/product/SRYLPD1 |  |  | 5.51x10.55x9.21(in) 14.00x26.80x23.40(cent) | 1.30(kilos) 2.87(lbs) |  |  | 731304420743 | NAM ERP USD | 16-SEP-2025 | 439.00 | 01-NOV-2025 | 479.00
| SRYLPD2 | APC Backplate Kit w/ Qty. 6 5-20R for Smart-UPS Modular Ultra SRYL | https://www.se.com/us/en/product/SRYLPD2 |  |  | 5.51x10.55x9.21(in) 14.00x26.80x23.40(cent) | 1.10(kilos) 2.43(lbs) |  |  | 731304420750 | NAM ERP USD | 16-SEP-2025 | 489.00 | 01-NOV-2025 | 529.00
| SRYLPD3 | APC Backplate Kit w/ Qty. 3 L5-30R for Smart-UPS Modular Ultra SRYL | https://www.se.com/us/en/product/SRYLPD3 |  |  | 5.51x10.55x9.21(in) 14.00x26.80x23.40(cent) | 1.30(kilos) 2.87(lbs) |  |  | 731304420767 | NAM ERP USD | 16-SEP-2025 | 509.00 | 01-NOV-2025 | 549.00
| SRYLPD4 | APC Backplate Kit w/ Qty. 2 L14-30R for Smart-UPS Modular Ultra SRYL | https://www.se.com/us/en/product/SRYLPD4 |  |  | 5.51x10.55x9.21(in) 14.00x26.80x23.40(cent) | 1.30(kilos) 2.87(lbs) |  |  | 731304420774 | NAM ERP USD | 16-SEP-2025 | 459.00 | 01-NOV-2025 | 499.00
| SRYLPD5 | APC Backplate Kit w/ Qty. 3 L6-30R for Smart-UPS Modular Ultra SRYL | https://www.se.com/us/en/product/SRYLPD5 |  |  | 5.51x10.55x9.21(in) 14.00x26.80x23.40(cent) | 1.40(kilos) 3.09(lbs) |  |  | 731304420781 | NAM ERP USD | 16-SEP-2025 | 539.00 | 01-NOV-2025 | 599.00
| SRYLPD7 | APC Backplate Kit w/ Qty. 3 L6-20R for Smart-UPS Modular Ultra SRYL | https://www.se.com/us/en/product/SRYLPD7 |  |  | 5.51x10.55x9.21(in) 14.00x26.80x23.40(cent) | 1.40(kilos) 3.09(lbs) |  |  | 731304420804 | NAM ERP USD | 16-SEP-2025 | 569.00 | 01-NOV-2025 | 629.00
| SRYLRMXBP | APC Smart-UPS Modular Ultra External Battery Pack, 4 Battery Modules, Rackmount | https://www.se.com/us/en/product/SRYLRMXBP |  |  | 11.81x39.37x23.62(in) 30.00x100.00x60.00(cent) | 27.30(kilos) 60.20(lbs) |  |  | 731304420859 | NAM ERP USD | 16-SEP-2025 | 10100.00 | 01-NOV-2025 | 11100.00
| SRYLSBP20KP | APC Service Bypass Unit for SRYL, 200/208/230/240V, 125A, MBB, Hardwire Input/Output | https://www.se.com/us/en/product/SRYLSBP20KP |  |  | 11.81x38.19x22.83(in) 30.00x97.00x58.00(cent) | 32.50(kilos) 71.66(lbs) |  |  | 731304434702 | NAM ERP USD | 16-SEP-2025 | 5425.00 | 01-NOV-2025 | 5950.00
| SU032A | APC 4-Post Perforated Rackmount Rails | https://www.se.com/us/en/product/SU032A |  |  | 2.76x4.49x27.36(in) 7.00x11.40x69.50(cent) | 3.18(kilos) 7.01(lbs) | 135 |  | 731304194668 | NAM ERP USD | 16-SEP-2025 | 99.99 | 01-NOV-2025 | 109.99
| SUA24XLBP | APC Smart-UPS XL 24V Battery Pack | https://www.se.com/us/en/product/SUA24XLBP |  |  | 15.24x23.27x12.60(in) 38.70x59.10x32.00(cent) | 33.18(kilos) 73.16(lbs) |  |  | 731304187615 | NAM ERP USD | 16-SEP-2025 | 609.00 | 01-NOV-2025 | 649.00
| SUA48RMXLBP3U | APC Smart-UPS XL 48V RM 3U Battery Pack | https://www.se.com/us/en/product/SUA48RMXLBP3U |  |  | 11.02x38.58x24.02(in) 28.00x98.00x61.00(cent) | 72.00(kilos) 158.76(lbs) | 8 |  | 731304238591 | NAM ERP USD | 16-SEP-2025 | 1400.00 | 01-NOV-2025 | 1500.00
| SUA48XLBP | APC Smart-UPS XL 48V Battery Pack Tower/Rack Convertible | https://www.se.com/us/en/product/SUA48XLBP | 48 DC |  | 20.47x30.31x23.62(in) 52.00x77.00x60.00(cent) | 81.00(kilos) 178.61(lbs) |  |  | 731304244301 | NAM ERP USD | 16-SEP-2025 | 1150.00 | 01-NOV-2025 | 1200.00
| SUA031 | APC Smart-UPS Hardwire Kit for SUA 2200/3000/5000 Models | https://www.se.com/us/en/product/SUA031 | 120 ,230 | 120 ,230 | 5.00x10.00x7.01(in) 12.70x25.40x17.80(cent) | 1.36(kilos) 2.99(lbs) |  |  | 731304260226 | NAM ERP USD | 16-SEP-2025 | 339.99 | 01-NOV-2025 | 359.99
| SUA5000R5TXFMR | APC Smart-UPS 5000VA RM w/Transformer, 208V input and 120/208V Output | https://www.se.com/us/en/product/SUA5000R5TXFMR | 208 AC 1 PH | 208 AC 1 PH,208 | 25.00x24.02x30.00(in) 63.50x61.00x76.20(cent) | 161.36(kilos) 355.80(lbs) |  |  | 731304733003 | NAM ERP USD | 16-SEP-2025 | 7175.00 | 01-NOV-2025 | 7600.00
| SUA5000RMI5U | APC Smart-UPS 5000VA 230V Rackmount/Tower | https://www.se.com/us/en/product/SUA5000RMI5U | 230 AC 1 PH | 230 AC 1 PH | 25.00x30.00x24.02(in) 63.50x76.20x61.00(cent) | 106.82(kilos) 235.54(lbs) | 4 |  | 731304255321 | NAM ERP USD | 16-SEP-2025 | 9600.00 | 01-NOV-2025 | 10200.00
| SUA5000RMT5U | APC Smart-UPS 5000VA 208V Rackmount/Tower | https://www.se.com/us/en/product/SUA5000RMT5U | 208 AC 1 PH | 208 AC 1 PH | 25.00x24.02x30.00(in) 63.50x61.00x76.20(cent) | 106.82(kilos) 235.54(lbs) |  |  | 731304255338 | NAM ERP USD | 16-SEP-2025 | 5900.00 | 01-NOV-2025 | 6275.00
| SURT15KRMXLI | APC Smart-UPS RT 15kVA RM 230V | https://www.se.com/us/en/product/SURT15KRMXLI | 220 AC 1 PH,230 AC 1 PH,240 AC 1 PH,380 AC 3 PH,400 AC 3 PH,415 AC 3 PH | 220 AC 1 PH,230 1 PH,240 1 PH,380 3 PH,400 3 PH,415 3 PH | 38.98x39.49x24.02(in) 99.00x100.30x61.00(cent) | 314.09(kilos) 692.57(lbs) | 2 | 1 | 731304255727 | NAM ERP USD | 16-SEP-2025 | 17800.00 | 01-NOV-2025 | 19500.00
| SURT15KRMXLT | APC Smart-UPS RT 15kVA RM 208V | https://www.se.com/us/en/product/SURT15KRMXLT | 208 AC 1 PH,240 AC 1 PH | 208 AC 1 PH,240 1 PH | 38.98x24.02x39.49(in) 99.00x61.00x100.30(cent) | 314.09(kilos) 692.57(lbs) |  | 1 | 731304266341 | NAM ERP USD | 16-SEP-2025 | 20100.00 | 01-NOV-2025 | 22100.00
| SURT15KRMXLT-1TF10K | APC Smart-UPS RT 15KVA RM 208V, 208V/120V 10KVA Step down Transformer | https://www.se.com/us/en/product/SURT15KRMXLT-1TF10K | 240 AC 1 PH | 240 1 PH |  |  |  |  | 731304733027 | NAM ERP USD | 16-SEP-2025 | 22100.00 | 01-NOV-2025 | 24300.00
| SURT15KRMXLT-TF5 | APC Smart-UPS RT 15KVA RM 208V, 208V/120V 5KVA Step down Transformer | https://www.se.com/us/en/product/SURT15KRMXLT-TF5 | 208 AC 1 PH,240 AC 1 PH | 120 1 PH,208 1 PH,240 1 PH | 48.98x24.02x39.49(in) 124.40x61.00x100.30(cent) | 364.09(kilos) 802.82(lbs) |  | 1 | 731304634638 | NAM ERP USD | 16-SEP-2025 | 21000.00 | 01-NOV-2025 | 23100.00
| SURT18KRMXLJ | Smart-UPS RT 18K | https://www.se.com/us/en/product/SURT18KRMXLJ | 200 AC 1 PH | 200 AC 1 PH | 38.98x24.02x39.49(in) 99.00x61.00x100.30(cent) | 314.27(kilos) 692.97(lbs) |  | 1 | 731304267683 | NAM ERP USD | 16-SEP-2025 | 27400.00 | 01-NOV-2025 | 30100.00
| SURT20KRMXLI | APC Smart-UPS RT 20kVA RM 230V | https://www.se.com/us/en/product/SURT20KRMXLI | 220 AC 1 PH,230 AC 1 PH,240 AC 1 PH,380 AC 3 PH,400 AC 3 PH,415 AC 3 PH | 220 AC 1 PH,230 1 PH,240 1 PH,380 3 PH,400 3 PH,415 AC 3 PH | 38.98x39.49x24.02(in) 99.00x100.30x61.00(cent) | 314.09(kilos) 692.57(lbs) | 2 | 1 | 731304255710 | NAM ERP USD | 16-SEP-2025 | 19300.00 | 01-NOV-2025 | 21300.00
| SURT20KRMXLT | APC Smart-UPS RT 20kVA RM 208V | https://www.se.com/us/en/product/SURT20KRMXLT | 208 AC 1 PH,240 AC 1 PH | 208 AC 1 PH,240 AC 1 PH | 38.98x24.02x39.49(in) 99.00x61.00x100.30(cent) | 314.27(kilos) 692.97(lbs) |  | 1 | 731304266358 | NAM ERP USD | 16-SEP-2025 | 24100.00 | 01-NOV-2025 | 26500.00
| SURT20KRMXLT-1TF10K | APC Smart-UPS RT 20KVA RM 208V, 208V/120V 10KVA Step down Transformer | https://www.se.com/us/en/product/SURT20KRMXLT-1TF10K | 240 AC 1 PH | 120 AC 1 PH,208 AC 1 PH,240 AC 1 PH |  |  |  |  | 731304739838 | NAM ERP USD | 16-SEP-2025 | 25200.00 | 01-NOV-2025 | 27700.00
| SURT20KRMXLT-TF5 | APC Smart-UPS RT 20KVA RM 208V, 208V/120V 5KVA Step down Transformer | https://www.se.com/us/en/product/SURT20KRMXLT-TF5 | 208 AC 1 PH,240 AC 1 PH | 120 AC 1 PH,208 AC 1 PH,240 AC 1 PH | 48.98x24.02x39.49(in) 124.40x61.00x100.30(cent) | 364.27(kilos) 803.22(lbs) |  | 1 | 731304573487 | NAM ERP USD | 16-SEP-2025 | 24100.00 | 01-NOV-2025 | 26500.00
| SURT48RMXLBP | APC Smart-UPS RT 48V RM Battery Pack | https://www.se.com/us/en/product/SURT48RMXLBP |  |  | 11.26x24.80x23.39(in) 28.60x63.00x59.40(cent) | 32.28(kilos) 71.18(lbs) |  |  |  | NAM ERP USD | 16-SEP-2025 | 1225.00 | 01-NOV-2025 | 1325.00
| SURT48XLBP | APC Smart-UPS RT 48V Battery Pack | https://www.se.com/us/en/product/SURT48XLBP |  |  | 11.26x23.39x24.80(in) 28.60x59.40x63.00(cent) | 32.28(kilos) 71.18(lbs) | 12 |  | 731304205258 | NAM ERP USD | 16-SEP-2025 | 929.00 | 01-NOV-2025 | 1025.00
| SURT001 | APC Smart-UPS RT 3000VA 230V Isolation Transformer | https://www.se.com/us/en/product/SURT001 | 230 | 230 | 13.66x23.74x38.58(in) 34.70x60.30x98.00(cent) | 63.64(kilos) 140.33(lbs) |  |  | 731304217787 | NAM ERP USD | 16-SEP-2025 | 1225.00 | 01-NOV-2025 | 1350.00
| SURT002 | APC Smart-UPS RT 5000VA 230V Isolation Transformer | https://www.se.com/us/en/product/SURT002 | 230 | 230 | 13.66x23.74x38.58(in) 34.70x60.30x98.00(cent) | 63.64(kilos) 140.33(lbs) |  |  | 731304217794 | NAM ERP USD | 16-SEP-2025 | 1300.00 | 01-NOV-2025 | 1425.00
| SURT007 | APC Smart-UPS RT 3/5/6KVA Input/Output Hardwire Kit | https://www.se.com/us/en/product/SURT007 |  |  | 4.61x8.27x6.89(in) 11.70x21.00x17.50(cent) | 0.84(kilos) 1.84(lbs) |  |  | 731304217282 | NAM ERP USD | 16-SEP-2025 | 319.99 | 01-NOV-2025 | 349.99
| SURT008 | APC Smart-UPS RT 15ft Extension Cable for 192VDC External Battery Packs | https://www.se.com/us/en/product/SURT008 |  |  | 4.25x23.27x18.50(in) 10.80x59.10x47.00(cent) | 4.10(kilos) 9.04(lbs) |  |  | 731304232476 | NAM ERP USD | 16-SEP-2025 | 539.00 | 01-NOV-2025 | 599.00
| SURT013 | SURT Equipment Cart | https://www.se.com/us/en/product/SURT013 |  |  | 4.02x19.02x27.01(in) 10.20x48.30x68.60(cent) | 15.91(kilos) 35.08(lbs) |  |  | 731304262350 | NAM ERP USD | 16-SEP-2025 | 309.99 | 01-NOV-2025 | 339.99
| SURT019 | APC Smart-UPS RT 3.5M Extension Cable for XLBP2 External Battery Packs | https://www.se.com/us/en/product/SURT019 |  |  | 7.95x14.02x15.98(in) 20.20x35.60x40.60(cent) | 4.94(kilos) 10.89(lbs) | 36 |  | 731304267430 | NAM ERP USD | 16-SEP-2025 | 479.00 | 01-NOV-2025 | 529.00
| SURT192RMXLBP | APC Smart-UPS RT 192V RM Battery Pack | https://www.se.com/us/en/product/SURT192RMXLBP |  |  | 16.26x23.62x39.37(in) 41.30x60.00x100.00(cent) | 101.36(kilos) 223.50(lbs) |  |  |  | NAM ERP USD | 16-SEP-2025 | 2025.00 | 01-NOV-2025 | 2225.00
| SURT192RMXLBP2 | APC Smart-UPS RT192V RM Battery Pack 2 Rows | https://www.se.com/us/en/product/SURT192RMXLBP2 |  |  | 17.01x39.49x24.02(in) 43.20x100.30x61.00(cent) | 220.45(kilos) 486.09(lbs) | 4 |  | 731304255734 | NAM ERP USD | 16-SEP-2025 | 4925.00 | 01-NOV-2025 | 5425.00
| SURT192RMXLBP3U | APC Smart-UPS RT 192V RM Battery Pack | https://www.se.com/us/en/product/SURT192RMXLBP3U | 208 | 208 | 16.26x23.62x39.37(in) 41.30x60.00x100.00(cent) | 101.36(kilos) 223.50(lbs) |  |  | 731304259336 | NAM ERP USD | 16-SEP-2025 | 1900.00 | 01-NOV-2025 | 2075.00
| SURT192XLBP | APC Smart-UPS RT 192V Battery Pack | https://www.se.com/us/en/product/SURT192XLBP |  |  | 16.26x39.37x23.62(in) 41.30x100.00x60.00(cent) | 101.36(kilos) 223.50(lbs) |  |  | 731304205241 | NAM ERP USD | 16-SEP-2025 | 1750.00 | 01-NOV-2025 | 1900.00
| SURT192XLBPJ | APC Smart-UPS RT 192V Battery Pack for Japan | https://www.se.com/us/en/product/SURT192XLBPJ |  |  | 16.30x23.62x39.37(in) 41.40x60.00x100.00(cent) | 102.00(kilos) 224.91(lbs) |  |  | 731304217480 | NAM ERP USD | 16-SEP-2025 | 1625.00 | 01-NOV-2025 | 1775.00
| SURT1000RMXLI | APC Smart-UPS RT 1000VA RM 230V | https://www.se.com/us/en/product/SURT1000RMXLI | 230 AC 1 PH | 230 1 PH | 11.26x23.39x24.80(in) 28.60x59.40x63.00(cent) | 27.80(kilos) 61.30(lbs) |  |  |  | NAM ERP USD | 16-SEP-2025 | 1725.00 | 01-NOV-2025 | 1875.00
| SURT1000XLI | APC Smart-UPS RT 1000VA 230V | https://www.se.com/us/en/product/SURT1000XLI | 230 AC 1 PH | 230 1 PH | 11.26x24.80x23.39(in) 28.60x63.00x59.40(cent) | 27.80(kilos) 61.30(lbs) | 4 |  | 731304205418 | NAM ERP USD | 16-SEP-2025 | 2100.00 | 01-NOV-2025 | 2325.00
| SURT1000XLI-NC | APC SMART-UPS RT 1000VA 230V Network Card | https://www.se.com/us/en/product/SURT1000XLI-NC | 230 AC 1 PH | 230 1 PH | 11.26x24.80x23.39(in) 28.60x63.00x59.40(cent) | 27.74(kilos) 61.17(lbs) |  |  | 731304324201 | NAM ERP USD | 16-SEP-2025 | 1975.00 | 01-NOV-2025 | 2175.00
| SURT3000XLIX554 | APC Smart-UPS RT 3000VA 230V | https://www.se.com/us/en/product/SURT3000XLIX554 | 230 AC 1 PH | 230 AC 1 PH | 13.66x23.74x38.58(in) 34.70x60.30x98.00(cent) | 63.64(kilos) 140.33(lbs) |  |  | 731304268895 | NAM ERP USD | 16-SEP-2025 | 3100.00 | 01-NOV-2025 | 3425.00
| SURTA48RMXLBP2U | APC Smart-UPS RT 48V RM Battery Pack | https://www.se.com/us/en/product/SURTA48RMXLBP2U |  |  | 10.00x24.02x28.74(in) 25.40x61.00x73.00(cent) | 37.09(kilos) 81.78(lbs) |  |  | 731304259329 | NAM ERP USD | 16-SEP-2025 | 1200.00 | 01-NOV-2025 | 1325.00
| SURTA48XLBP | APC Smart-UPS RT 48V Battery Pack | https://www.se.com/us/en/product/SURTA48XLBP |  |  | 10.00x24.02x28.74(in) 25.40x61.00x73.00(cent) | 37.09(kilos) 81.78(lbs) |  |  | 731304226352 | NAM ERP USD | 16-SEP-2025 | 949.00 | 01-NOV-2025 | 1050.00
| SURTA48XLBPJ | APC Smart-UPS RT 48V Battery Pack Japan | https://www.se.com/us/en/product/SURTA48XLBPJ |  |  | 10.83x23.43x29.65(in) 27.50x59.50x75.30(cent) | 39.00(kilos) 86.00(lbs) |  |  | 731304228721 | NAM ERP USD | 16-SEP-2025 | 879.00 | 01-NOV-2025 | 969.00
| SURTA2200XL-BR | APC Smart-UPS RT 2200VA Brazil 120V | https://www.se.com/us/en/product/SURTA2200XL-BR | 120 AC 1 PH | 120 AC 1 PH | 10.24x24.02x29.02(in) 26.00x61.00x73.70(cent) | 31.36(kilos) 69.15(lbs) |  |  | 731304281986 | NAM ERP USD | 16-SEP-2025 | 2100.00 | 01-NOV-2025 | 2300.00
| SURTA3000XL | APC SMART-UPS RT 3000VA 120V | https://www.se.com/us/en/product/SURTA3000XL | 120 AC 1 PH | 120 AC 1 PH | 13.66x23.74x38.58(in) 34.70x60.30x98.00(cent) | 63.64(kilos) 140.33(lbs) |  |  | 731304231479 | NAM ERP USD | 16-SEP-2025 | 4000.00 | 01-NOV-2025 | 4400.00
| SURTD5000RMXLP3U | APC Smart-UPS RT 5000VA RM 208/240 (Split-Phase) to 120, 208/240 | https://www.se.com/us/en/product/SURTD5000RMXLP3U | 120 AC 1 PH,208 AC 1 PH | 120 AC 1 PH,208 AC 1 PH | 13.66x23.74x38.58(in) 34.70x60.30x98.00(cent) | 72.12(kilos) 159.02(lbs) |  |  | 731304258810 | NAM ERP USD | 16-SEP-2025 | 7975.00 | 01-NOV-2025 | 8775.00
| SURTD6000RMXLJP3U | Smart-UPS RT 6000 | https://www.se.com/us/en/product/SURTD6000RMXLJP3U | 100 AC 1 PH,200 AC 1 PH | 100 AC 1 PH,200 AC 1 PH | 13.66x23.74x38.58(in) 34.70x60.30x98.00(cent) | 72.27(kilos) 159.36(lbs) |  |  | 731304258834 | NAM ERP USD | 16-SEP-2025 | 9075.00 | 01-NOV-2025 | 9975.00
| SURTD6000RMXLP3U | APC Smart-UPS RT 6000VA RM 208/240 (Split-Phase) to 120, 208/240 | https://www.se.com/us/en/product/SURTD6000RMXLP3U | 120 AC 1 PH,208 AC 1 PH | 120 AC 1 PH,208 AC 1 PH | 13.66x23.74x38.58(in) 34.70x60.30x98.00(cent) | 72.12(kilos) 159.02(lbs) |  |  | 731304258827 | NAM ERP USD | 16-SEP-2025 | 8700.00 | 01-NOV-2025 | 9575.00
| SURTRK | "APC Smart-UPS RT 19" Rail Kit 1 - 2.2KVA" | https://www.se.com/us/en/product/SURTRK |  |  | 2.76x27.36x4.49(in) 7.00x69.50x11.40(cent) | 3.17(kilos) 7.00(lbs) | 16 |  | 731304205494 | NAM ERP USD | 16-SEP-2025 | 289.99 | 01-NOV-2025 | 319.99
| SURTRK2 | "APC Smart-UPS RT 19" Rail Kit for Smart-UPS RT 3/5/6/8/10kVA" | https://www.se.com/us/en/product/SURTRK2 |  |  | 2.76x27.17x5.67(in) 7.00x69.00x14.40(cent) | 4.32(kilos) 9.52(lbs) | 3 |  | 731304206743 | NAM ERP USD | 16-SEP-2025 | 289.99 | 01-NOV-2025 | 319.99
| SURTRK4 | "APC Smart-UPS RT 19" Rail Kit for Smart-UPS RT 15/20kVA" | https://www.se.com/us/en/product/SURTRK4 |  |  | 2.44x7.48x30.71(in) 6.20x19.00x78.00(cent) | 5.45(kilos) 12.02(lbs) |  |  | 731304267447 | NAM ERP USD | 16-SEP-2025 | 349.99 | 01-NOV-2025 | 379.99
| SYAFSU13 | APC Symmetra LX frame electronics module- 200/208V | https://www.se.com/us/en/product/SYAFSU13 |  |  | 7.24x22.24x28.74(in) 18.40x56.50x73.00(cent) | 14.55(kilos) 32.08(lbs) |  |  | 731304247869 | NAM ERP USD | 16-SEP-2025 | 4100.00 | 01-NOV-2025 | 4525.00
| SYAFSU14 | APC Symmetra LX Input/Output wiring tray-200/208V | https://www.se.com/us/en/product/SYAFSU14 |  |  | 10.00x9.02x6.50(in) 25.40x22.90x16.50(cent) | 2.74(kilos) 6.04(lbs) |  |  | 731304234838 | NAM ERP USD | 16-SEP-2025 | 1075.00 | 01-NOV-2025 | 1175.00
| SYAOPT1 | APC Symmetra LX 4-post rack-mounting rails | https://www.se.com/us/en/product/SYAOPT1 |  |  | 4.49x12.99x5.00(in) 11.40x33.00x12.70(cent) | 3.27(kilos) 7.21(lbs) |  |  | 731304233886 | NAM ERP USD | 16-SEP-2025 | 419.00 | 01-NOV-2025 | 459.00
| SYAOPT2XR3 | APC Symmetra LX module CTO kit- XR3 Frame | https://www.se.com/us/en/product/SYAOPT2XR3 |  |  | 15.00x12.01x0.24(in) 38.10x30.50x0.60(cent) | 0.20(kilos) 0.44(lbs) |  |  | 731304233879 | NAM ERP USD | 16-SEP-2025 | 99.99 | 01-NOV-2025 | 109.99
| SYAOPT2XR9 | APC Symmetra LX module CTO kit- XR Frame | https://www.se.com/us/en/product/SYAOPT2XR9 |  |  | 30.00x4.02x0.98(in) 76.20x10.20x2.50(cent) | 4.50(kilos) 9.92(lbs) |  |  | 731304233855 | NAM ERP USD | 16-SEP-2025 | 309.99 | 01-NOV-2025 | 339.99
| SYAOPT5 | APC Symmetra LX 15-foot battery cabinet cable- 200/208V | https://www.se.com/us/en/product/SYAOPT5 |  |  | 4.02x22.99x18.50(in) 10.20x58.40x47.00(cent) | 8.18(kilos) 18.04(lbs) |  |  | 731304248156 | NAM ERP USD | 16-SEP-2025 | 1275.00 | 01-NOV-2025 | 1400.00
| SYAOPT5I | APC SYMMETRA LX 4.5 METER BATTERY CABINET CABLE- 230V | https://www.se.com/us/en/product/SYAOPT5I |  |  | 4.02x22.99x18.50(in) 10.20x58.40x47.00(cent) | 8.18(kilos) 18.04(lbs) |  |  | 731304258780 | NAM ERP USD | 16-SEP-2025 | 1550.00 | 01-NOV-2025 | 1700.00
| SYAPD1 | APC Symmetra LX power distribution panel (1) L14-30, (2) L5-20 | https://www.se.com/us/en/product/SYAPD1 | 200 20 |  | 8.58x7.60x5.39(in) 21.80x19.30x13.70(cent) | 2.27(kilos) 5.01(lbs) |  |  | 731304227816 | NAM ERP USD | 16-SEP-2025 | 519.00 | 01-NOV-2025 | 569.00
| SYARMXR3B3 | APC Symmetra LX Extended Run Rack-mount w/ 3 SYBT5, 208V | https://www.se.com/us/en/product/SYARMXR3B3 |  |  | 13.50x23.58x38.58(in) 34.30x59.90x98.00(cent) | 127.73(kilos) 281.64(lbs) |  |  | 731304740032 | NAM ERP USD | 16-SEP-2025 | 4525.00 | 01-NOV-2025 | 4975.00
| SYARMXR3B3I | APC Symmetra LX Extended Run Rack-mount w/ 3 SYBT5, 230V | https://www.se.com/us/en/product/SYARMXR3B3I |  |  | 13.50x23.58x38.58(in) 34.30x59.90x98.00(cent) | 127.74(kilos) 281.67(lbs) |  |  | 731304578321 | NAM ERP USD | 16-SEP-2025 | 4450.00 | 01-NOV-2025 | 4875.00
| SYARMXR9B9 | APC Symmetra LX Extended Run Rack-mount w/ 9 SYBT5, 208V | https://www.se.com/us/en/product/SYARMXR9B9 |  |  | 30.98x23.58x39.25(in) 78.70x59.90x99.70(cent) | 363.18(kilos) 800.81(lbs) |  |  | 731304740056 | NAM ERP USD | 16-SEP-2025 | 12200.00 | 01-NOV-2025 | 13400.00
| SYARMXR9B9I | APC Symmetra LX Extended Run Rack-mount w/ 9 SYBT5, 230V | https://www.se.com/us/en/product/SYARMXR9B9I |  |  | 30.98x23.58x39.25(in) 78.70x59.90x99.70(cent) | 363.18(kilos) 800.81(lbs) |  |  | 731304578338 | NAM ERP USD | 16-SEP-2025 | 11700.00 | 01-NOV-2025 | 12900.00
| SYAXR9B9 | APC SYMMETRA LX EXTENDED RUN TOWER W/9 SYBT5 , 208V | https://www.se.com/us/en/product/SYAXR9B9 |  |  | 35.98x23.58x39.25(in) 91.40x59.90x99.70(cent) | 370.46(kilos) 816.86(lbs) |  |  | 731304233770 | NAM ERP USD | 16-SEP-2025 | 11700.00 | 01-NOV-2025 | 12800.00
| SYAXR9B9I | APC SYMMETRA LX EXTENDED RUN TOWER W/9 SYBT5, 230V | https://www.se.com/us/en/product/SYAXR9B9I |  |  | 35.98x39.25x23.58(in) 91.40x99.70x59.90(cent) | 369.67(kilos) 815.13(lbs) |  |  | 731304233794 | NAM ERP USD | 16-SEP-2025 | 11300.00 | 01-NOV-2025 | 12500.00
| SYBATT | APC Symmetra 4-16kVA Battery Module | https://www.se.com/us/en/product/SYBATT |  |  | 17.28x12.99x31.10(in) 43.90x33.00x79.00(cent) | 31.36(kilos) 69.15(lbs) |  |  | 731304073642 | NAM ERP USD | 16-SEP-2025 | 1125.00 | 01-NOV-2025 | 1225.00
| SYBBE250K500D | APC Symmetra PX 250kW Battery Breaker Enclosure with Fuse Kit for Third Party Batteries | https://www.se.com/us/en/product/SYBBE250K500D |  |  | 84.06x29.53x47.64(in) 213.50x75.00x121.00(cent) | 372.73(kilos) 821.87(lbs) |  |  |  | NAM ERP USD | 16-SEP-2025 | 18400.00 | 01-NOV-2025 | 20200.00
| SYBBE250K500DU | APC Symmetra PX 250kW UL Battery Breaker Enclosure with Fuse Kit for Third Party Batteries | https://www.se.com/us/en/product/SYBBE250K500DU |  |  | 84.06x29.53x47.64(in) 213.50x75.00x121.00(cent) | 372.73(kilos) 821.87(lbs) |  |  |  | NAM ERP USD | 16-SEP-2025 | 18400.00 | 01-NOV-2025 | 20200.00
| SYBBE500K500D | APC Symmetra PX 500kW Battery Breaker Enclosure with Fuse Kit for Third Party Batteries | https://www.se.com/us/en/product/SYBBE500K500D |  |  | 84.06x29.53x47.64(in) 213.50x75.00x121.00(cent) | 374.55(kilos) 825.88(lbs) |  |  |  | NAM ERP USD | 16-SEP-2025 | 18500.00 | 01-NOV-2025 | 20300.00
| SYBBE500K500DU | APC Symmetra PX 500kW UL Battery Breaker Enclosure with Fuse Kit for Third Party Batteries | https://www.se.com/us/en/product/SYBBE500K500DU |  |  | 84.06x29.53x47.64(in) 213.50x75.00x121.00(cent) | 374.55(kilos) 825.88(lbs) |  |  |  | NAM ERP USD | 16-SEP-2025 | 18500.00 | 01-NOV-2025 | 20300.00
| SYBBE-UL | APC Symmetra PX 250/500kW UL Battery Breaker Enclosure for Third Party Batteries | https://www.se.com/us/en/product/SYBBE-UL |  |  | 84.06x29.53x47.64(in) 213.50x75.00x121.00(cent) | 365.00(kilos) 804.83(lbs) |  |  | 731304338161 | NAM ERP USD | 16-SEP-2025 | 17200.00 | 01-NOV-2025 | 18900.00
| SYBFXR3RM | APC SYMMETRA 3 Battery RACKMOUNT XR FRAME (208/120V REGIONS) | https://www.se.com/us/en/product/SYBFXR3RM |  |  | 13.50x23.58x38.58(in) 34.30x59.90x98.00(cent) | 30.92(kilos) 68.18(lbs) |  |  | 731304233787 | NAM ERP USD | 16-SEP-2025 | 1575.00 | 01-NOV-2025 | 1725.00
| SYBFXR3RMI | APC SYMMETRA LX 3 BATTERY RACK-MOUNT XR FRAME, 230V | https://www.se.com/us/en/product/SYBFXR3RMI |  |  | 13.50x23.58x38.58(in) 34.30x59.90x98.00(cent) | 30.92(kilos) 68.18(lbs) |  |  | 731304221708 | NAM ERP USD | 16-SEP-2025 | 1475.00 | 01-NOV-2025 | 1625.00
| SYBFXR8-8 | APC Symmetra PX 250/500kW Battery Enclosure with 8 Battery Modules & Start Up | https://www.se.com/us/en/product/SYBFXR8-8 |  |  | 84.65x44.09x50.00(in) 215.00x112.00x127.00(cent) | 1740.91(kilos) 3838.71(lbs) |  |  |  | NAM ERP USD | 16-SEP-2025 | 56700.00 | 01-NOV-2025 | 62400.00
| SYBFXR9 | APC SYMMETRA LX 9 BATTERY TOWER XR FRAME, 208V | https://www.se.com/us/en/product/SYBFXR9 |  |  | 35.98x23.58x39.25(in) 91.40x59.90x99.70(cent) | 119.09(kilos) 262.59(lbs) |  |  | 731304221692 | NAM ERP USD | 16-SEP-2025 | 3000.00 | 01-NOV-2025 | 3300.00
| SYBFXR9I | APC SYMMETRA LX 9 BATTERY TOWER XR FRAME, 230V | https://www.se.com/us/en/product/SYBFXR9I |  |  | 35.98x23.58x39.25(in) 91.40x59.90x99.70(cent) | 119.09(kilos) 262.59(lbs) |  |  | 731304221715 | NAM ERP USD | 16-SEP-2025 | 3000.00 | 01-NOV-2025 | 3300.00
| SYBFXR9J | APC SYMMETRA LX 9 BATTERY TOWER XR FRAME, 200V | https://www.se.com/us/en/product/SYBFXR9J |  |  | 35.98x23.58x39.25(in) 91.40x59.90x99.70(cent) | 119.09(kilos) 262.59(lbs) |  |  | 731304221814 | NAM ERP USD | 16-SEP-2025 | 2700.00 | 01-NOV-2025 | 2975.00
| SYBFXR9RM | APC SYMMETRA LX 9 BATTERY Rack-MOunt XR FRAME, 208V | https://www.se.com/us/en/product/SYBFXR9RM |  |  | 30.98x23.58x39.25(in) 78.70x59.90x99.70(cent) | 72.73(kilos) 160.37(lbs) |  |  | 731304221739 | NAM ERP USD | 16-SEP-2025 | 2650.00 | 01-NOV-2025 | 2925.00
| SYBFXR9RMI | APC SYMMETRA LX 9 BATTERY Rack-MOunt XR FRAME, 230V | https://www.se.com/us/en/product/SYBFXR9RMI |  |  | 35.98x23.58x39.25(in) 91.40x59.90x99.70(cent) | 72.73(kilos) 160.37(lbs) |  |  | 731304221746 | NAM ERP USD | 16-SEP-2025 | 2550.00 | 01-NOV-2025 | 2825.00
| SYBSC | APC Symmetra PX 250/500 Battery Sidecar for remote battery solution without fuse | https://www.se.com/us/en/product/SYBSC | 480 3 PH,400 3 PH |  | 84.65x29.33x47.64(in) 215.00x74.50x121.00(cent) | 185.45(kilos) 408.92(lbs) |  |  | 731304266280 | NAM ERP USD | 16-SEP-2025 | 7375.00 | 01-NOV-2025 | 8125.00
| SYBSC500K500 | APC Symmetra PX250/500kW Batt. enclosure sidecar for remote battery solution with 1000A fuse kit | https://www.se.com/us/en/product/SYBSC500K500 | 480 3 PH,400 3 PH |  | 84.65x29.33x47.64(in) 215.00x74.50x121.00(cent) | 186.82(kilos) 411.94(lbs) |  |  | 731304253587 | NAM ERP USD | 16-SEP-2025 | 8375.00 | 01-NOV-2025 | 9225.00
| SYBT2 | APC Symmetra RM 2-6kVA Battery Module | https://www.se.com/us/en/product/SYBT2 |  |  | 9.76x25.98x14.02(in) 24.80x66.00x35.60(cent) | 23.86(kilos) 52.61(lbs) |  |  | 731304016908 | NAM ERP USD | 16-SEP-2025 | 1100.00 | 01-NOV-2025 | 1225.00
| SYBT2FR | APC Symmetra RM 2-6kVA Battery Module Flame Retardant | https://www.se.com/us/en/product/SYBT2FR |  |  | 9.76x14.02x25.98(in) 24.80x35.60x66.00(cent) | 23.86(kilos) 52.61(lbs) |  |  | 731304104322 | NAM ERP USD | 16-SEP-2025 | 1100.00 | 01-NOV-2025 | 1225.00
| SYBT3 | APC Symmetra RM 8-12kVA Battery Module | https://www.se.com/us/en/product/SYBT3 |  |  | 17.28x12.99x31.10(in) 43.90x33.00x79.00(cent) | 31.36(kilos) 69.15(lbs) |  |  | 731304108320 | NAM ERP USD | 16-SEP-2025 | 1050.00 | 01-NOV-2025 | 1150.00
| SYBT4 | Battery Module for Symmetra PX, Smart-UPS VT or Galaxy 3500 | https://www.se.com/us/en/product/SYBT4 |  |  | 17.99x32.99x24.02(in) 45.70x83.80x61.00(cent) | 101.82(kilos) 224.51(lbs) | 7 |  | 731304238256 | NAM ERP USD | 16-SEP-2025 | 2975.00 | 01-NOV-2025 | 3250.00
| SYBT5 | APC Symmetra LX Battery Module | https://www.se.com/us/en/product/SYBT5 |  |  | 10.63x29.92x11.42(in) 27.00x76.00x29.00(cent) | 30.50(kilos) 67.25(lbs) | 8 |  | 731304218869 | NAM ERP USD | 16-SEP-2025 | 1175.00 | 01-NOV-2025 | 1300.00
| SYBT5FR | APC SYMMETRA LX FLAME RETARDANT BATTERY MODULE | https://www.se.com/us/en/product/SYBT5FR |  |  | 15.16x11.26x29.53(in) 38.50x28.60x75.00(cent) | 32.28(kilos) 71.18(lbs) |  |  | 731304221623 | NAM ERP USD | 16-SEP-2025 | 1275.00 | 01-NOV-2025 | 1400.00
| SYBT9-B4 | APC High-Performance Battery Module for 400V Symmetra PX 48/96/160KW & 208V Symmetra PX 100KW | https://www.se.com/us/en/product/SYBT9-B4 |  |  | 7.09x23.62x31.89(in) 18.00x60.00x81.00(cent) | 107.40(kilos) 236.82(lbs) |  |  |  | NAM ERP USD | 16-SEP-2025 | 3650.00 | 01-NOV-2025 | 4025.00
| SYBT9-B4LL | APC High Performance Long Life 10 Yrs Battery Module for Symmetra PX 48/96/160KW and PX 100KW | https://www.se.com/us/en/product/SYBT9-B4LL |  |  | 7.09x23.62x31.89(in) 18.00x60.00x81.00(cent) | 107.40(kilos) 236.82(lbs) |  |  |  | NAM ERP USD | 16-SEP-2025 | 3950.00 | 01-NOV-2025 | 4350.00
| SYBT9-B6 | APC High Performance Battery Module for the Symmetra PX 250/500kW | https://www.se.com/us/en/product/SYBT9-B6 |  |  | 7.09x25.51x31.89(in) 18.00x64.80x81.00(cent) | 160.91(kilos) 354.81(lbs) |  |  | 731304569282 | NAM ERP USD | 16-SEP-2025 | 5525.00 | 01-NOV-2025 | 6075.00
| SYBT9-B6LL | APC High Performance Long Life 10 Yrs Battery Module for Symmetra PX 250/500kW | https://www.se.com/us/en/product/SYBT9-B6LL |  |  | 7.09x25.51x31.89(in) 18.00x64.80x81.00(cent) | 160.91(kilos) 354.81(lbs) |  |  |  | NAM ERP USD | 16-SEP-2025 | 6025.00 | 01-NOV-2025 | 6625.00
| SYBTU1-PLP | Symmetra PX Battery Unit | https://www.se.com/us/en/product/SYBTU1-PLP |  |  | 5.91x32.48x7.09(in) 15.00x82.50x18.00(cent) | 23.72(kilos) 52.30(lbs) | 16 |  | 731304123538 | NAM ERP USD | 16-SEP-2025 | 739.00 | 01-NOV-2025 | 809.00
| SYBTU2-PLP | APC Symmetra PX 9Ah Battery Unit, High Performance | https://www.se.com/us/en/product/SYBTU2-PLP |  |  | 5.31x32.68x7.09(in) 13.50x83.00x18.00(cent) | 26.54(kilos) 58.52(lbs) | 16 |  | 731304242529 | NAM ERP USD | 16-SEP-2025 | 939.00 | 01-NOV-2025 | 1050.00
| SYBTU2-PLPLL | APC Symmetra PX 9Ah Battery Unit, High Performance Long Life 10 Yrs | https://www.se.com/us/en/product/SYBTU2-PLPLL |  |  | 7.09x5.91x31.89(in) 18.00x15.00x81.00(cent) | 27.00(kilos) 59.53(lbs) |  |  | 731304323075 | NAM ERP USD | 16-SEP-2025 | 979.00 | 01-NOV-2025 | 1075.00
| SYCC | APC Symmetra Communications Card | https://www.se.com/us/en/product/SYCC | 12 DC | 12 DC | 4.49x8.50x12.76(in) 11.40x21.60x32.40(cent) | 0.57(kilos) 1.26(lbs) |  |  | 731304007562 | NAM ERP USD | 16-SEP-2025 | 609.00 | 01-NOV-2025 | 669.00
| SYCFXR8 | SYMMETRA PX 40kW EXTENDED RUN BATTERY FRAME | https://www.se.com/us/en/product/SYCFXR8 |  |  | 82.01x30.00x40.00(in) 208.30x76.20x101.60(cent) | 272.73(kilos) 601.37(lbs) |  |  | 731304207351 | NAM ERP USD | 16-SEP-2025 | 11100.00 | 01-NOV-2025 | 12200.00
| SYCFXR8-8 | Symmetra PX 40KW Extended Run Battery Frame with 8 Battery Modules & Startup | https://www.se.com/us/en/product/SYCFXR8-8 | 208 3 PH |  | 90.98x30.00x40.00(in) 231.10x76.20x101.60(cent) | 1000.00(kilos) 2205.00(lbs) |  |  |  | NAM ERP USD | 16-SEP-2025 | 29600.00 | 01-NOV-2025 | 32500.00
| SYCFXR8S | Symmetra PX40KW Extended Run Battery Frame with Startup | https://www.se.com/us/en/product/SYCFXR8S |  |  | 82.01x30.00x40.00(in) 208.30x76.20x101.60(cent) | 272.73(kilos) 601.37(lbs) |  |  |  | NAM ERP USD | 16-SEP-2025 | 11600.00 | 01-NOV-2025 | 12700.00
| SYCFXR48 | APC Symmetra PX48 Empty Battery Frame for 9 Battery Modules | https://www.se.com/us/en/product/SYCFXR48 |  |  | 84.65x33.39x47.64(in) 215.00x84.80x121.00(cent) | 379.00(kilos) 835.70(lbs) |  |  | 731304269014 | NAM ERP USD | 16-SEP-2025 | 10900.00 | 01-NOV-2025 | 12000.00
| SYCFXR48-9 | APC Symmetra PX48 Battery Frame with 9 Battery modules and Startup | https://www.se.com/us/en/product/SYCFXR48-9 |  |  | 84.02x33.39x47.64(in) 213.40x84.80x121.00(cent) | 1351.00(kilos) 2978.96(lbs) |  |  | 731304269038 | NAM ERP USD | 16-SEP-2025 | 35000.00 | 01-NOV-2025 | 38500.00
| SYCFXR48-S | APC Symmetra PX48 Empty Battery Frame for 9 Battery modules with Startup | https://www.se.com/us/en/product/SYCFXR48-S |  |  | 84.65x33.39x47.64(in) 215.00x84.80x121.00(cent) | 379.00(kilos) 835.70(lbs) |  |  | 731304269021 | NAM ERP USD | 16-SEP-2025 | 13700.00 | 01-NOV-2025 | 15100.00
| SYCFXRJ9-S | APC Symmetra PX160 Japan Empty Battery Frame for 9 Battery modules with Startup | https://www.se.com/us/en/product/SYCFXRJ9-S |  |  | 84.65x33.39x47.64(in) 215.00x84.80x121.00(cent) | 379.00(kilos) 835.70(lbs) |  |  |  | NAM ERP USD | 16-SEP-2025 | 18800.00 | 01-NOV-2025 | 20600.00
| SYH2K6RMI | APC Symmetra RM 2kVA Scalable to 6kVA N+1 220-240V | https://www.se.com/us/en/product/SYH2K6RMI | 220 AC 1 PH,230 AC 1 PH,240 AC 1 PH | 220 AC 1 PH,230 AC 1 PH,240 AC 1 PH | 20.00x30.98x22.99(in) 50.80x78.70x58.40(cent) | 83.91(kilos) 185.03(lbs) |  |  |  | NAM ERP USD | 16-SEP-2025 | 5750.00 | 01-NOV-2025 | 6325.00
| SYH4K6RMI | APC Symmetra RM 4kVA Scalable to 6kVA N+1 220-240V | https://www.se.com/us/en/product/SYH4K6RMI | 230 AC 1 PH,240 AC 1 PH | 230 AC 1 PH,240 AC 1 PH | 20.00x30.98x22.99(in) 50.80x78.70x58.40(cent) | 116.12(kilos) 256.04(lbs) |  |  |  | NAM ERP USD | 16-SEP-2025 | 9450.00 | 01-NOV-2025 | 10400.00
| SYH6K6I | APC Symmetra RM 6kVA Scalable to 6kVA N+1 220-240V w/Floor Mount Kit | https://www.se.com/us/en/product/SYH6K6I | 230 | 230 | 20.00x22.99x30.98(in) 50.80x58.40x78.70(cent) | 148.64(kilos) 327.75(lbs) |  |  | 731304740216 | NAM ERP USD | 16-SEP-2025 | 11600.00 | 01-NOV-2025 | 12800.00
| SYH6K6J | APC Symmetra RM 6kVA Scalable to 6kVA N+1 200V w/Floor Mount Kit | https://www.se.com/us/en/product/SYH6K6J | 200 | 200 | 20.00x22.99x30.98(in) 50.80x58.40x78.70(cent) | 148.64(kilos) 327.75(lbs) |  |  | 731304740223 | NAM ERP USD | 16-SEP-2025 | 14500.00 | 01-NOV-2025 | 15900.00
| SYH6K6RMI | APC Symmetra RM 6kVA Scalable to 6kVA N+1 220-240V | https://www.se.com/us/en/product/SYH6K6RMI | 220 AC 1 PH,230 AC 1 PH,240 AC 1 PH | 220 AC 1 PH,230 AC 1 PH,240 AC 1 PH | 20.00x22.99x30.98(in) 50.80x58.40x78.70(cent) | 148.64(kilos) 327.75(lbs) |  |  |  | NAM ERP USD | 16-SEP-2025 | 14400.00 | 01-NOV-2025 | 15800.00
| SYH6K6T | APC Symmetra RM 6kVA Scalable to 6kVA N+1 208/240V w/Floor Mount Kit | https://www.se.com/us/en/product/SYH6K6T | 208 | 208 | 20.00x22.99x30.98(in) 50.80x58.40x78.70(cent) | 148.64(kilos) 327.75(lbs) |  |  | 731304740308 | NAM ERP USD | 16-SEP-2025 | 12000.00 | 01-NOV-2025 | 13200.00
| SYHF6KI | APC Symmetra RM 6kVA N+1 Frame 220-240V | https://www.se.com/us/en/product/SYHF6KI | 230 AC 1 PH | 230 AC 1 PH | 20.00x22.99x30.98(in) 50.80x58.40x78.70(cent) | 50.00(kilos) 110.25(lbs) |  |  | 731304016892 | NAM ERP USD | 16-SEP-2025 | 1675.00 | 01-NOV-2025 | 1825.00
| SYHF6KT | APC Symmetra RM 6kVA N+1 Frame 208/240V | https://www.se.com/us/en/product/SYHF6KT | 208 AC 1 PH | 208 AC 1 PH | 20.00x22.99x30.98(in) 50.80x58.40x78.70(cent) | 50.00(kilos) 110.25(lbs) |  |  | 731304016915 | NAM ERP USD | 16-SEP-2025 | 1525.00 | 01-NOV-2025 | 1675.00
| SYMIM2 | APC Symmetra Main Intelligence Module 2 | https://www.se.com/us/en/product/SYMIM2 |  |  | 7.25x12.50x22.76(in) 18.42x31.76x57.80(cent) | 4.10(kilos) 9.04(lbs) |  |  | 731304007692 | NAM ERP USD | 16-SEP-2025 | 1900.00 | 01-NOV-2025 | 2075.00
| SYMIM3 | APC Symmetra RM main Intelligence Module | https://www.se.com/us/en/product/SYMIM3 |  |  | 7.24x12.52x22.76(in) 18.40x31.80x57.80(cent) | 3.18(kilos) 7.01(lbs) |  |  | 731304016878 | NAM ERP USD | 16-SEP-2025 | 1725.00 | 01-NOV-2025 | 1875.00
| SYMIM4 | Symmetra PX Intelligence Module | https://www.se.com/us/en/product/SYMIM4 |  |  | 2.00x9.00x16.50(in) 5.08x22.86x41.91(cent) | 4.77(kilos) 10.52(lbs) |  |  | 731304188681 | NAM ERP USD | 16-SEP-2025 | 2850.00 | 01-NOV-2025 | 3125.00
| SYMIM5 | APC Symmetra LX Intelligence Module | https://www.se.com/us/en/product/SYMIM5 |  |  | 7.24x12.52x22.76(in) 18.40x31.80x57.80(cent) | 3.18(kilos) 7.01(lbs) |  |  | 731304221647 | NAM ERP USD | 16-SEP-2025 | 3100.00 | 01-NOV-2025 | 3425.00
| SYMIM5X424 | APC Symmetra LX Intelligence Module for Home Depot | https://www.se.com/us/en/product/SYMIM5X424 |  |  | 7.24x12.52x22.76(in) 18.40x31.80x57.80(cent) | 3.18(kilos) 7.01(lbs) |  |  | 731304335825 | NAM ERP USD | 16-SEP-2025 | 1275.00 | 01-NOV-2025 | 1400.00
| SYOPT1 | APC Symmetra RM 2-6kVA N+1 Floor Mount Kit w/Casters | https://www.se.com/us/en/product/SYOPT1 |  |  | 12.99x22.01x30.00(in) 33.00x55.90x76.20(cent) | 26.36(kilos) 58.12(lbs) |  |  | 731304108344 | NAM ERP USD | 16-SEP-2025 | 999.00 | 01-NOV-2025 | 1100.00
| SYOPT4 | APC Symmetra RM 4ft Extender cable for 208/240V RM Battery Cabinet | https://www.se.com/us/en/product/SYOPT4 |  |  | 4.02x22.99x18.50(in) 10.20x58.40x47.00(cent) | 3.64(kilos) 8.03(lbs) |  |  | 731304108399 | NAM ERP USD | 16-SEP-2025 | 409.00 | 01-NOV-2025 | 449.00
| SYOPT4I | APC Symmetra RM 4ft Extender Cable for 220-240V RM Battery Cabinet | https://www.se.com/us/en/product/SYOPT4I |  |  | 4.02x22.99x18.50(in) 10.20x58.40x47.00(cent) | 3.64(kilos) 8.03(lbs) |  |  | 731304108382 | NAM ERP USD | 16-SEP-2025 | 539.00 | 01-NOV-2025 | 589.00
| SYOPT12 | APC Symmetra LX/Symmetra RM Two Post Rail Kit | https://www.se.com/us/en/product/SYOPT12 |  |  | 8.74x5.63x15.24(in) 22.20x14.30x38.70(cent) | 4.18(kilos) 9.22(lbs) |  |  | 731304239611 | NAM ERP USD | 16-SEP-2025 | 329.99 | 01-NOV-2025 | 359.99
| SYPD3 | APC Symmetra RM 208/240V Backplate Kit w/(2) L6-20R & (1) L6-30R | https://www.se.com/us/en/product/SYPD3 | 200 20 | 200 20 | 8.58x7.60x5.39(in) 21.80x19.30x13.70(cent) | 2.27(kilos) 5.01(lbs) |  |  | 731304016960 | NAM ERP USD | 16-SEP-2025 | 519.00 | 01-NOV-2025 | 569.00
| SYPD4 | APC Symmetra RM 220-240V Backplate Kit w/(8) IEC320 C13 & (2) IEC320 C19 | https://www.se.com/us/en/product/SYPD4 |  |  | 8.58x7.60x5.39(in) 21.80x19.30x13.70(cent) | 2.28(kilos) 5.03(lbs) |  |  | 731304016977 | NAM ERP USD | 16-SEP-2025 | 489.00 | 01-NOV-2025 | 539.00
| SYPD6 | APC SYMMETRA 208/240V Hardwire kit | https://www.se.com/us/en/product/SYPD6 |  |  | 8.58x7.60x5.39(in) 21.80x19.30x13.70(cent) | 2.27(kilos) 5.01(lbs) |  |  | 731304116363 | NAM ERP USD | 16-SEP-2025 | 479.00 | 01-NOV-2025 | 519.00
| SYPD7 | APC Symmetra RM 208/240V Backplate Kit w/(3) L6-20R | https://www.se.com/us/en/product/SYPD7 |  |  | 8.58x7.60x5.39(in) 21.80x19.30x13.70(cent) | 2.27(kilos) 5.01(lbs) |  |  | 731304114550 | NAM ERP USD | 16-SEP-2025 | 519.00 | 01-NOV-2025 | 569.00
| SYPD8 | SY RM PDU 4XC19 | https://www.se.com/us/en/product/SYPD8 |  |  | 8.58x7.60x5.39(in) 21.80x19.30x13.70(cent) | 2.28(kilos) 5.03(lbs) |  |  | 731304113928 | NAM ERP USD | 16-SEP-2025 | 459.00 | 01-NOV-2025 | 499.00
| SYPD9 | APC Symmetra RM 2-6kVA 230V Hardwire Kit | https://www.se.com/us/en/product/SYPD9 |  | 230 | 8.58x7.60x5.39(in) 21.80x19.30x13.70(cent) | 2.27(kilos) 5.01(lbs) |  |  | 731304114680 | NAM ERP USD | 16-SEP-2025 | 389.99 | 01-NOV-2025 | 429.00
| SYPD10 | Symmetra RM 230V backplate kit w/(2) IEC320 C19 and (1) IEC 60309 | https://www.se.com/us/en/product/SYPD10 |  | 230 |  | 2.27(kilos) 5.01(lbs) |  |  | 731304194880 | NAM ERP USD | 16-SEP-2025 | 639.00 | 01-NOV-2025 | 699.00
| SYPD11 | APC Symmetra LX power distribution panel (2) L6-30R | https://www.se.com/us/en/product/SYPD11 |  |  | 8.58x7.60x5.39(in) 21.80x19.30x13.70(cent) | 2.27(kilos) 5.01(lbs) |  |  | 731304227830 | NAM ERP USD | 16-SEP-2025 | 539.00 | 01-NOV-2025 | 589.00
| SYPM | APC Symmetra 4-16kVA Power Module (4kVA) | https://www.se.com/us/en/product/SYPM | 200 ,208 ,400 3 PH | 200 ,230 | 17.30x13.00x31.10(in) 43.94x33.02x78.99(cent) | 18.18(kilos) 40.09(lbs) |  |  | 731304007357 | NAM ERP USD | 16-SEP-2025 | 6275.00 | 01-NOV-2025 | 6900.00
| SYPM2KU | APC Symmetra RM 2-6kVA Power Module (2kVA) | https://www.se.com/us/en/product/SYPM2KU | 200 20 | 200 ,230 | 9.75x26.00x14.00(in) 24.77x66.04x35.56(cent) | 9.07(kilos) 20.00(lbs) |  |  | 731304016885 | NAM ERP USD | 16-SEP-2025 | 3275.00 | 01-NOV-2025 | 3600.00
| SYPM4KI | APC Symmetra LX 4kVA Power Module, 220/230/240V | https://www.se.com/us/en/product/SYPM4KI | 230 ,400 3 PH | 230 | 17.28x22.24x12.99(in) 43.90x56.50x33.00(cent) | 18.18(kilos) 40.09(lbs) |  |  | 731304218883 | NAM ERP USD | 16-SEP-2025 | 6025.00 | 01-NOV-2025 | 6625.00
| SYPM4KP | APC Symmetra LX 4kVA Power Module, 200/208V | https://www.se.com/us/en/product/SYPM4KP | 200 20 | 100 ,120 ,200 ,208 | 17.28x12.99x31.10(in) 43.90x33.00x79.00(cent) | 18.18(kilos) 40.09(lbs) |  |  | 731304218876 | NAM ERP USD | 16-SEP-2025 | 4350.00 | 01-NOV-2025 | 4775.00
| SYPM4KU | APC Symmetra RM 8-12kVA Power Module (4kVA) | https://www.se.com/us/en/product/SYPM4KU | 200 ,230 | 200 ,230 | 17.28x12.99x31.10(in) 43.90x33.00x79.00(cent) | 18.18(kilos) 40.09(lbs) |  |  | 731304108313 | NAM ERP USD | 16-SEP-2025 | 4175.00 | 01-NOV-2025 | 4600.00
| SYPM10K16H | APC Symmetra PX Power Module, 10/16kW, 400V | https://www.se.com/us/en/product/SYPM10K16H | 400 3 PH | 230 ,400 3 PH | 8.86x23.43x27.56(in) 22.50x59.50x70.00(cent) | 31.55(kilos) 69.57(lbs) |  |  | 731304252153 | NAM ERP USD | 16-SEP-2025 | 15200.00 | 01-NOV-2025 | 16800.00
| SYPM10KF2 | Symmetra PX 10kW Power Module, 208V, High Efficiency | https://www.se.com/us/en/product/SYPM10KF2 | 208 ,208 3 PH | 208 ,208 3 PH | 8.86x23.43x31.30(in) 22.50x59.50x79.50(cent) | 28.05(kilos) 61.85(lbs) |  |  | 731304301738 | NAM ERP USD | 16-SEP-2025 | 7300.00 | 01-NOV-2025 | 8025.00
| SYPM25KD | APC Symmetra PX 25kW Power Module, 400/480V | https://www.se.com/us/en/product/SYPM25KD |  |  | 11.22x23.03x36.81(in) 28.50x58.50x93.50(cent) | 48.18(kilos) 106.24(lbs) |  |  | 731304248071 | NAM ERP USD | 16-SEP-2025 | 13200.00 | 01-NOV-2025 | 14500.00
| SYRIM2 | APC Symmetra 4-16kVA Redundant Intelligence Module | https://www.se.com/us/en/product/SYRIM2 |  |  | 7.24x12.52x22.76(in) 18.40x31.80x57.80(cent) | 4.10(kilos) 9.04(lbs) |  |  | 731304007708 | NAM ERP USD | 16-SEP-2025 | 1575.00 | 01-NOV-2025 | 1725.00
| SYRIM3 | APC Symmetra RM 2-6kVA and 8-12kVA Redundant Intelligence Module | https://www.se.com/us/en/product/SYRIM3 |  |  | 7.24x12.52x22.76(in) 18.40x31.80x57.80(cent) | 3.18(kilos) 7.01(lbs) |  |  | 731304016861 | NAM ERP USD | 16-SEP-2025 | 1050.00 | 01-NOV-2025 | 1150.00
| SYRMXR2B4 | APC Symmetra RM XR Frame w/2 SYBT2 Scalable to 4 208/240V | https://www.se.com/us/en/product/SYRMXR2B4 |  |  | 13.50x22.99x32.01(in) 34.30x58.40x81.30(cent) | 75.00(kilos) 165.38(lbs) |  |  | 731304740315 | NAM ERP USD | 16-SEP-2025 | 5325.00 | 01-NOV-2025 | 5875.00
| SYRMXR2B4I | APC Symmetra RM XR Frame w/2 SYBT2 Scalable to 4 220-240V | https://www.se.com/us/en/product/SYRMXR2B4I |  |  | 13.50x22.99x32.01(in) 34.30x58.40x81.30(cent) | 75.00(kilos) 165.38(lbs) |  |  | 731304740322 | NAM ERP USD | 16-SEP-2025 | 4425.00 | 01-NOV-2025 | 4875.00
| SYRMXR4 | APC Symmetra RM XR Frame 208/240V | https://www.se.com/us/en/product/SYRMXR4 | 120 |  | 13.50x22.99x32.01(in) 34.30x58.40x81.30(cent) | 30.45(kilos) 67.14(lbs) |  |  | 731304098850 | NAM ERP USD | 16-SEP-2025 | 3075.00 | 01-NOV-2025 | 3400.00
| SYRMXR4B4 | APC Symmetra RM XR Frame w/4 SYBT2 208/240V | https://www.se.com/us/en/product/SYRMXR4B4 |  |  | 13.50x22.99x32.01(in) 34.30x58.40x81.30(cent) | 122.74(kilos) 270.64(lbs) |  |  | 731304740346 | NAM ERP USD | 16-SEP-2025 | 7275.00 | 01-NOV-2025 | 8000.00
| SYRMXR4B4I | APC Symmetra RM XR Frame w/4 SYBT2, 220-240V | https://www.se.com/us/en/product/SYRMXR4B4I |  |  | 13.50x22.99x32.01(in) 34.30x58.40x81.30(cent) | 122.73(kilos) 270.62(lbs) |  |  | 731304740353 | NAM ERP USD | 16-SEP-2025 | 6700.00 | 01-NOV-2025 | 7375.00
| SYRMXR4I | APC Symmetra RM XR Frame 220-240V | https://www.se.com/us/en/product/SYRMXR4I | 48 DC | 48 DC | 13.50x22.99x32.01(in) 34.30x58.40x81.30(cent) | 30.45(kilos) 67.14(lbs) |  |  | 731304098843 | NAM ERP USD | 16-SEP-2025 | 2325.00 | 01-NOV-2025 | 2550.00
| SYSW40KF | SYMMETRA PX STATIC SWITCH MODULE, 208V | https://www.se.com/us/en/product/SYSW40KF | 400 3 PH | 400 3 PH | 12.01x24.02x34.02(in) 30.50x61.00x86.40(cent) | 25.50(kilos) 56.23(lbs) |  |  | 731304189770 | NAM ERP USD | 16-SEP-2025 | 3200.00 | 01-NOV-2025 | 3525.00
| SYXRCC | SYMMETRA XR BATT COMM Card | https://www.se.com/us/en/product/SYXRCC | 48 DC | 48 DC | 4.49x8.50x12.76(in) 11.40x21.60x32.40(cent) | 0.57(kilos) 1.26(lbs) |  |  | 731304007593 | NAM ERP USD | 16-SEP-2025 | 1100.00 | 01-NOV-2025 | 1200.00
| UXABP48 | APC Smart-UPS Battery Pack 48V | https://www.se.com/us/en/product/UXABP48 | 48 DC | 48 DC | 17.01x20.00x32.99(in) 43.20x50.80x83.80(cent) | 142.73(kilos) 314.72(lbs) |  |  | 731304257356 | NAM ERP USD | 16-SEP-2025 | 2000.00 | 01-NOV-2025 | 2125.00
| XB050XX1XS | SmartUPS Industrial GEL Battery 50Ah 12VDC Extended Temperature Shelf Mount | https://www.se.com/us/en/product/XB050XX1XS |  |  | 10.98x6.50x10.00(in) 27.90x16.50x25.40(cent) | 17.24(kilos) 38.01(lbs) |  |  | 731304327165 | NAM ERP USD | 16-SEP-2025 | 399.99 | 01-NOV-2025 | 439.00
| XB102XX1XS | SmartUPS Industrial GEL Battery 100Ah 12VDC Extended Temperature Shelf Mount | https://www.se.com/us/en/product/XB102XX1XS |  |  | 10.98x7.99x14.02(in) 27.90x20.30x35.60(cent) | 31.75(kilos) 70.01(lbs) |  |  | 731304322221 | NAM ERP USD | 16-SEP-2025 | 479.00 | 01-NOV-2025 | 519.00
| XM102DXXXA | SmartUPS Industrial Battery Heater Mat 365 Sq In 115/120VAC Single Phase In Cabinet Accessory | https://www.se.com/us/en/product/XM102DXXXA |  |  | 2.01x27.48x14.25(in) 5.10x69.80x36.20(cent) | 0.91(kilos) 2.01(lbs) |  |  | 731304322269 | NAM ERP USD | 16-SEP-2025 | 359.99 | 01-NOV-2025 | 389.99
Networking Cables and Adapters >> Networking and Cable Solutions | SYOPT008 | APC Symmetra PX250/500 Paralleling Cable | https://www.se.com/us/en/product/SYOPT008 |  |  | 2.76x9.06x18.11(in) 7.00x23.00x46.00(cent) | 2.30(kilos) 5.07(lbs) |  |  | 731304286646 | NAM ERP USD | 16-SEP-2025 | 619.00 | 01-NOV-2025 | 679.00
Rack and Enclosure Accessories >> Racks and Accessories | AR7000A | NetShelter SX 42U 600mm Wide Perforated Curved Door Black | https://www.se.com/us/en/product/AR7000A |  |  | 4.76x26.77x78.50(in) 12.10x68.00x199.40(cent) | 15.60(kilos) 34.40(lbs) |  |  | 731304274469 | NAM ERP USD | 16-SEP-2025 | 489.00 | 01-NOV-2025 | 559.00
| AR7000B2 | NetShelter SX Gen2 42U 600mm Wide Perforated Curved Door Black | https://www.se.com/us/en/product/AR7000B2 |  |  | 3.94x78.15x27.17(in) 10.00x198.50x69.00(cent) | 15.50(kilos) 34.18(lbs) |  |  | 731304773030 | NAM ERP USD | 16-SEP-2025 | 499.00 | 01-NOV-2025 | 579.00
| AR7003 | NetShelter SX Colocation 20U 600mm Wide Perforated Curved Door Black | https://www.se.com/us/en/product/AR7003 |  |  | 5.39x43.07x27.87(in) 13.70x109.40x70.80(cent) | 8.82(kilos) 19.45(lbs) |  |  | 731304284147 | NAM ERP USD | 16-SEP-2025 | 499.00 | 01-NOV-2025 | 579.00
| AR7050A | NetShelter SX 42U 750mm Wide Perforated Curved Door Black | https://www.se.com/us/en/product/AR7050A |  |  | 4.49x32.99x78.50(in) 11.40x83.80x199.40(cent) | 18.00(kilos) 39.69(lbs) |  |  | 731304274506 | NAM ERP USD | 16-SEP-2025 | 549.00 | 01-NOV-2025 | 629.00
| AR7050B2 | NetShelter SX Gen2 42U 750mm Wide Perforated Curved Door Black | https://www.se.com/us/en/product/AR7050B2 |  |  | 3.94x78.15x33.07(in) 10.00x198.50x84.00(cent) | 18.00(kilos) 39.69(lbs) |  |  | 731304773047 | NAM ERP USD | 16-SEP-2025 | 569.00 | 01-NOV-2025 | 649.00
| AR7055 | NetShelter SX 45U 750mm Wide Perforated Curved Door Black | https://www.se.com/us/en/product/AR7055 |  |  | 84.25x33.27x4.72(in) 214.00x84.50x12.00(cent) | 18.00(kilos) 39.69(lbs) |  |  | 731304290247 | NAM ERP USD | 16-SEP-2025 | 609.00 | 01-NOV-2025 | 689.00
| AR7057A | NetShelter SX 48U 750mm Wide Perforated Curved Door Black | https://www.se.com/us/en/product/AR7057A |  |  | 4.49x32.99x89.02(in) 11.40x83.80x226.10(cent) | 20.00(kilos) 44.10(lbs) |  |  | 731304274483 | NAM ERP USD | 16-SEP-2025 | 619.00 | 01-NOV-2025 | 709.00
| AR7057B2 | NetShelter SX Gen2 48U 750mm Wide Perforated Curved Door Black | https://www.se.com/us/en/product/AR7057B2 |  |  | 3.94x88.58x33.07(in) 10.00x225.00x84.00(cent) | 20.05(kilos) 44.21(lbs) |  |  | 731304773054 | NAM ERP USD | 16-SEP-2025 | 669.00 | 01-NOV-2025 | 769.00
| AR7060 | NetShelter SX 12U 600mm Wide Perforated Curved Door Black | https://www.se.com/us/en/product/AR7060 |  |  | 5.91x28.74x29.72(in) 15.00x73.00x75.50(cent) | 7.50(kilos) 16.54(lbs) |  |  | 731304347729 | NAM ERP USD | 16-SEP-2025 | 359.99 | 01-NOV-2025 | 409.00
| AR7061 | NetShelter SX 18U 600mm Wide Perforated Curved Door Black | https://www.se.com/us/en/product/AR7061 |  |  | 5.91x28.74x43.31(in) 15.00x73.00x110.00(cent) | 9.00(kilos) 19.85(lbs) |  |  | 731304348016 | NAM ERP USD | 16-SEP-2025 | 399.99 | 01-NOV-2025 | 459.00
| AR7100 | NetShelter SX 42U 600mm Wide Perforated Split Doors Black | https://www.se.com/us/en/product/AR7100 |  |  | 7.99x15.00x78.50(in) 20.30x38.10x199.40(cent) | 16.00(kilos) 35.28(lbs) |  |  | 731304226437 | NAM ERP USD | 16-SEP-2025 | 489.00 | 01-NOV-2025 | 559.00
| AR7100B2 | NetShelter SX Gen2 42U 600mm Wide Perforated Split Doors Black | https://www.se.com/us/en/product/AR7100B2 |  |  | 7.28x79.13x16.14(in) 18.50x201.00x41.00(cent) | 20.00(kilos) 44.10(lbs) |  |  | 731304773061 | NAM ERP USD | 16-SEP-2025 | 599.00 | 01-NOV-2025 | 689.00
| AR7105 | NetShelter SX 45U 600mm Wide Perforated Split Doors Black | https://www.se.com/us/en/product/AR7105 |  |  | 84.25x15.35x7.87(in) 214.00x39.00x20.00(cent) | 15.30(kilos) 33.74(lbs) |  |  | 731304290254 | NAM ERP USD | 16-SEP-2025 | 529.00 | 01-NOV-2025 | 599.00
| AR7107 | NetShelter SX 48U 600mm Wide Perforated Split Doors Black | https://www.se.com/us/en/product/AR7107 |  |  | 7.99x15.00x89.02(in) 20.30x38.10x226.10(cent) | 18.00(kilos) 39.69(lbs) |  |  | 731304226475 | NAM ERP USD | 16-SEP-2025 | 589.00 | 01-NOV-2025 | 669.00
| AR7150 | NetShelter SX 42U 750mm Wide Perforated Split Doors Black | https://www.se.com/us/en/product/AR7150 |  |  | 7.99x17.99x78.50(in) 20.30x45.70x199.40(cent) | 17.00(kilos) 37.49(lbs) |  |  | 731304235262 | NAM ERP USD | 16-SEP-2025 | 629.00 | 01-NOV-2025 | 719.00
| AR7150B2 | NetShelter SX Gen2 42U 750mm Wide Perforated Split Doors Black | https://www.se.com/us/en/product/AR7150B2 |  |  | 7.28x79.13x19.09(in) 18.50x201.00x48.50(cent) | 21.00(kilos) 46.31(lbs) |  |  | 731304773078 | NAM ERP USD | 16-SEP-2025 | 649.00 | 01-NOV-2025 | 739.00
| AR7155 | NetShelter SX 45U 750mm Wide Perforated Split Doors Black | https://www.se.com/us/en/product/AR7155 |  |  | 84.25x18.11x7.87(in) 214.00x46.00x20.00(cent) | 19.00(kilos) 41.90(lbs) |  |  | 731304290261 | NAM ERP USD | 16-SEP-2025 | 719.00 | 01-NOV-2025 | 829.00
| AR7157 | NetShelter SX 48U 750mm Wide Perforated Split Doors Black | https://www.se.com/us/en/product/AR7157 |  |  | 7.99x17.99x89.02(in) 20.30x45.70x226.10(cent) | 18.00(kilos) 39.69(lbs) |  |  | 731304235286 | NAM ERP USD | 16-SEP-2025 | 759.00 | 01-NOV-2025 | 879.00
| AR7157B2 | NetShelter SX Gen2 48U 750mm Wide Perforated Split Doors Black | https://www.se.com/us/en/product/AR7157B2 |  |  | 7.28x89.57x19.09(in) 18.50x227.50x48.50(cent) | 22.64(kilos) 49.92(lbs) |  |  | 731304773085 | NAM ERP USD | 16-SEP-2025 | 709.00 | 01-NOV-2025 | 819.00
| AR7160 | NetShelter SX 12U 600mm Wide Perforated Split Doors Black | https://www.se.com/us/en/product/AR7160 |  |  | 8.27x26.38x16.14(in) 21.00x67.00x41.00(cent) | 7.50(kilos) 16.54(lbs) |  |  | 731304348023 | NAM ERP USD | 16-SEP-2025 | 399.99 | 01-NOV-2025 | 459.00
| AR7161 | NetShelter SX 18U 600mm Wide Perforated Split Doors Black | https://www.se.com/us/en/product/AR7161 |  |  | 8.27x40.94x15.35(in) 21.00x104.00x39.00(cent) | 8.00(kilos) 17.64(lbs) |  |  | 731304348030 | NAM ERP USD | 16-SEP-2025 | 419.00 | 01-NOV-2025 | 479.00
| AR7201 | NetShelter SX 600mm Wide x 1070mm Deep Standard Roof Black | https://www.se.com/us/en/product/AR7201 |  |  | 4.02x25.98x40.00(in) 10.20x66.00x101.60(cent) | 6.36(kilos) 14.02(lbs) |  |  | 731304226499 | NAM ERP USD | 16-SEP-2025 | 219.99 | 01-NOV-2025 | 249.99
| AR7201A | NetShelter SX 600mm Wide x 1070mm Deep Performance Roof Black | https://www.se.com/us/en/product/AR7201A |  |  | 4.02x25.98x40.00(in) 10.20x66.00x101.60(cent) | 6.36(kilos) 14.02(lbs) |  |  | 731304328049 | NAM ERP USD | 16-SEP-2025 | 219.99 | 01-NOV-2025 | 249.99
| AR7203 | Roof Match Kit for SX to VX, 600mm | https://www.se.com/us/en/product/AR7203 |  |  | 7.99x27.99x47.76(in) 20.30x71.10x121.30(cent) | 11.40(kilos) 25.14(lbs) |  |  | 731304234609 | NAM ERP USD | 16-SEP-2025 | 419.00 | 01-NOV-2025 | 489.00
| AR7209 | NetShelter SX Trough and Partition Roof Bridge | https://www.se.com/us/en/product/AR7209 |  |  | 4.02x6.50x40.00(in) 10.20x16.50x101.60(cent) | 2.05(kilos) 4.52(lbs) |  |  | 731304234654 | NAM ERP USD | 16-SEP-2025 | 119.99 | 01-NOV-2025 | 139.99
| AR7211 | NetShelter SX 600mm Wide x 1200mm Deep Roof | https://www.se.com/us/en/product/AR7211 |  |  | 4.02x25.98x40.00(in) 10.20x66.00x101.60(cent) | 6.36(kilos) 14.02(lbs) |  |  | 731304249269 | NAM ERP USD | 16-SEP-2025 | 399.99 | 01-NOV-2025 | 459.00
| AR7211A | NetShelter SX 600mm Wide x 1200mm Deep Performance Roof Black | https://www.se.com/us/en/product/AR7211A |  |  | 4.02x25.98x40.00(in) 10.20x66.00x101.60(cent) | 6.36(kilos) 14.02(lbs) |  |  | 731304328070 | NAM ERP USD | 16-SEP-2025 | 519.00 | 01-NOV-2025 | 599.00
| AR7212 | NetShelter SX 750mm Wide x 1200mm Deep Roof | https://www.se.com/us/en/product/AR7212 |  |  | 4.02x32.68x44.37(in) 10.20x83.00x112.70(cent) | 9.00(kilos) 19.85(lbs) |  |  | 731304255482 | NAM ERP USD | 16-SEP-2025 | 419.00 | 01-NOV-2025 | 479.00
| AR7212A | NetShelter SX 750mm Wide x 1200mm Deep Performance Roof Black | https://www.se.com/us/en/product/AR7212A |  |  | 4.02x32.68x44.37(in) 10.20x83.00x112.70(cent) | 9.00(kilos) 19.85(lbs) |  |  | 731304328100 | NAM ERP USD | 16-SEP-2025 | 419.00 | 01-NOV-2025 | 479.00
| AR7251 | NetShelter SX 750mm Wide x 1070mm Deep Standard Roof Black | https://www.se.com/us/en/product/AR7251 |  |  | 39.49x4.02x32.01(in) 100.30x10.20x81.30(cent) | 9.00(kilos) 19.85(lbs) |  |  | 731304235255 | NAM ERP USD | 16-SEP-2025 | 409.00 | 01-NOV-2025 | 469.00
| AR7251A | NetShelter SX 750mm Wide x 1070mm Deep Performance Roof Black | https://www.se.com/us/en/product/AR7251A |  |  | 39.49x4.02x32.01(in) 100.30x10.20x81.30(cent) | 9.00(kilos) 19.85(lbs) |  |  | 731304328124 | NAM ERP USD | 16-SEP-2025 | 409.00 | 01-NOV-2025 | 469.00
| AR7252 | NetShelter SX 750mm Wide x 1070mm Deep Networking Roof | https://www.se.com/us/en/product/AR7252 |  |  | 39.49x32.01x4.25(in) 100.30x81.30x10.80(cent) | 9.55(kilos) 21.06(lbs) |  |  | 731304275404 | NAM ERP USD | 16-SEP-2025 | 489.00 | 01-NOV-2025 | 559.00
| AR7252W | NetShelter SX 750mm Wide x 1070mm Deep Networking Roof SE White | https://www.se.com/us/en/product/AR7252W |  |  | 39.49x32.01x4.25(in) 100.30x81.30x10.80(cent) | 9.53(kilos) 21.01(lbs) |  |  | 731304318736 | NAM ERP USD | 16-SEP-2025 | 709.00 | 01-NOV-2025 | 819.00
| AR7260 | NetShelter SX 12U/18U Roof 900mm Deep Black | https://www.se.com/us/en/product/AR7260 |  |  | 4.72x32.68x26.38(in) 12.00x83.00x67.00(cent) | 7.50(kilos) 16.54(lbs) |  |  | 731304348047 | NAM ERP USD | 16-SEP-2025 | 329.99 | 01-NOV-2025 | 379.99
| AR7261 | NetShelter SX 12U/18U Roof 1070mm Deep Black | https://www.se.com/us/en/product/AR7261 |  |  | 4.72x39.76x26.38(in) 12.00x101.00x67.00(cent) | 9.00(kilos) 19.85(lbs) |  |  | 731304348054 | NAM ERP USD | 16-SEP-2025 | 339.99 | 01-NOV-2025 | 389.99
| AR7301 | NetShelter SX 42U 1070mm Deep Split Side Panels Black Qty 2 | https://www.se.com/us/en/product/AR7301 |  |  | 37.24x41.61x7.13(in) 94.60x105.70x18.10(cent) | 20.91(kilos) 46.11(lbs) |  |  | 731304226512 | NAM ERP USD | 16-SEP-2025 | 449.00 | 01-NOV-2025 | 519.00
| AR7303 | NetShelter SX 42U 1200mm Deep Split Side Panels Qty. (2) | https://www.se.com/us/en/product/AR7303 |  |  | 37.24x46.89x7.24(in) 94.60x119.10x18.40(cent) | 25.45(kilos) 56.12(lbs) |  |  | 731304249276 | NAM ERP USD | 16-SEP-2025 | 819.00 | 01-NOV-2025 | 949.00
| AR7303W | NetShelter SX 42U 1200mm Deep Split Side Panels Qty. (2), SE White | https://www.se.com/us/en/product/AR7303W |  |  | 37.24x46.89x7.24(in) 94.60x119.10x18.40(cent) | 25.45(kilos) 56.12(lbs) |  |  | 731304304548 | NAM ERP USD | 16-SEP-2025 | 819.00 | 01-NOV-2025 | 949.00
| AR7304 | NetShelter SX 48U 1200mm Deep Split Side Panels Qty. (2) | https://www.se.com/us/en/product/AR7304 |  |  | 42.99x47.01x7.24(in) 109.20x119.40x18.40(cent) | 28.41(kilos) 62.64(lbs) |  |  | 731304255499 | NAM ERP USD | 16-SEP-2025 | 879.00 | 01-NOV-2025 | 1025.00
| AR7304W | NetShelter SX 48U 1200mm Deep Split Side Panels Qty. (2), SE White | https://www.se.com/us/en/product/AR7304W |  |  | 42.99x47.01x7.24(in) 109.20x119.40x18.40(cent) | 28.41(kilos) 62.64(lbs) |  |  | 731304304555 | NAM ERP USD | 16-SEP-2025 | 879.00 | 01-NOV-2025 | 1025.00
| AR7305A | NetShelter SX 42U 1070 Split Feed Through Side Panels Black Qty 2 | https://www.se.com/us/en/product/AR7305A |  |  | 35.98x41.26x6.77(in) 91.40x104.80x17.20(cent) | 21.00(kilos) 46.31(lbs) |  |  | 731304287957 | NAM ERP USD | 16-SEP-2025 | 1025.00 | 01-NOV-2025 | 1175.00
| AR7307 | NetShelter SX 45U 1070mm Deep Split Side Panels Black Qty 2 | https://www.se.com/us/en/product/AR7307 |  |  | 41.73x39.76x7.28(in) 106.00x101.00x18.50(cent) | 22.00(kilos) 48.51(lbs) |  |  | 731304290278 | NAM ERP USD | 16-SEP-2025 | 569.00 | 01-NOV-2025 | 649.00
| AR7308 | NetShelter SX 45U 1200mm Deep Split Side Panels Black Qty 2 | https://www.se.com/us/en/product/AR7308 |  |  | 46.46x39.76x7.28(in) 118.00x101.00x18.50(cent) | 26.30(kilos) 57.99(lbs) |  |  | 731304290285 | NAM ERP USD | 16-SEP-2025 | 859.00 | 01-NOV-2025 | 989.00
| AR7313 | NetShelter SX 42U 1200 Split Feed Through Side Panels Black Qty 2 | https://www.se.com/us/en/product/AR7313 |  |  | 35.98x46.38x6.77(in) 91.40x117.80x17.20(cent) | 25.00(kilos) 55.13(lbs) |  |  | 731304287964 | NAM ERP USD | 16-SEP-2025 | 989.00 | 01-NOV-2025 | 1150.00
| AR7314 | NetShelter SX 48U 1200 Split Feed Through Side Panels Black Qty 2 | https://www.se.com/us/en/product/AR7314 |  |  | 41.26x46.38x6.77(in) 104.80x117.80x17.20(cent) | 29.00(kilos) 63.95(lbs) |  |  | 731304287971 | NAM ERP USD | 16-SEP-2025 | 1100.00 | 01-NOV-2025 | 1275.00
| AR7315 | NetShelter SX 45U 1070 Split Feed Through Side Panels Black Qty 2 | https://www.se.com/us/en/product/AR7315 |  |  | 41.73x39.76x7.28(in) 106.00x101.00x18.50(cent) | 23.30(kilos) 51.38(lbs) |  |  | 731304290292 | NAM ERP USD | 16-SEP-2025 | 749.00 | 01-NOV-2025 | 859.00
| AR7316 | NetShelter SX 45U 1200 Split Feed Through Side Panels Black Qty 2 | https://www.se.com/us/en/product/AR7316 |  |  | 46.46x39.76x7.28(in) 118.00x101.00x18.50(cent) | 26.50(kilos) 58.43(lbs) |  |  | 731304290308 | NAM ERP USD | 16-SEP-2025 | 929.00 | 01-NOV-2025 | 1075.00
| AR7360 | NetShelter SX 12U 900mm Deep Side Panel (Qty 1) | https://www.se.com/us/en/product/AR7360 |  |  | 4.72x41.93x21.65(in) 12.00x106.50x55.00(cent) | 7.00(kilos) 15.44(lbs) |  |  | 731304348061 | NAM ERP USD | 16-SEP-2025 | 439.00 | 01-NOV-2025 | 499.00
| AR7361 | NetShelter SX 18U 900mm Deep Side Panel (Qty 1) | https://www.se.com/us/en/product/AR7361 |  |  | 4.72x41.93x31.89(in) 12.00x106.50x81.00(cent) | 9.50(kilos) 20.95(lbs) |  |  | 731304348078 | NAM ERP USD | 16-SEP-2025 | 559.00 | 01-NOV-2025 | 639.00
| AR7362 | NetShelter SX 12U 1070mm Deep Side Panel (Qty 1) | https://www.se.com/us/en/product/AR7362 |  |  | 4.72x41.93x21.46(in) 12.00x106.50x54.50(cent) | 7.50(kilos) 16.54(lbs) |  |  | 731304348085 | NAM ERP USD | 16-SEP-2025 | 459.00 | 01-NOV-2025 | 529.00
| AR7363 | NetShelter SX 18U 1070mm Deep Side Panel (Qty 1) | https://www.se.com/us/en/product/AR7363 |  |  | 4.72x41.93x31.89(in) 12.00x106.50x81.00(cent) | 11.50(kilos) 25.36(lbs) |  |  | 731304348092 | NAM ERP USD | 16-SEP-2025 | 579.00 | 01-NOV-2025 | 669.00
| AR7371 | NetShelter SX 48U 1070mm Deep Split Side Panels Black Qty 2 | https://www.se.com/us/en/product/AR7371 |  |  | 41.50x7.01x42.13(in) 105.40x17.80x107.00(cent) | 23.60(kilos) 52.04(lbs) |  |  | 731304226567 | NAM ERP USD | 16-SEP-2025 | 459.00 | 01-NOV-2025 | 529.00
| AR7375 | NetShelter SX 48U 1070 Split Feed Through Side Panels Black Qty 2 | https://www.se.com/us/en/product/AR7375 |  |  | 41.26x41.26x6.77(in) 104.80x104.80x17.20(cent) | 25.00(kilos) 55.13(lbs) |  |  | 731304287988 | NAM ERP USD | 16-SEP-2025 | 1050.00 | 01-NOV-2025 | 1200.00
| AR7502 | Vertical Cable Organizer, NetShelter SX, 42U (Qty. 2) | https://www.se.com/us/en/product/AR7502 |  |  | 87.99x8.50x5.51(in) 223.50x21.60x14.00(cent) | 7.57(kilos) 16.69(lbs) |  |  | 731304234579 | NAM ERP USD | 16-SEP-2025 | 179.99 | 01-NOV-2025 | 209.99
| AR7503 | NetShelter SX 42U 600mm Wide Recessed Rail Kit | https://www.se.com/us/en/product/AR7503 |  |  | 45.51x5.00x4.02(in) 115.60x12.70x10.20(cent) | 5.68(kilos) 12.52(lbs) |  |  | 731304234616 | NAM ERP USD | 16-SEP-2025 | 209.99 | 01-NOV-2025 | 239.99
| AR7504 | NetShelter SX 48U 600mm Wide Recessed Rail Kit | https://www.se.com/us/en/product/AR7504 |  |  | 45.51x5.00x4.02(in) 115.60x12.70x10.20(cent) | 5.68(kilos) 12.52(lbs) |  |  | 731304234647 | NAM ERP USD | 16-SEP-2025 | 219.99 | 01-NOV-2025 | 259.99
| AR7505 | Vertical Cable Organizer, Center Rear Mount, NetShelter SX | https://www.se.com/us/en/product/AR7505 |  |  | 43.50x7.99x12.01(in) 110.50x20.30x30.50(cent) | 3.90(kilos) 8.60(lbs) |  |  | 731304234623 | NAM ERP USD | 16-SEP-2025 | 249.99 | 01-NOV-2025 | 289.99
| AR7508 | NetShelter SX 42U 750mm Wide Recessed Rail Kit | https://www.se.com/us/en/product/AR7508 |  |  | 45.98x5.24x7.99(in) 116.80x13.30x20.30(cent) | 13.00(kilos) 28.67(lbs) |  |  | 731304235620 | NAM ERP USD | 16-SEP-2025 | 279.99 | 01-NOV-2025 | 319.99
| AR7510 | "NetShelter SX 42U, 23" EIA Mounting Rails for 750-mm Wide Enclosures, Square Holes Qty 4" | https://www.se.com/us/en/product/AR7510 |  |  | 80.98x12.52x6.50(in) 205.70x31.80x16.50(cent) | 21.82(kilos) 48.11(lbs) |  |  | 731304253754 | NAM ERP USD | 16-SEP-2025 | 1375.00 | 01-NOV-2025 | 1575.00
| AR7511 | Narrow Vertical Cable Organizer, NetShelter SX, 42U | https://www.se.com/us/en/product/AR7511 |  |  | 80.98x5.00x6.26(in) 205.70x12.70x15.90(cent) | 3.63(kilos) 8.01(lbs) |  |  | 731304257479 | NAM ERP USD | 16-SEP-2025 | 159.99 | 01-NOV-2025 | 179.99
| AR7540 | Toolless Cable Management Rings (Qty 10) | https://www.se.com/us/en/product/AR7540 |  |  | 2.52x10.31x7.28(in) 6.40x26.20x18.50(cent) | 0.41(kilos) 0.90(lbs) |  |  | 731304300830 | NAM ERP USD | 16-SEP-2025 | 44.99 | 01-NOV-2025 | 49.99
| AR7552 | Vertical Cable Organizer, NetShelter SX, 45U | https://www.se.com/us/en/product/AR7552 |  |  | 88.19x8.66x5.91(in) 224.00x22.00x15.00(cent) | 13.00(kilos) 28.67(lbs) |  |  | 731304290315 | NAM ERP USD | 16-SEP-2025 | 179.99 | 01-NOV-2025 | 209.99
| AR7572 | Vertical Cable Organizer, NetShelter SX, 48U | https://www.se.com/us/en/product/AR7572 |  |  | 87.99x8.50x5.51(in) 223.50x21.60x14.00(cent) | 7.89(kilos) 17.40(lbs) |  |  | 731304234562 | NAM ERP USD | 16-SEP-2025 | 179.99 | 01-NOV-2025 | 209.99
| AR7578 | NetShelter SX 48U 750mm Wide Recessed Rail Kit | https://www.se.com/us/en/product/AR7578 |  |  | 45.98x5.24x7.99(in) 116.80x13.30x20.30(cent) | 12.18(kilos) 26.86(lbs) |  |  | 731304235293 | NAM ERP USD | 16-SEP-2025 | 279.99 | 01-NOV-2025 | 319.99
| AR7580A | Vertical Cable Manager for NetShelter SX 750mm Wide 42U | https://www.se.com/us/en/product/AR7580A |  |  | 7.99x5.87x42.13(in) 20.30x14.90x107.00(cent) | 4.91(kilos) 10.83(lbs) |  |  | 731304300816 | NAM ERP USD | 16-SEP-2025 | 449.00 | 01-NOV-2025 | 519.00
| AR7581A | Hinged Covers for NetShelter SX 750mm Wide 42U Vertical Cable Manager (Qty 2) | https://www.se.com/us/en/product/AR7581A |  |  | 2.52x6.38x38.39(in) 6.40x16.20x97.50(cent) | 1.78(kilos) 3.92(lbs) |  |  | 731304300960 | NAM ERP USD | 16-SEP-2025 | 169.99 | 01-NOV-2025 | 199.99
| AR7582A | Cable Retainer for NetShelter SX 750mm Wide Vertical Cable Managers (Qty 6) | https://www.se.com/us/en/product/AR7582A |  |  | 7.28x4.41x3.50(in) 18.50x11.20x8.90(cent) | 0.16(kilos) 0.35(lbs) |  |  | 731304300977 | NAM ERP USD | 16-SEP-2025 | 69.99 | 01-NOV-2025 | 79.99
| AR7585 | Vertical Cable Manager for NetShelter SX 750mm Wide 45U (Qty 2) | https://www.se.com/us/en/product/AR7585 |  |  | 8.07x39.37x6.30(in) 20.50x100.00x16.00(cent) | 5.40(kilos) 11.91(lbs) | 8 |  | 731304300984 | NAM ERP USD | 16-SEP-2025 | 499.00 | 01-NOV-2025 | 569.00
| AR7586 | Hinged Covers for NetShelter SX 750mm Wide 45U Vertical Cable Manager (Qty 2) | https://www.se.com/us/en/product/AR7586 |  |  | 2.52x6.34x43.74(in) 6.40x16.10x111.10(cent) | 1.88(kilos) 4.14(lbs) |  |  | 731304300991 | NAM ERP USD | 16-SEP-2025 | 199.99 | 01-NOV-2025 | 219.99
| AR7588 | Vertical Cable Manager for NetShelter SX 750mm Wide 48U | https://www.se.com/us/en/product/AR7588 |  |  | 7.99x6.50x42.99(in) 20.30x16.50x109.20(cent) | 5.73(kilos) 12.63(lbs) |  |  | 731304301004 | NAM ERP USD | 16-SEP-2025 | 519.00 | 01-NOV-2025 | 599.00
| AR7589 | Hinged Covers for NetShelter SX 750mm Wide 48U Vertical Cable Manager (Qty 2) | https://www.se.com/us/en/product/AR7589 |  |  | 2.52x6.38x43.74(in) 6.40x16.20x111.10(cent) | 1.97(kilos) 4.34(lbs) |  |  | 731304301011 | NAM ERP USD | 16-SEP-2025 | 219.99 | 01-NOV-2025 | 249.99
| AR7600 | NetShelter SX 42U/48U Baying Trim Kit Black | https://www.se.com/us/en/product/AR7600 |  |  | 3.50x3.50x20.24(in) 8.90x8.90x51.40(cent) | 0.45(kilos) 0.99(lbs) |  |  | 731304226505 | NAM ERP USD | 16-SEP-2025 | 44.99 | 01-NOV-2025 | 49.99
| AR7605 | Rack Leveling Pads and Spacers | https://www.se.com/us/en/product/AR7605 |  |  | 4.49x10.24x6.73(in) 11.40x26.00x17.10(cent) | 3.14(kilos) 6.92(lbs) |  |  | 731304320296 | NAM ERP USD | 16-SEP-2025 | 219.99 | 01-NOV-2025 | 249.99
| AR7700 | NetShelter SX 600mm/750mm Stabilizer Plate | https://www.se.com/us/en/product/AR7700 |  |  | 3.50x15.24x8.50(in) 8.90x38.70x21.60(cent) | 4.90(kilos) 10.80(lbs) |  |  | 731304226536 | NAM ERP USD | 16-SEP-2025 | 119.99 | 01-NOV-2025 | 139.99
| AR7701 | NetShelter SX Bolt-Down Kit | https://www.se.com/us/en/product/AR7701 |  |  | 2.01x9.02x6.50(in) 5.10x22.90x16.50(cent) | 0.92(kilos) 2.03(lbs) |  |  | 731304234555 | NAM ERP USD | 16-SEP-2025 | 119.99 | 01-NOV-2025 | 129.99
| AR7701A-S | NETSHELTER SX HIGH SEISMIC REGION & OSHPD BOLT-DOWN KIT | https://www.se.com/us/en/product/AR7701A-S |  |  | 4.49x15.00x10.51(in) 11.40x38.10x26.70(cent) | 4.08(kilos) 9.00(lbs) |  |  | 731304335429 | NAM ERP USD | 16-SEP-2025 | 109.99 | 01-NOV-2025 | 129.99
| AR7706 | Mounting Rail Brush Strips, NetShelter SX, 750mm Wide | https://www.se.com/us/en/product/AR7706 |  |  | 2.01x6.50x9.49(in) 5.10x16.50x24.10(cent) | 1.06(kilos) 2.34(lbs) |  |  | 731304235279 | NAM ERP USD | 16-SEP-2025 | 279.99 | 01-NOV-2025 | 319.99
| AR7707 | Cable Management Rings, 8 Inch Deep, NetShelter SX, 750mm Wide (Qty. 8) | https://www.se.com/us/en/product/AR7707 |  |  | 17.52x5.51x1.73(in) 44.50x14.00x4.40(cent) | 1.28(kilos) 2.82(lbs) |  |  | 731304235217 | NAM ERP USD | 16-SEP-2025 | 119.99 | 01-NOV-2025 | 129.99
| AR7708 | NetShelter SX Air Recirculation Prevention Kit | https://www.se.com/us/en/product/AR7708 |  |  | 4.25x9.65x20.75(in) 10.80x24.50x52.70(cent) | 0.58(kilos) 1.28(lbs) |  |  | 731304235231 | NAM ERP USD | 16-SEP-2025 | 149.99 | 01-NOV-2025 | 169.99
| AR7710 | Cable Containment Brackets with PDU Mounting Capability for NetShelter SX | https://www.se.com/us/en/product/AR7710 |  |  | 15.51x4.49x7.01(in) 39.40x11.40x17.80(cent) | 2.27(kilos) 5.01(lbs) |  |  | 731304253600 | NAM ERP USD | 16-SEP-2025 | 179.99 | 01-NOV-2025 | 199.99
| AR7711 | NetShelter Zero U Accessory Mounting Bracket | https://www.se.com/us/en/product/AR7711 |  |  | 4.49x6.50x7.52(in) 11.40x16.50x19.10(cent) | 0.45(kilos) 0.99(lbs) |  |  | 731304255864 | NAM ERP USD | 16-SEP-2025 | 129.99 | 01-NOV-2025 | 149.99
| AR7714 | NetShelter SX Roof Brush Strip | https://www.se.com/us/en/product/AR7714 |  |  | 2.01x9.25x6.50(in) 5.10x23.50x16.50(cent) | 0.25(kilos) 0.55(lbs) |  |  | 731304256533 | NAM ERP USD | 16-SEP-2025 | 119.99 | 01-NOV-2025 | 139.99
| AR7716 | NetShelter SX 750mm Wide x 1200mm Deep Networking Roof | https://www.se.com/us/en/product/AR7716 |  |  | 4.02x32.68x44.37(in) 10.20x83.00x112.70(cent) | 12.73(kilos) 28.07(lbs) |  |  | 731304279204 | NAM ERP USD | 16-SEP-2025 | 519.00 | 01-NOV-2025 | 599.00
| AR7716W | NetShelter SX 750mm Wide x 1200mm Deep Networking Roof SE White | https://www.se.com/us/en/product/AR7716W |  |  | 4.02x32.68x44.37(in) 10.20x83.00x112.70(cent) | 12.70(kilos) 28.00(lbs) |  |  | 731304318750 | NAM ERP USD | 16-SEP-2025 | 519.00 | 01-NOV-2025 | 599.00
| AR7717A | Vertical Cable Manager for NetShelter SX 42U Networking Enclosure (Qty 4) | https://www.se.com/us/en/product/AR7717A |  |  | 5.12x7.40x35.98(in) 13.00x18.80x91.40(cent) | 5.14(kilos) 11.33(lbs) |  |  | 731304301028 | NAM ERP USD | 16-SEP-2025 | 429.00 | 01-NOV-2025 | 489.00
| AR7719 | NetShelter ValueLine Swivel Caster Kit (Qty = 4) | https://www.se.com/us/en/product/AR7719 |  |  | 3.54x6.10x8.66(in) 9.00x15.50x22.00(cent) | 2.50(kilos) 5.51(lbs) |  |  | 731304268468 | NAM ERP USD | 16-SEP-2025 | 119.99 | 01-NOV-2025 | 129.99
| AR7720 | KoldLok Integral Raised Floor Grommet | https://www.se.com/us/en/product/AR7720 |  |  | 13.27x8.50x17.01(in) 33.70x21.60x43.20(cent) | 7.73(kilos) 17.04(lbs) |  |  | 731304259985 | NAM ERP USD | 16-SEP-2025 | 1650.00 | 01-NOV-2025 | 1900.00
| AR7721 | Vertical Cable Manager for NetShelter SX 600mm Wide 42U (Qty 2) | https://www.se.com/us/en/product/AR7721 |  |  | 6.42x2.52x33.39(in) 16.30x6.40x84.80(cent) | 2.59(kilos) 5.71(lbs) |  |  | 731304301035 | NAM ERP USD | 16-SEP-2025 | 289.99 | 01-NOV-2025 | 339.99
| AR7722 | Vertical Cable Manager for NetShelter SX 600mm Wide 45U (Qty 2) | https://www.se.com/us/en/product/AR7722 |  |  | 6.42x2.52x43.82(in) 16.30x6.40x111.30(cent) | 2.73(kilos) 6.02(lbs) |  |  | 731304301653 | NAM ERP USD | 16-SEP-2025 | 319.99 | 01-NOV-2025 | 359.99
| AR7723 | Vertical Cable Manager for NetShelter SX 600mm Wide 48U (Qty 2) | https://www.se.com/us/en/product/AR7723 |  |  | 6.42x2.52x43.82(in) 16.30x6.40x111.30(cent) | 2.95(kilos) 6.50(lbs) |  |  | 731304301042 | NAM ERP USD | 16-SEP-2025 | 339.99 | 01-NOV-2025 | 389.99
| AR7727 | Vertical Cable Manager for NetShelter SX 45U Networking Enclosure (Qty 4) | https://www.se.com/us/en/product/AR7727 |  |  | 7.01x5.98x42.91(in) 17.80x15.20x109.00(cent) | 6.82(kilos) 15.04(lbs) |  |  | 731304301059 | NAM ERP USD | 16-SEP-2025 | 429.00 | 01-NOV-2025 | 489.00
| AR7730 | KoldLok Surface Mount Raised Floor Grommet | https://www.se.com/us/en/product/AR7730 |  |  | 9.25x14.49x20.98(in) 23.50x36.80x53.30(cent) | 9.55(kilos) 21.06(lbs) |  |  | 731304259992 | NAM ERP USD | 16-SEP-2025 | 2500.00 | 01-NOV-2025 | 2875.00
| AR7731 | NetShelter SX External Air Sealing Kit | https://www.se.com/us/en/product/AR7731 |  |  | 4.76x5.75x26.26(in) 12.10x14.60x66.70(cent) | 10.17(kilos) 22.42(lbs) |  |  | 731304311614 | NAM ERP USD | 16-SEP-2025 | 899.00 | 01-NOV-2025 | 1050.00
| AR7737 | Vertical Cable Manager for NetShelter SX 48U Networking Enclosure (Qty 4) | https://www.se.com/us/en/product/AR7737 |  |  | 7.01x5.98x42.91(in) 17.80x15.20x109.00(cent) | 7.27(kilos) 16.03(lbs) |  |  | 731304301219 | NAM ERP USD | 16-SEP-2025 | 429.00 | 01-NOV-2025 | 489.00
| AR8005 | 10-32 Hardware Kit | https://www.se.com/us/en/product/AR8005 |  |  | 1.73x6.50x9.25(in) 4.40x16.50x23.50(cent) | 0.23(kilos) 0.51(lbs) |  |  | 731304098942 | NAM ERP USD | 16-SEP-2025 | 69.99 | 01-NOV-2025 | 79.99
| AR8006A | Equipment Support Rails for 600mm Wide Enclosure | https://www.se.com/us/en/product/AR8006A |  |  | 25.98x3.27x3.39(in) 66.00x8.30x8.60(cent) | 2.96(kilos) 6.53(lbs) |  |  | 731304234685 | NAM ERP USD | 16-SEP-2025 | 109.99 | 01-NOV-2025 | 119.99
| AR8008BLK | Horizontal Cable Organizer Side Channel 18 to 30 inch adjustment | https://www.se.com/us/en/product/AR8008BLK |  |  | 3.50x3.50x20.75(in) 8.90x8.90x52.70(cent) | 1.41(kilos) 3.11(lbs) |  |  | 731304199588 | NAM ERP USD | 16-SEP-2025 | 99.99 | 01-NOV-2025 | 119.99
| AR8100 | M6 Hardware for 600mm Wide Enclosures | https://www.se.com/us/en/product/AR8100 |  |  | 2.52x9.49x6.50(in) 6.40x24.10x16.50(cent) | 0.45(kilos) 0.99(lbs) |  |  | 731304002710 | NAM ERP USD | 16-SEP-2025 | 59.99 | 01-NOV-2025 | 69.99
| AR8101BLK | "Blanking Panel Kit 19" Black (1U, 2U, 4U, 8U)" | https://www.se.com/us/en/product/AR8101BLK |  |  | 1.50x23.50x14.49(in) 3.80x59.70x36.80(cent) | 3.42(kilos) 7.54(lbs) |  |  | 731304107873 | NAM ERP USD | 16-SEP-2025 | 149.99 | 01-NOV-2025 | 169.99
| AR8105BLK | Fixed Shelf - 50lbs/23kg, Black | https://www.se.com/us/en/product/AR8105BLK |  |  | 4.02x17.52x22.52(in) 10.20x44.50x57.20(cent) | 4.26(kilos) 9.39(lbs) |  |  | 731304107859 | NAM ERP USD | 16-SEP-2025 | 109.99 | 01-NOV-2025 | 119.99
| AR8108BLK | "1U Blanking Panel Kit 19" Black" | https://www.se.com/us/en/product/AR8108BLK |  |  | 3.90x23.39x1.50(in) 9.90x59.40x3.80(cent) | 0.74(kilos) 1.63(lbs) |  |  | 731304123385 | NAM ERP USD | 16-SEP-2025 | 49.99 | 01-NOV-2025 | 59.99
| AR8112BLK | Bolt-down Bracket Kit, Black | https://www.se.com/us/en/product/AR8112BLK |  |  | 3.50x5.00x6.50(in) 8.90x12.70x16.50(cent) | 1.59(kilos) 3.50(lbs) |  |  | 731304124177 | NAM ERP USD | 16-SEP-2025 | 89.99 | 01-NOV-2025 | 99.99
| AR8113A | Cable Management Rings (Qty. 5 Large and 5 Small Rings) | https://www.se.com/us/en/product/AR8113A |  |  | 2.01x6.50x9.49(in) 5.10x16.50x24.10(cent) | 0.91(kilos) 2.00(lbs) |  |  | 731304111320 | NAM ERP USD | 16-SEP-2025 | 99.99 | 01-NOV-2025 | 109.99
| AR8122BLK | Fixed Shelf - 250lbs/114kg, Black | https://www.se.com/us/en/product/AR8122BLK |  |  | 30.51x3.50x22.68(in) 77.50x8.90x57.60(cent) | 10.44(kilos) 23.02(lbs) |  |  | 731304107842 | NAM ERP USD | 16-SEP-2025 | 159.99 | 01-NOV-2025 | 189.99
| AR8123BLK | Sliding Shelf - 100lbs/45kg Black | https://www.se.com/us/en/product/AR8123BLK |  |  | 32.01x3.50x32.99(in) 81.30x8.90x83.80(cent) | 17.69(kilos) 39.01(lbs) |  |  | 731304107866 | NAM ERP USD | 16-SEP-2025 | 359.99 | 01-NOV-2025 | 409.00
| AR8125 | "Shelf, Adjustable 18"-25" 250 lb Black" | https://www.se.com/us/en/product/AR8125 |  |  | 25.24x25.24x2.99(in) 64.10x64.10x7.60(cent) | 7.27(kilos) 16.03(lbs) |  |  | 731304282402 | NAM ERP USD | 16-SEP-2025 | 199.99 | 01-NOV-2025 | 229.99
| AR8126ABLK | "17" Keyboard Drawer Black" | https://www.se.com/us/en/product/AR8126ABLK |  |  | 3.50x22.52x21.50(in) 8.90x57.20x54.60(cent) | 5.56(kilos) 12.26(lbs) |  |  | 731304120308 | NAM ERP USD | 16-SEP-2025 | 389.99 | 01-NOV-2025 | 449.00
| AR8127BLK | "19" Rotating Keyboard Drawer Black" | https://www.se.com/us/en/product/AR8127BLK |  |  | 8.50x25.51x36.50(in) 21.60x64.80x92.70(cent) | 16.59(kilos) 36.58(lbs) |  |  | 731304015932 | NAM ERP USD | 16-SEP-2025 | 629.00 | 01-NOV-2025 | 729.00
| AR8128BLK | Sliding Shelf - 200lbs/91kg Black | https://www.se.com/us/en/product/AR8128BLK |  |  | 8.50x25.51x36.50(in) 21.60x64.80x92.70(cent) | 21.32(kilos) 47.00(lbs) |  |  | 731304015925 | NAM ERP USD | 16-SEP-2025 | 679.00 | 01-NOV-2025 | 779.00
| AR8129 | Cable Management Arm | https://www.se.com/us/en/product/AR8129 |  |  | 2.01x2.52x19.02(in) 5.10x6.40x48.30(cent) | 0.55(kilos) 1.21(lbs) |  |  | 731304003557 | NAM ERP USD | 16-SEP-2025 | 169.99 | 01-NOV-2025 | 189.99
| AR8132A | Combination Lock Handles (Qty 2) | https://www.se.com/us/en/product/AR8132A |  |  | 2.01x4.02x7.99(in) 5.10x10.20x20.30(cent) | 0.34(kilos) 0.75(lbs) |  |  | 731304232568 | NAM ERP USD | 16-SEP-2025 | 309.99 | 01-NOV-2025 | 349.99
| AR8136BLK | "APC 1U 19" Black Modular Toolless Blanking Panel - Qty 10" | https://www.se.com/us/en/product/AR8136BLK |  |  | 4.13x9.80x20.71(in) 10.50x24.90x52.60(cent) | 1.64(kilos) 3.62(lbs) |  |  | 731304219200 | NAM ERP USD | 16-SEP-2025 | 89.99 | 01-NOV-2025 | 99.99
| AR8136BLK200 | "APC 1U 19" Black Modular Toolless Blanking Panel - Qty 200" | https://www.se.com/us/en/product/AR8136BLK200 |  |  | 17.52x20.75x19.72(in) 44.50x52.70x50.10(cent) | 25.86(kilos) 57.01(lbs) |  |  | 731304231301 | NAM ERP USD | 16-SEP-2025 | 869.00 | 01-NOV-2025 | 1000.00
| AR8136WHT | "APC 1U 19" White Modular Toolless Blanking Panel - Qty 10" | https://www.se.com/us/en/product/AR8136WHT |  |  | 4.13x20.71x9.80(in) 10.50x52.60x24.90(cent) | 1.64(kilos) 3.62(lbs) |  |  | 731304320982 | NAM ERP USD | 16-SEP-2025 | 89.99 | 01-NOV-2025 | 99.99
| AR8136WHT200 | "APC 1U 19" White Modular Toolless Blanking Panel - Qty 200" | https://www.se.com/us/en/product/AR8136WHT200 |  |  | 20.00x20.51x17.52(in) 50.80x52.10x44.50(cent) | 25.91(kilos) 57.13(lbs) |  |  | 731304320999 | NAM ERP USD | 16-SEP-2025 | 869.00 | 01-NOV-2025 | 1000.00
| AR8150BLK | "Adapter Kit 23" to 19", Black" | https://www.se.com/us/en/product/AR8150BLK |  |  | 1.73x6.50x9.25(in) 4.40x16.50x23.50(cent) | 0.40(kilos) 0.88(lbs) |  |  | 731304199571 | NAM ERP USD | 16-SEP-2025 | 69.99 | 01-NOV-2025 | 79.99
| AR8162ABLK | Data Cable Partition, NetShelter, 600mm Wide | https://www.se.com/us/en/product/AR8162ABLK |  |  | 7.99x24.02x7.01(in) 20.30x61.00x17.80(cent) | 2.73(kilos) 6.02(lbs) |  |  | 731304194842 | NAM ERP USD | 16-SEP-2025 | 89.99 | 01-NOV-2025 | 99.99
| AR8163ABLK | Data Cable Partition, NetShelter, 600mm Wide, pass-through | https://www.se.com/us/en/product/AR8163ABLK |  |  | 7.99x24.02x7.01(in) 20.30x61.00x17.80(cent) | 2.73(kilos) 6.02(lbs) |  |  | 731304194859 | NAM ERP USD | 16-SEP-2025 | 89.99 | 01-NOV-2025 | 99.99
| AR8164ABLK | "Cable Ladder 6" (15cm) Wide w/Ladder Attachment Kit (AR8166ABLK)" | https://www.se.com/us/en/product/AR8164ABLK |  |  | 119.49x12.99x2.99(in) 303.50x33.00x7.60(cent) | 10.46(kilos) 23.06(lbs) |  |  | 731304198963 | NAM ERP USD | 16-SEP-2025 | 349.99 | 01-NOV-2025 | 399.99
| AR8164AKIT | "Cable Ladder 6" (15cm) Wide (Qty 1)" | https://www.se.com/us/en/product/AR8164AKIT |  |  | 119.49x12.99x2.99(in) 303.50x33.00x7.60(cent) | 10.45(kilos) 23.04(lbs) |  |  | 731304202882 | NAM ERP USD | 16-SEP-2025 | 269.99 | 01-NOV-2025 | 319.99
| AR8165ABLK | "Cable Ladder 12" (30cm) Wide w/Ladder Attachment Kit (AR8166ABLK)" | https://www.se.com/us/en/product/AR8165ABLK |  |  | 119.49x12.99x2.99(in) 303.50x33.00x7.60(cent) | 11.59(kilos) 25.56(lbs) |  |  | 731304198956 | NAM ERP USD | 16-SEP-2025 | 369.99 | 01-NOV-2025 | 429.00
| AR8165AKIT | "Cable Ladder 12" (30cm) Wide (Qty 1)" | https://www.se.com/us/en/product/AR8165AKIT |  |  | 119.49x12.99x2.99(in) 303.50x33.00x7.60(cent) | 11.60(kilos) 25.58(lbs) |  |  | 731304202875 | NAM ERP USD | 16-SEP-2025 | 289.99 | 01-NOV-2025 | 329.99
| AR8166ABLK | Cable Ladder Attachment Kit, Power Cable Troughs | https://www.se.com/us/en/product/AR8166ABLK |  |  | 3.50x20.75x3.50(in) 8.90x52.70x8.90(cent) | 1.82(kilos) 4.01(lbs) |  |  | 731304203032 | NAM ERP USD | 16-SEP-2025 | 119.99 | 01-NOV-2025 | 139.99
| AR8172BLK | Data Cable Partition, NetShelter, 750mm Wide | https://www.se.com/us/en/product/AR8172BLK |  |  | 8.31x29.29x6.50(in) 21.10x74.40x16.50(cent) | 3.64(kilos) 8.03(lbs) |  |  | 731304199182 | NAM ERP USD | 16-SEP-2025 | 139.99 | 01-NOV-2025 | 159.99
| AR8173BLK | Data Cable Partition, NetShelter, 750mm Wide, pass-through | https://www.se.com/us/en/product/AR8173BLK |  |  | 8.31x29.29x6.50(in) 21.10x74.40x16.50(cent) | 3.64(kilos) 8.03(lbs) |  |  | 731304199175 | NAM ERP USD | 16-SEP-2025 | 139.99 | 01-NOV-2025 | 159.99
| AR8177BLK | Cable Ladder Attachment Kit, 750mm Wide, Data Cable Partitions | https://www.se.com/us/en/product/AR8177BLK |  |  | 1.73x9.25x6.50(in) 4.40x23.50x16.50(cent) | 0.40(kilos) 0.88(lbs) |  |  | 731304206026 | NAM ERP USD | 16-SEP-2025 | 139.99 | 01-NOV-2025 | 169.99
| AR8184 | Cable Partition, 300mm | https://www.se.com/us/en/product/AR8184 |  |  | 8.19x13.15x6.50(in) 20.80x33.40x16.50(cent) | 1.80(kilos) 3.97(lbs) |  |  | 731304261674 | NAM ERP USD | 16-SEP-2025 | 79.99 | 01-NOV-2025 | 89.99
| AR8186 | Bracket Kit, Cable Ladder Elevation | https://www.se.com/us/en/product/AR8186 |  |  | 3.74x7.32x4.88(in) 9.50x18.60x12.40(cent) | 0.75(kilos) 1.65(lbs) |  |  | 731304266396 | NAM ERP USD | 16-SEP-2025 | 89.99 | 01-NOV-2025 | 99.99
| AR8190BLK | Third Party Rack Trough and Partition Adapter | https://www.se.com/us/en/product/AR8190BLK |  |  | 4.02x16.50x32.52(in) 10.20x41.90x82.60(cent) | 6.36(kilos) 14.02(lbs) |  |  | 731304191056 | NAM ERP USD | 16-SEP-2025 | 389.99 | 01-NOV-2025 | 449.00
| AR8356 | NETSHELTER 13U GLASS DOOR | https://www.se.com/us/en/product/AR8356 |  |  | 27.99x25.98x7.99(in) 71.10x66.00x20.30(cent) | 6.14(kilos) 13.54(lbs) |  |  | 731304120179 | NAM ERP USD | 16-SEP-2025 | 239.99 | 01-NOV-2025 | 279.99
| AR8358 | NESHELTER 13U REAR DOOR | https://www.se.com/us/en/product/AR8358 |  |  | 27.99x25.98x7.99(in) 71.10x66.00x20.30(cent) | 14.32(kilos) 31.58(lbs) |  |  | 731304120193 | NAM ERP USD | 16-SEP-2025 | 179.99 | 01-NOV-2025 | 209.99
| AR8359 | NetShelter WX Caster Kit | https://www.se.com/us/en/product/AR8359 |  |  | 3.50x22.76x21.50(in) 8.90x57.80x54.60(cent) | 5.00(kilos) 11.03(lbs) |  |  | 731304195252 | NAM ERP USD | 16-SEP-2025 | 199.99 | 01-NOV-2025 | 219.99
| AR8361BLK | 42U CURVED FRONT DOOR BLACK | https://www.se.com/us/en/product/AR8361BLK |  |  | 79.02x26.50x5.00(in) 200.70x67.30x12.70(cent) | 18.18(kilos) 40.09(lbs) |  |  | 731304190660 | NAM ERP USD | 16-SEP-2025 | 489.00 | 01-NOV-2025 | 559.00
| AR8395 | 20U Copper Busbar Kit for NetShelter AV Enclosures | https://www.se.com/us/en/product/AR8395 |  |  | 38.27x3.27x2.52(in) 97.20x8.30x6.40(cent) | 1.36(kilos) 3.00(lbs) |  |  | 731304282419 | NAM ERP USD | 16-SEP-2025 | 239.99 | 01-NOV-2025 | 279.99
| AR8400 | 12-24 Hardware Kit | https://www.se.com/us/en/product/AR8400 |  |  | 6.61x6.61x1.73(in) 16.80x16.80x4.40(cent) | 0.45(kilos) 0.99(lbs) |  |  | 731304015994 | NAM ERP USD | 16-SEP-2025 | 34.99 | 01-NOV-2025 | 44.99
| AR8422 | Fixed Shelf - 250lbs | https://www.se.com/us/en/product/AR8422 |  |  | 10.98x21.50x11.50(in) 27.90x54.60x29.20(cent) | 5.44(kilos) 11.99(lbs) |  |  | 731304199540 | NAM ERP USD | 16-SEP-2025 | 149.99 | 01-NOV-2025 | 169.99
| AR8425A | Horizontal Cable Organizer 1U | https://www.se.com/us/en/product/AR8425A |  |  | 4.02x21.38x5.39(in) 10.20x54.30x13.70(cent) | 0.86(kilos) 1.90(lbs) |  |  | 731304191940 | NAM ERP USD | 16-SEP-2025 | 79.99 | 01-NOV-2025 | 89.99
| AR8426A | Horizontal Cable Organizer 2U | https://www.se.com/us/en/product/AR8426A |  |  | 4.02x21.38x5.39(in) 10.20x54.30x13.70(cent) | 1.14(kilos) 2.51(lbs) |  |  | 731304191933 | NAM ERP USD | 16-SEP-2025 | 89.99 | 01-NOV-2025 | 99.99
| AR8428 | Horizontal Cable Organizer 2U w/pass through holes | https://www.se.com/us/en/product/AR8428 |  |  | 4.02x21.34x5.39(in) 10.20x54.20x13.70(cent) | 1.14(kilos) 2.51(lbs) |  |  | 731304207757 | NAM ERP USD | 16-SEP-2025 | 79.99 | 01-NOV-2025 | 89.99
| AR8429 | Horizontal Cable Organizer 1U w/brush strip | https://www.se.com/us/en/product/AR8429 |  |  | 3.90x1.50x23.39(in) 9.90x3.80x59.40(cent) | 0.38(kilos) 0.84(lbs) |  |  | 731304208174 | NAM ERP USD | 16-SEP-2025 | 59.99 | 01-NOV-2025 | 69.99
| AR8442 | Vertical Cable Organizer, 8 Cable Rings, Zero U | https://www.se.com/us/en/product/AR8442 |  |  | 2.56x30.91x5.51(in) 6.50x78.50x14.00(cent) | 2.06(kilos) 4.55(lbs) | 16 |  | 731304222590 | NAM ERP USD | 16-SEP-2025 | 219.99 | 01-NOV-2025 | 249.99
| AR8443A | Vertical Fiber Organizer | https://www.se.com/us/en/product/AR8443A |  |  | 31.26x5.00x5.51(in) 79.40x12.70x14.00(cent) | 2.09(kilos) 4.61(lbs) |  |  | 731304258889 | NAM ERP USD | 16-SEP-2025 | 239.99 | 01-NOV-2025 | 269.99
| AR8444 | Spools for Vertical Fiber Organizer Qty. (4) | https://www.se.com/us/en/product/AR8444 |  |  | 10.24x5.98x7.24(in) 26.00x15.20x18.40(cent) | 0.60(kilos) 1.32(lbs) |  |  | 731304256335 | NAM ERP USD | 16-SEP-2025 | 109.99 | 01-NOV-2025 | 129.99
| AR8451 | APC Data Distribution 1U Panel, Holds 4 each Data Distribution Cables for a Total of 24 Ports | https://www.se.com/us/en/product/AR8451 |  |  | 20.98x4.29x3.31(in) 53.30x10.90x8.40(cent) | 0.64(kilos) 1.41(lbs) |  |  | 731304230632 | NAM ERP USD | 16-SEP-2025 | 44.99 | 01-NOV-2025 | 49.99
| AR8462 | Cable Ladder Angle Clamp Kit | https://www.se.com/us/en/product/AR8462 |  |  | 6.50x7.24x5.51(in) 16.50x18.40x14.00(cent) | 0.92(kilos) 2.03(lbs) |  |  | 731304233954 | NAM ERP USD | 16-SEP-2025 | 149.99 | 01-NOV-2025 | 179.99
| AR8465 | Cable Ladder Wall Termination Kit | https://www.se.com/us/en/product/AR8465 |  |  | 5.00x15.00x3.27(in) 12.70x38.10x8.30(cent) | 1.64(kilos) 3.62(lbs) |  |  | 731304233961 | NAM ERP USD | 16-SEP-2025 | 79.99 | 01-NOV-2025 | 89.99
| AR8470 | AR106V Server Support Bracket | https://www.se.com/us/en/product/AR8470 |  |  | 7.99x5.51x48.62(in) 20.30x14.00x123.50(cent) | 4.30(kilos) 9.48(lbs) |  |  | 731304407133 | NAM ERP USD | 16-SEP-2025 | 339.99 | 01-NOV-2025 | 389.99
| AR8471 | AR106V Caster Kit. | https://www.se.com/us/en/product/AR8471 |  |  | 3.39x5.98x8.58(in) 8.60x15.20x21.80(cent) | 2.27(kilos) 5.01(lbs) |  |  | 731304407140 | NAM ERP USD | 16-SEP-2025 | 129.99 | 01-NOV-2025 | 139.99
| AR8472 | AR106V Filter. | https://www.se.com/us/en/product/AR8472 |  |  | 20.47x10.98x2.99(in) 52.00x27.90x7.60(cent) | 1.36(kilos) 3.00(lbs) |  |  | 731304407157 | NAM ERP USD | 16-SEP-2025 | 129.99 | 01-NOV-2025 | 139.99
| AR8560 | Cable Trough, Open Bottom, 600mm | https://www.se.com/us/en/product/AR8560 |  |  | 12.40x27.95x17.32(in) 31.50x71.00x44.00(cent) | 7.35(kilos) 16.21(lbs) |  |  | 731304259664 | NAM ERP USD | 16-SEP-2025 | 189.99 | 01-NOV-2025 | 219.99
| AR8561 | Cable Trough, 600mm | https://www.se.com/us/en/product/AR8561 |  |  | 12.40x27.95x17.32(in) 31.50x71.00x44.00(cent) | 8.19(kilos) 18.06(lbs) |  |  | 731304253945 | NAM ERP USD | 16-SEP-2025 | 189.99 | 01-NOV-2025 | 209.99
| AR8567 | Trough End Cap | https://www.se.com/us/en/product/AR8567 |  |  | 1.46x16.93x12.05(in) 3.70x43.00x30.60(cent) | 1.52(kilos) 3.35(lbs) |  |  | 731304261605 | NAM ERP USD | 16-SEP-2025 | 69.99 | 01-NOV-2025 | 79.99
| AR8571 | Cable Trough, 750mm | https://www.se.com/us/en/product/AR8571 |  |  | 12.40x33.86x17.32(in) 31.50x86.00x44.00(cent) | 9.88(kilos) 21.79(lbs) |  |  | 731304253952 | NAM ERP USD | 16-SEP-2025 | 219.99 | 01-NOV-2025 | 249.99
| AR8574 | Perforated Cover, Cable Trough, 600mm | https://www.se.com/us/en/product/AR8574 |  |  | 1.46x29.09x16.85(in) 3.70x73.90x42.80(cent) | 2.69(kilos) 5.93(lbs) |  |  | 731304261667 | NAM ERP USD | 16-SEP-2025 | 119.99 | 01-NOV-2025 | 129.99
| AR8575 | Perforated Cover, Cable Trough, 750mm | https://www.se.com/us/en/product/AR8575 |  |  | 1.46x32.99x16.85(in) 3.70x83.80x42.80(cent) | 3.39(kilos) 7.47(lbs) |  |  | 731304261681 | NAM ERP USD | 16-SEP-2025 | 119.99 | 01-NOV-2025 | 129.99
| AR8576 | Ladder Hanger Kit, Cable Trough | https://www.se.com/us/en/product/AR8576 |  |  | 1.97x9.13x6.50(in) 5.00x23.20x16.50(cent) | 0.30(kilos) 0.66(lbs) |  |  | 731304259671 | NAM ERP USD | 16-SEP-2025 | 89.99 | 01-NOV-2025 | 109.99
| AR8580 | Cable Trough, Open Bottom, 300mm | https://www.se.com/us/en/product/AR8580 |  |  | 12.40x17.32x16.14(in) 31.50x44.00x41.00(cent) | 4.65(kilos) 10.25(lbs) |  |  | 731304259374 | NAM ERP USD | 16-SEP-2025 | 159.99 | 01-NOV-2025 | 179.99
| AR8600A | "Horizontal Cable Manager, 2U x 4" Deep, Single-Sided with Cover" | https://www.se.com/us/en/product/AR8600A |  |  | 5.51x6.18x20.71(in) 14.00x15.70x52.60(cent) | 1.36(kilos) 3.00(lbs) |  |  | 731304301097 | NAM ERP USD | 16-SEP-2025 | 149.99 | 01-NOV-2025 | 179.99
| AR8602A | "Horizontal Cable Manager, 1U x 4" Deep, Single-Sided with Cover" | https://www.se.com/us/en/product/AR8602A |  |  | 3.70x6.18x20.71(in) 9.40x15.70x52.60(cent) | 1.09(kilos) 2.40(lbs) |  |  | 731304301103 | NAM ERP USD | 16-SEP-2025 | 119.99 | 01-NOV-2025 | 129.99
| AR8603A | "2U Horizontal Cable Manager, 6" Fingers Top, Bottom Tie Down" | https://www.se.com/us/en/product/AR8603A |  |  | 6.00x20.50x7.87(in) 15.24x52.07x20.00(cent) | 1.50(kilos) 3.31(lbs) |  |  | 731304291527 | NAM ERP USD | 16-SEP-2025 | 199.99 | 01-NOV-2025 | 229.99
| AR8605 | "3U Horizontal Cable Manager, 6" Fingers top and bottom" | https://www.se.com/us/en/product/AR8605 |  |  | 9.00x20.50x7.87(in) 22.86x52.07x20.00(cent) | 1.65(kilos) 3.64(lbs) |  |  | 731304291534 | NAM ERP USD | 16-SEP-2025 | 219.99 | 01-NOV-2025 | 249.99
| AR8606 | "2U Horizontal Cable Manager, 6" Fingers top and bottom" | https://www.se.com/us/en/product/AR8606 |  |  | 6.00x20.50x7.87(in) 15.24x52.07x20.00(cent) | 1.25(kilos) 2.76(lbs) |  |  | 731304291541 | NAM ERP USD | 16-SEP-2025 | 139.99 | 01-NOV-2025 | 169.99
| AR8612 | "1U Horizontal Cable Manager, 6" deep, Single-Sided" | https://www.se.com/us/en/product/AR8612 |  |  | 3.00x20.50x7.87(in) 7.62x52.07x20.00(cent) | 1.05(kilos) 2.32(lbs) |  |  | 731304291558 | NAM ERP USD | 16-SEP-2025 | 129.99 | 01-NOV-2025 | 149.99
| AR8615 | "CDX,Vertical Cable Manager, 84"x6"Wide, Single-Sided" | https://www.se.com/us/en/product/AR8615 |  |  | 9.80x21.26x89.76(in) 24.90x54.00x228.00(cent) | 33.10(kilos) 72.99(lbs) |  |  | 731304291565 | NAM ERP USD | 16-SEP-2025 | 989.00 | 01-NOV-2025 | 1150.00
| AR8621 | Toolless Hook and Loop Cable Managers (Qty 10) | https://www.se.com/us/en/product/AR8621 |  |  | 3.22x7.07x4.66(in) 8.18x17.95x11.84(cent) | 0.16(kilos) 0.35(lbs) |  |  | 731304258650 | NAM ERP USD | 16-SEP-2025 | 69.99 | 01-NOV-2025 | 79.99
| AR8625 | "CDX, Vertical Cable Manager, 84"x6" wide, Double-Sided" | https://www.se.com/us/en/product/AR8625 |  |  | 11.97x32.52x90.04(in) 30.40x82.60x228.70(cent) | 39.00(kilos) 86.00(lbs) |  |  | 731304291572 | NAM ERP USD | 16-SEP-2025 | 1675.00 | 01-NOV-2025 | 1925.00
| AR8635 | "CDX, Vertical Cable Manager, 84"x10" wide, Single-Sided" | https://www.se.com/us/en/product/AR8635 |  |  | 13.82x21.26x89.76(in) 35.10x54.00x228.00(cent) | 35.40(kilos) 78.06(lbs) |  |  | 731304291589 | NAM ERP USD | 16-SEP-2025 | 1475.00 | 01-NOV-2025 | 1675.00
| AR8645 | "CDX, Vertical Cable Manager, 84"x10" wide Double-Sided" | https://www.se.com/us/en/product/AR8645 |  |  | 15.98x32.52x90.04(in) 40.60x82.60x228.70(cent) | 43.10(kilos) 95.04(lbs) |  |  | 731304291596 | NAM ERP USD | 16-SEP-2025 | 1900.00 | 01-NOV-2025 | 2175.00
| AR8654 | Cable Fall for NetShelter Racks and Enclosures (Qty 2) | https://www.se.com/us/en/product/AR8654 |  |  | 3.50x4.41x7.28(in) 8.90x11.20x18.50(cent) | 0.36(kilos) 0.79(lbs) |  |  | 731304301110 | NAM ERP USD | 16-SEP-2025 | 159.99 | 01-NOV-2025 | 179.99
| AR8665 | "CDX, Vertical Cable Management, 84"x12" wide, Single-Sided" | https://www.se.com/us/en/product/AR8665 |  |  | 15.83x21.26x89.76(in) 40.20x54.00x228.00(cent) | 36.30(kilos) 80.04(lbs) |  |  | 731304291602 | NAM ERP USD | 16-SEP-2025 | 1375.00 | 01-NOV-2025 | 1600.00
| AR8675 | "CDX, Vertical Cable Manager, 84"x12" wide, Double-Sided" | https://www.se.com/us/en/product/AR8675 |  |  | 17.95x32.52x90.04(in) 45.60x82.60x228.70(cent) | 45.40(kilos) 100.11(lbs) |  |  | 731304291619 | NAM ERP USD | 16-SEP-2025 | 2075.00 | 01-NOV-2025 | 2375.00
| AR8678 | "CDX Side Cover, for Single Sided 84" Manager" | https://www.se.com/us/en/product/AR8678 |  |  | 1.85x16.26x48.50(in) 4.70x41.30x123.20(cent) | 6.36(kilos) 14.02(lbs) |  |  | 731304291985 | NAM ERP USD | 16-SEP-2025 | 489.00 | 01-NOV-2025 | 569.00
| AR8679 | "CDX,Side Cover, for Double Sided 84" Manager" | https://www.se.com/us/en/product/AR8679 |  |  | 2.64x25.00x50.51(in) 6.70x63.50x128.30(cent) | 11.91(kilos) 26.26(lbs) |  |  | 731304291992 | NAM ERP USD | 16-SEP-2025 | 539.00 | 01-NOV-2025 | 619.00
| AR8682 | "CDX, Connector Accessory Bracket, 10" (2 per kit)" | https://www.se.com/us/en/product/AR8682 |  |  | 3.63x9.50x15.00(in) 9.22x24.13x38.10(cent) | 1.50(kilos) 3.31(lbs) |  |  | 731304291640 | NAM ERP USD | 16-SEP-2025 | 109.99 | 01-NOV-2025 | 119.99
| AR8683 | "CDX, Connector Accessory Bracket, 12" (2 per kit)" | https://www.se.com/us/en/product/AR8683 |  |  | 3.63x9.50x15.00(in) 9.22x24.13x38.10(cent) | 1.70(kilos) 3.75(lbs) |  |  | 731304291657 | NAM ERP USD | 16-SEP-2025 | 109.99 | 01-NOV-2025 | 129.99
| AR8715 | "Valueline, Vertical Cable Manager for 2 & 4 Post Racks, 84"H X 6"W, Single-Sided with Door" | https://www.se.com/us/en/product/AR8715 |  |  | 9.29x12.99x45.98(in) 23.60x33.00x116.80(cent) | 10.00(kilos) 22.05(lbs) |  |  | 731304300854 | NAM ERP USD | 16-SEP-2025 | 429.00 | 01-NOV-2025 | 489.00
| AR8725 | "Valueline, Vertical Cable Manager for 2 & 4 Post Racks, 84"H X 6"W, Double-Sided with Doors" | https://www.se.com/us/en/product/AR8725 |  |  | 12.28x12.99x45.98(in) 31.20x33.00x116.80(cent) | 17.05(kilos) 37.60(lbs) |  |  | 731304300861 | NAM ERP USD | 16-SEP-2025 | 549.00 | 01-NOV-2025 | 629.00
| AR8765 | "Valueline, Vertical Cable Manager for 2 & 4 Post Racks, 84"H X 12"W, Single-Sided with Door" | https://www.se.com/us/en/product/AR8765 |  |  | 10.71x12.99x45.98(in) 27.20x33.00x116.80(cent) | 11.82(kilos) 26.06(lbs) |  |  | 731304300908 | NAM ERP USD | 16-SEP-2025 | 639.00 | 01-NOV-2025 | 739.00
| AR8775 | "Valueline, Vertical Cable Manager for 2 & 4 Post Racks, 84"H X 12"W, Double-Sided with Doors" | https://www.se.com/us/en/product/AR8775 |  |  | 17.28x12.99x45.98(in) 43.90x33.00x116.80(cent) | 22.05(kilos) 48.62(lbs) |  |  | 731304300922 | NAM ERP USD | 16-SEP-2025 | 749.00 | 01-NOV-2025 | 859.00
| AR9000RAMP | Ramp for SX3K Enclosure Removal from Shock Pallet | https://www.se.com/us/en/product/AR9000RAMP |  |  | 16.30x17.17x67.95(in) 41.40x43.60x172.60(cent) | 71.67(kilos) 158.03(lbs) |  |  | 731304338833 | NAM ERP USD | 16-SEP-2025 | 2525.00 | 01-NOV-2025 | 2900.00
| AR9000RAMPX886 | Ramp for NetShelter SX Advanced Rack Removal from Shock Pallet | https://www.se.com/us/en/product/AR9000RAMPX886 |  |  | 16.30x17.17x69.13(in) 41.40x43.60x175.60(cent) | 75.67(kilos) 166.85(lbs) |  |  | 731304775867 | NAM ERP USD | 16-SEP-2025 | 2950.00 | 01-NOV-2025 | 3400.00
| AR7540100 | Toolless Cable Management Rings (Qty 100) | https://www.se.com/us/en/product/AR7540100 |  |  | 9.80x22.80x10.98(in) 24.90x57.90x27.90(cent) | 3.41(kilos) 7.52(lbs) |  |  | 731304300953 | NAM ERP USD | 16-SEP-2025 | 429.00 | 01-NOV-2025 | 489.00
| CAT6PNL-48 | APC CAT 6 Patch Panel, 48 port RJ45 to 110 568 A/B color coded | https://www.se.com/us/en/product/CAT6PNL-48 |  |  | 3.54x21.34x4.80(in) 9.00x54.20x12.20(cent) | 1.16(kilos) 2.56(lbs) |  |  | 731304238553 | NAM ERP USD | 16-SEP-2025 | 509.00 | 01-NOV-2025 | 579.00
| DDCC6-015 | APC Data Distribution Cable, CAT6 UTP CMR 6XRJ-45 Black, 15FT (4.5M) | https://www.se.com/us/en/product/DDCC6-015 |  |  | 3.50x13.50x13.50(in) 8.90x34.30x34.30(cent) | 2.20(kilos) 4.85(lbs) |  |  | 731304252467 | NAM ERP USD | 16-SEP-2025 | 269.99 | 01-NOV-2025 | 309.99
| DDCC6-019 | APC Data Distribution Cable, CAT6 UTP CMR 6XRJ-45 Black, 19FT (5.7M) | https://www.se.com/us/en/product/DDCC6-019 |  |  | 3.50x13.50x13.50(in) 8.90x34.30x34.30(cent) | 2.60(kilos) 5.73(lbs) |  |  | 731304252443 | NAM ERP USD | 16-SEP-2025 | 289.99 | 01-NOV-2025 | 339.99
| DDCC6-045 | APC Data Distribution Cable, CAT6 UTP CMR 6XRJ-45 Black, 45FT (13.7M) | https://www.se.com/us/en/product/DDCC6-045 |  |  | 4.49x13.50x13.50(in) 11.40x34.30x34.30(cent) | 5.20(kilos) 11.47(lbs) |  |  | 731304252511 | NAM ERP USD | 16-SEP-2025 | 429.00 | 01-NOV-2025 | 489.00
| DDCC6-050 | APC Data Distribution Cable, CAT6 UTP CMR 6XRJ-45 Black, 50FT (15.2M) | https://www.se.com/us/en/product/DDCC6-050 |  |  | 5.98x13.50x13.50(in) 15.20x34.30x34.30(cent) | 5.71(kilos) 12.59(lbs) |  |  | 731304252504 | NAM ERP USD | 16-SEP-2025 | 469.00 | 01-NOV-2025 | 539.00
| DDCC6-060 | APC Data Distribution Cable, CAT6 UTP CMR 6XRJ-45 Black, 60FT (18.2M) | https://www.se.com/us/en/product/DDCC6-060 |  |  | 5.98x13.50x13.50(in) 15.20x34.30x34.30(cent) | 6.71(kilos) 14.80(lbs) |  |  | 731304252580 | NAM ERP USD | 16-SEP-2025 | 529.00 | 01-NOV-2025 | 599.00
Rack Power Distribution >> Power Distribution | AP8941 | Rack PDU 2G, Switched, 30A, 200/208V, (21) C13 & (3) C19 (BEING DISCONTINUED - SEE APDU9941) | https://www.se.com/us/en/product/AP8941 | 200 ,230 | 200 ,208 | 80.31x6.50x4.88(in) 204.00x16.50x12.40(cent) | 10.00(kilos) 22.05(lbs) |  |  | 731304277088 | NAM ERP USD | 16-SEP-2025 | 1750.00 | 01-NOV-2025 | 2025.00
| AP8959NA3 | Rack PDU 2G, Switched, ZeroU, 20A, 208V, (21) C13 & (3) C19, L620 Cord | https://www.se.com/us/en/product/AP8959NA3 | 200 ,230 | 208 | 78.82x6.50x4.49(in) 200.20x16.50x11.40(cent) | 8.59(kilos) 18.94(lbs) |  |  | 731304277156 | NAM ERP USD | 16-SEP-2025 | 1550.00 | 01-NOV-2025 | 1775.00
| AP8961 | RACK PDU 2G, SWITCHED, ZEROU, 5.7KW, 200/208V, (21) C13 & (3) C19 | https://www.se.com/us/en/product/AP8961 | 208 3 PH | 208 | 78.82x6.50x4.49(in) 200.20x16.50x11.40(cent) | 8.82(kilos) 19.45(lbs) |  |  | 731304277163 | NAM ERP USD | 16-SEP-2025 | 1975.00 | 01-NOV-2025 | 2275.00
| AP8965 | RACK PDU 2G, SWITCHED, ZEROU, 8.6kW, 208V, (21) C13 & (3) C19 | https://www.se.com/us/en/product/AP8965 | 208 3 PH | 208 | 80.31x6.50x4.88(in) 204.00x16.50x12.40(cent) | 10.32(kilos) 22.76(lbs) |  |  | 731304277170 | NAM ERP USD | 16-SEP-2025 | 2400.00 | 01-NOV-2025 | 2750.00
| AP9626 | APC Step-Down Transformer RM 2U 208V IN 120V OUT w/5-20 Receptacles | https://www.se.com/us/en/product/AP9626 | 208 | 120 | 10.00x24.49x37.52(in) 25.40x62.20x95.30(cent) | 50.00(kilos) 110.25(lbs) |  |  | 731304249139 | NAM ERP USD | 16-SEP-2025 | 929.00 | 01-NOV-2025 | 989.00
| AP9627 | APC Step-Down Transformer RM 2U 208V IN 120V OUT w/L5-20 Receptacles | https://www.se.com/us/en/product/AP9627 | 208 | 120 | 10.00x24.49x37.52(in) 25.40x62.20x95.30(cent) | 50.00(kilos) 110.25(lbs) |  |  | 731304249146 | NAM ERP USD | 16-SEP-2025 | 929.00 | 01-NOV-2025 | 979.00
| AP9628 | APC Step-Down Transformer RM 2U 208V IN 120V OUT w/Hardwire Input/Output | https://www.se.com/us/en/product/AP9628 | 208 |  | 10.00x24.49x37.52(in) 25.40x62.20x95.30(cent) | 50.00(kilos) 110.25(lbs) |  |  | 731304249153 | NAM ERP USD | 16-SEP-2025 | 1075.00 | 01-NOV-2025 | 1125.00
| APTF10KT01 | APC 208V/120V 10KVA Step down Transformer | https://www.se.com/us/en/product/APTF10KT01 | 208 | 120 ,240 | 15.98x23.62x39.37(in) 40.60x60.00x100.00(cent) | 125.00(kilos) 275.63(lbs) |  |  | 731304242215 | NAM ERP USD | 16-SEP-2025 | 3100.00 | 01-NOV-2025 | 3425.00
| APTF10KW01 | APC WW 10KVA Isolation Transformer | https://www.se.com/us/en/product/APTF10KW01 | 208 ,240 | 120 ,208 ,230 ,240 | 15.98x39.37x23.62(in) 40.60x100.00x60.00(cent) | 124.74(kilos) 275.05(lbs) | 6 |  | 731304242208 | NAM ERP USD | 16-SEP-2025 | 2850.00 | 01-NOV-2025 | 3150.00
| APTF20KW01 | APC WW 20KVA Isolation Transformer | https://www.se.com/us/en/product/APTF20KW01 | 100 ,120 ,200 ,208 ,230 ,400 3 PH | 100 ,120 ,200 ,208 ,230 | 19.02x23.62x39.37(in) 48.30x60.00x100.00(cent) | 143.18(kilos) 315.71(lbs) |  |  | 731304242222 | NAM ERP USD | 16-SEP-2025 | 4000.00 | 01-NOV-2025 | 4400.00
| SURT003 | APC Smart-UPS RT Tower Isolation/Step-Down Transformer 5000VA 208/120V | https://www.se.com/us/en/product/SURT003 | 208 20 | 120 12 | 13.66x23.74x38.58(in) 34.70x60.30x98.00(cent) | 63.64(kilos) 140.33(lbs) |  |  | 731304217800 | NAM ERP USD | 16-SEP-2025 | 1275.00 | 01-NOV-2025 | 1425.00
| SURT004 | APC Smart-UPS RT Tower Isolation/Step-Down Transformer | https://www.se.com/us/en/product/SURT004 | 200 | 100 10 | 13.66x23.74x38.58(in) 34.70x60.30x98.00(cent) | 63.64(kilos) 140.33(lbs) |  |  | 731304217817 | NAM ERP USD | 16-SEP-2025 | 1350.00 | 01-NOV-2025 | 1475.00
| SYTF2J | APC Symmetra RM 200 to 100V Step-Down Transformer, (12) 5-20R | https://www.se.com/us/en/product/SYTF2J | 200 |  | 10.00x24.49x37.52(in) 25.40x62.20x95.30(cent) | 50.00(kilos) 110.25(lbs) |  |  | 731304104346 | NAM ERP USD | 16-SEP-2025 | 1150.00 | 01-NOV-2025 | 1250.00
Racks and Enclosures >> Racks and Accessories | AR100 | NetShelter WX 13U w/Threaded Hole Vertical Mounting Rail Glass Front Door Black | https://www.se.com/us/en/product/AR100 |  |  | 32.99x30.51x27.01(in) 83.80x77.50x68.60(cent) | 52.16(kilos) 115.01(lbs) |  |  | 731304111429 | NAM ERP USD | 16-SEP-2025 | 959.00 | 01-NOV-2025 | 1100.00
| AR100HD | NetShelter WX 13U w/Threaded Hole Vertical Mounting Rail Vented Front Door Black | https://www.se.com/us/en/product/AR100HD |  |  | 32.99x30.51x27.01(in) 83.80x77.50x68.60(cent) | 52.17(kilos) 115.03(lbs) |  |  | 731304111467 | NAM ERP USD | 16-SEP-2025 | 959.00 | 01-NOV-2025 | 1100.00
| AR106 | NetShelter WX 6U Wall Mount Cabinet | https://www.se.com/us/en/product/AR106 |  |  | 11.54x27.09x19.09(in) 29.30x68.80x48.50(cent) | 14.56(kilos) 32.10(lbs) |  |  | 731304317265 | NAM ERP USD | 16-SEP-2025 | 289.99 | 01-NOV-2025 | 329.99
| AR106SH4 | APC NetShelter WX 6U Single Hinged Wall-mount Enclosure 400mm Deep | https://www.se.com/us/en/product/AR106SH4 |  |  | 17.13x26.97x19.09(in) 43.50x68.50x48.50(cent) | 13.56(kilos) 29.90(lbs) |  |  | 731304402671 | NAM ERP USD | 16-SEP-2025 | 349.99 | 01-NOV-2025 | 399.99
| AR106SH6 | APC NetShelter WX 6U Single Hinged Wall-mount Enclosure 600mm Deep | https://www.se.com/us/en/product/AR106SH6 |  |  | 15.75x27.56x27.56(in) 40.00x70.00x70.00(cent) | 19.66(kilos) 43.35(lbs) | 6 |  | 731304402688 | NAM ERP USD | 16-SEP-2025 | 499.00 | 01-NOV-2025 | 569.00
| AR106V | NetShelter WX 6U Low-Profile Wallmount Enclosure 120V Fans | https://www.se.com/us/en/product/AR106V | 100 10 |  | 16.81x41.89x28.90(in) 42.70x106.40x73.40(cent) | 44.91(kilos) 99.03(lbs) |  |  | 731304402022 | NAM ERP USD | 16-SEP-2025 | 1200.00 | 01-NOV-2025 | 1375.00
| AR106VI | NetShelter WX 6U Low-Profile Wallmount Enclosure 230V Fans | https://www.se.com/us/en/product/AR106VI | 230 |  | 16.81x41.89x28.90(in) 42.70x106.40x73.40(cent) | 44.91(kilos) 99.03(lbs) |  |  | 731304402015 | NAM ERP USD | 16-SEP-2025 | 1200.00 | 01-NOV-2025 | 1375.00
| AR106VIXCASTERS | AR106VI with casters installed, HPE | https://www.se.com/us/en/product/AR106VIXCASTERS | 230 |  | 16.93x41.73x30.31(in) 43.00x106.00x77.00(cent) | 44.91(kilos) 99.02(lbs) |  |  | 731304414797 | NAM ERP USD | 16-SEP-2025 | 1525.00 | 01-NOV-2025 | 1750.00
| AR109 | NetShelter WX 9U Wall Mount Cabinet | https://www.se.com/us/en/product/AR109 |  |  | 11.54x27.09x19.09(in) 29.30x68.80x48.50(cent) | 16.01(kilos) 35.30(lbs) |  |  | 731304317272 | NAM ERP USD | 16-SEP-2025 | 369.99 | 01-NOV-2025 | 419.00
| AR109SH4 | APC NetShelter WX 9U Single Hinged Wall-mount Enclosure 400mm Deep | https://www.se.com/us/en/product/AR109SH4 |  |  | 22.24x26.97x19.09(in) 56.50x68.50x48.50(cent) | 13.56(kilos) 29.90(lbs) |  |  | 731304790303 | NAM ERP USD | 16-SEP-2025 | 449.00 | 01-NOV-2025 | 519.00
| AR109SH6 | APC NetShelter WX 9U Single Hinged Wall-mount Enclosure 600mm Deep | https://www.se.com/us/en/product/AR109SH6 |  |  | 22.24x26.97x26.97(in) 56.50x68.50x68.50(cent) | 20.50(kilos) 45.20(lbs) |  |  | 731304402718 | NAM ERP USD | 16-SEP-2025 | 569.00 | 01-NOV-2025 | 649.00
| AR112 | NetShelter WX 12U Wall Mount Cabinet | https://www.se.com/us/en/product/AR112 |  |  | 11.54x27.09x26.89(in) 29.30x68.80x68.30(cent) | 23.13(kilos) 51.00(lbs) |  |  | 731304317289 | NAM ERP USD | 16-SEP-2025 | 489.00 | 01-NOV-2025 | 569.00
| AR112SH4 | APC NetShelter WX 12U Single Hinged Wall-mount Enclosure 400mm Deep | https://www.se.com/us/en/product/AR112SH4 |  |  | 27.56x26.97x19.09(in) 70.00x68.50x48.50(cent) | 18.01(kilos) 39.71(lbs) |  |  | 731304402695 | NAM ERP USD | 16-SEP-2025 | 579.00 | 01-NOV-2025 | 669.00
| AR112SH6 | APC NetShelter WX 12U Single Hinged Wall-mount Enclosure 600mm Deep | https://www.se.com/us/en/product/AR112SH6 |  |  | 27.56x26.97x26.97(in) 70.00x68.50x68.50(cent) | 23.18(kilos) 51.11(lbs) |  |  | 731304402725 | NAM ERP USD | 16-SEP-2025 | 619.00 | 01-NOV-2025 | 709.00
| AR112SM | APC NetShelter 12U Wallmount Rack Enclosure Cabinet Side Mount UPS Depth | https://www.se.com/us/en/product/AR112SM |  |  | 31.50x33.46x51.97(in) 80.00x85.00x132.00(cent) | 93.00(kilos) 205.07(lbs) |  |  | 731304632641 | NAM ERP USD | 16-SEP-2025 | 989.00 | 01-NOV-2025 | 1150.00
| AR118SM | APC NetShelter 18U Wallmount Rack Enclosure Cabinet Side Mount UPS Depth | https://www.se.com/us/en/product/AR118SM |  |  | 42.13x33.46x51.97(in) 107.00x85.00x132.00(cent) | 104.00(kilos) 229.32(lbs) |  |  | 731304632658 | NAM ERP USD | 16-SEP-2025 | 1325.00 | 01-NOV-2025 | 1525.00
| AR124SM | APC NetShelter 24U Wallmount Rack Enclosure Cabinet Side Mount UPS Depth | https://www.se.com/us/en/product/AR124SM |  |  | 52.36x33.46x51.97(in) 133.00x85.00x132.00(cent) | 112.00(kilos) 246.96(lbs) |  |  | 731304632665 | NAM ERP USD | 16-SEP-2025 | 1500.00 | 01-NOV-2025 | 1700.00
| AR201 | NetShelter 2 Post Rack 45U #12-24 Threaded Holes Black | https://www.se.com/us/en/product/AR201 |  |  | 3.94x6.30x86.61(in) 10.00x16.00x220.00(cent) | 14.00(kilos) 30.87(lbs) |  |  | 731304015574 | NAM ERP USD | 16-SEP-2025 | 239.99 | 01-NOV-2025 | 279.99
| AR203A | NetShelter 4 Post Open Frame Rack 44U Square Holes | https://www.se.com/us/en/product/AR203A |  |  | 82.01x10.00x4.45(in) 208.30x25.40x11.30(cent) | 40.82(kilos) 90.01(lbs) |  |  | 731304260233 | NAM ERP USD | 16-SEP-2025 | 809.00 | 01-NOV-2025 | 929.00
| AR204A | NetShelter 4 Post Open Frame Rack 44U #12-24 Threaded Holes | https://www.se.com/us/en/product/AR204A |  |  | 82.01x10.00x7.40(in) 208.30x25.40x18.80(cent) | 46.36(kilos) 102.22(lbs) |  |  | 731304260264 | NAM ERP USD | 16-SEP-2025 | 809.00 | 01-NOV-2025 | 929.00
| AR2144BLK | NetShelter VX Seismic 42U Enclosure w/sides Black | https://www.se.com/us/en/product/AR2144BLK |  |  | 87.01x29.49x47.52(in) 221.00x74.90x120.70(cent) | 252.73(kilos) 557.27(lbs) |  |  | 731304205227 | NAM ERP USD | 16-SEP-2025 | 4275.00 | 01-NOV-2025 | 4925.00
| AR2145BLK | NetShelter VX Seismic 42U Enclosure w/o sides Black | https://www.se.com/us/en/product/AR2145BLK |  |  | 87.01x29.49x47.52(in) 221.00x74.90x120.70(cent) | 213.64(kilos) 471.08(lbs) |  |  | 731304205203 | NAM ERP USD | 16-SEP-2025 | 3925.00 | 01-NOV-2025 | 4525.00
| AR3003 | APC NetShelter SX 12U Server Rack Enclosure 600mm x 900mm w/ Sides Black | https://www.se.com/us/en/product/AR3003 |  |  | 31.30x29.53x39.17(in) 79.50x75.00x99.50(cent) | 75.00(kilos) 165.38(lbs) |  |  | 731304347507 | NAM ERP USD | 16-SEP-2025 | 1150.00 | 01-NOV-2025 | 1325.00
| AR3003SP | APC NetShelter SX 12U Server Rack Enclosure 600mm x 900mm w/ Sides Black Shock Packaging | https://www.se.com/us/en/product/AR3003SP |  |  | 37.80x29.53x42.13(in) 96.00x75.00x107.00(cent) | 108.00(kilos) 238.14(lbs) |  |  | 731304347644 | NAM ERP USD | 16-SEP-2025 | 1675.00 | 01-NOV-2025 | 1925.00
| AR3006 | APC NetShelter SX 18U Server Rack Enclosure 600mm x 900mm w/ Sides Black | https://www.se.com/us/en/product/AR3006 |  |  | 41.73x29.53x39.17(in) 106.00x75.00x99.50(cent) | 86.00(kilos) 189.63(lbs) |  |  | 731304347651 | NAM ERP USD | 16-SEP-2025 | 1425.00 | 01-NOV-2025 | 1650.00
| AR3006SP | APC NetShelter SX 18U Server Rack Enclosure 600mm x 900mm w/ Sides Black Shock Packaging | https://www.se.com/us/en/product/AR3006SP |  |  | 48.03x29.53x42.13(in) 122.00x75.00x107.00(cent) | 120.00(kilos) 264.60(lbs) |  |  | 731304347668 | NAM ERP USD | 16-SEP-2025 | 1950.00 | 01-NOV-2025 | 2250.00
| AR3100 | APC NetShelter SX 42U Server Rack Enclosure 600mm x 1070mm w/ Sides Black | https://www.se.com/us/en/product/AR3100 |  |  | 29.61x83.39x45.51(in) 75.20x211.80x115.60(cent) | 144.55(kilos) 318.73(lbs) |  |  | 731304226390 | NAM ERP USD | 16-SEP-2025 | 2200.00 | 01-NOV-2025 | 2550.00
| AR3100B2 | APC NetShelter SX Gen 2, 42U Server Rack Enclosure 600mm x 1070mm w/ Sides Black | https://www.se.com/us/en/product/AR3100B2 |  |  | 83.78x45.59x29.45(in) 212.80x115.80x74.80(cent) | 144.55(kilos) 318.73(lbs) |  |  | 731304642176 | NAM ERP USD | 16-SEP-2025 | 2200.00 | 01-NOV-2025 | 2550.00
| AR3100B2X609 | APC NetShelter SX Server Rack Gen 2, 42U, 1991H x 600W x 1070D mm, without Sides, Black | https://www.se.com/us/en/product/AR3100B2X609 |  |  | 83.78x45.59x29.45(in) 212.80x115.80x74.80(cent) | 127.95(kilos) 282.13(lbs) |  |  | 731304753131 | NAM ERP USD | 16-SEP-2025 | 2000.00 | 01-NOV-2025 | 2300.00
| AR3100B2X610 | APC NetShelter SX Server Rack Gen 2, 42U, 1991H x 600W x 1070D mm, without Doors, Black | https://www.se.com/us/en/product/AR3100B2X610 |  |  | 83.78x45.59x29.45(in) 212.80x115.80x74.80(cent) | 144.15(kilos) 317.85(lbs) |  |  | 731304753148 | NAM ERP USD | 16-SEP-2025 | 1825.00 | 01-NOV-2025 | 2100.00
| AR3100B2X617 | APC NetShelter SX Server Rack Gen 2, 42U, 1991H x 600W x 1070D mm, without Sides and Doors, Black | https://www.se.com/us/en/product/AR3100B2X617 |  |  | 83.78x45.59x29.45(in) 212.80x115.80x74.80(cent) | 112.75(kilos) 248.61(lbs) |  |  | 731304753155 | NAM ERP USD | 16-SEP-2025 | 1475.00 | 01-NOV-2025 | 1700.00
| AR3100HACS | NetShelter SX 42U 600mm Wide x 1070mm Deep Enclosure without rear doors | https://www.se.com/us/en/product/AR3100HACS |  |  | 83.39x35.39x47.99(in) 211.80x89.90x121.90(cent) | 144.55(kilos) 318.73(lbs) |  |  | 731304241553 | NAM ERP USD | 16-SEP-2025 | 2200.00 | 01-NOV-2025 | 2550.00
| AR3100SP | NetShelter SX 42U 600mm Wide x 1070mm Deep Enclosure with Sides Black -2000 lbs. Shock Packaging | https://www.se.com/us/en/product/AR3100SP |  |  | 85.79x43.50x52.01(in) 217.90x110.50x132.10(cent) | 242.22(kilos) 534.10(lbs) |  |  | 731304309857 | NAM ERP USD | 16-SEP-2025 | 3175.00 | 01-NOV-2025 | 3650.00
| AR3100TAA | NetShelter SX 42U 600mm Wide x 1070mm Deep Enclosure with Sides Black TAA Compliant | https://www.se.com/us/en/product/AR3100TAA |  |  | 83.39x29.61x47.99(in) 211.80x75.20x121.90(cent) | 144.55(kilos) 318.73(lbs) |  |  | 731304317296 | NAM ERP USD | 16-SEP-2025 | 2975.00 | 01-NOV-2025 | 3400.00
| AR3100W | NetShelter SX 42U 600mm Wide x 1070mm Deep Enclosure with Sides White | https://www.se.com/us/en/product/AR3100W |  |  | 83.39x29.61x47.99(in) 211.80x75.20x121.90(cent) | 144.55(kilos) 318.73(lbs) |  |  | 731304306597 | NAM ERP USD | 16-SEP-2025 | 2200.00 | 01-NOV-2025 | 2550.00
| AR3100W2 | APC NetShelter SX Server Rack Gen 2, 42U, 1991H x 600W x 1070D mm, with Sides, White | https://www.se.com/us/en/product/AR3100W2 |  |  | 83.78x45.59x29.45(in) 212.80x115.80x74.80(cent) | 159.35(kilos) 351.37(lbs) |  |  | 731304753124 | NAM ERP USD | 16-SEP-2025 | 2275.00 | 01-NOV-2025 | 2625.00
| AR3100X609 | NetShelter SX 42U 600mm Wide x 1070mm Deep Enclosure Without Sides Black | https://www.se.com/us/en/product/AR3100X609 |  |  | 83.39x29.61x47.99(in) 211.80x75.20x121.90(cent) | 112.00(kilos) 246.96(lbs) |  |  | 731304294269 | NAM ERP USD | 16-SEP-2025 | 2025.00 | 01-NOV-2025 | 2325.00
| AR3100X610 | NetShelter SX 42U 600mm Wide x 1070mm Deep Enclosure Without Doors Black | https://www.se.com/us/en/product/AR3100X610 |  |  | 83.39x35.39x47.99(in) 211.80x89.90x121.90(cent) | 125.00(kilos) 275.63(lbs) |  |  | 731304294177 | NAM ERP USD | 16-SEP-2025 | 1875.00 | 01-NOV-2025 | 2150.00
| AR3100X617 | NetShelter SX 42U 600mm Wide x 1070mm Deep Enclosure Without Sides Without Doors Black | https://www.se.com/us/en/product/AR3100X617 |  |  | 83.39x35.39x47.99(in) 211.80x89.90x121.90(cent) | 95.91(kilos) 211.48(lbs) |  |  | 731304294184 | NAM ERP USD | 16-SEP-2025 | 1500.00 | 01-NOV-2025 | 1725.00
| AR3103 | APC NetShelter SX 12U Server Rack Enclosure 600mm x 1070mm w/ Sides Black | https://www.se.com/us/en/product/AR3103 |  |  | 31.30x29.53x45.67(in) 79.50x75.00x116.00(cent) | 81.00(kilos) 178.61(lbs) |  |  | 731304347675 | NAM ERP USD | 16-SEP-2025 | 1325.00 | 01-NOV-2025 | 1525.00
| AR3103SP | APC NetShelter SX 12U Server Rack Enclosure 600mm x 1070mm w/ Sides Black Shock Packaging | https://www.se.com/us/en/product/AR3103SP |  |  | 37.80x29.53x48.82(in) 96.00x75.00x124.00(cent) | 115.00(kilos) 253.58(lbs) |  |  | 731304347682 | NAM ERP USD | 16-SEP-2025 | 1850.00 | 01-NOV-2025 | 2125.00
| AR3104 | NetShelter SX 24U 600mm x 1070mm Deep Enclosure | https://www.se.com/us/en/product/AR3104 |  |  | 52.05x45.51x29.37(in) 132.20x115.60x74.60(cent) | 106.82(kilos) 235.54(lbs) |  |  | 731304261889 | NAM ERP USD | 16-SEP-2025 | 1925.00 | 01-NOV-2025 | 2200.00
| AR3104SP1 | NetShelter SX 24U 600mm Wide x 1070mm Deep Enclosure - 1250 lbs. Shock Packaging | https://www.se.com/us/en/product/AR3104SP1 |  |  | 53.15x35.39x47.99(in) 135.00x89.90x121.90(cent) | 106.82(kilos) 235.54(lbs) |  |  | 731304262275 | NAM ERP USD | 16-SEP-2025 | 2475.00 | 01-NOV-2025 | 2850.00
| AR3105 | NetShelter SX 45U 600mm Wide x 1070mm Deep Enclosure with Sides Black | https://www.se.com/us/en/product/AR3105 |  |  | 88.19x29.37x45.51(in) 224.00x74.60x115.60(cent) | 153.70(kilos) 338.91(lbs) |  | 1 | 731304290193 | NAM ERP USD | 16-SEP-2025 | 2475.00 | 01-NOV-2025 | 2850.00
| AR3105B2 | APC NetShelter SX Gen 2, 45U Server Rack Enclosure 600mm x 1070mm w/ Sides Black | https://www.se.com/us/en/product/AR3105B2 |  |  | 89.06x45.59x29.45(in) 226.20x115.80x74.80(cent) | 153.70(kilos) 338.91(lbs) |  |  | 731304642237 | NAM ERP USD | 16-SEP-2025 | 2475.00 | 01-NOV-2025 | 2850.00
| AR3105SP | NetShelter SX 45U 600mm Wide x 1070mm Deep Enclosure with Sides Black -2000 lbs. Shock Packaging | https://www.se.com/us/en/product/AR3105SP |  |  | 91.10x43.50x52.01(in) 231.40x110.50x132.10(cent) | 247.66(kilos) 546.09(lbs) |  | 1 | 731304309864 | NAM ERP USD | 16-SEP-2025 | 3950.00 | 01-NOV-2025 | 4550.00
| AR3105TAA | NetShelter SX 45U 600mm Wide x 1070mm Deep Enclosure with Sides Black TAA Compliant | https://www.se.com/us/en/product/AR3105TAA |  |  | 88.19x29.37x48.03(in) 224.00x74.60x122.00(cent) | 153.70(kilos) 338.91(lbs) |  | 1 | 731304318163 | NAM ERP USD | 16-SEP-2025 | 3450.00 | 01-NOV-2025 | 3975.00
| AR3105W | NetShelter SX 45U 600mm Wide x 1070mm Deep Enclosure with Sides White | https://www.se.com/us/en/product/AR3105W |  |  | 88.19x29.37x48.03(in) 224.00x74.60x122.00(cent) | 153.70(kilos) 338.91(lbs) |  | 1 | 731304322450 | NAM ERP USD | 16-SEP-2025 | 2475.00 | 01-NOV-2025 | 2850.00
| AR3105W2 | APC NetShelter SX Server Rack Gen 2, 45U, 2124H x 600W x 1070D mm, with Sides, White | https://www.se.com/us/en/product/AR3105W2 |  |  | 89.06x45.59x29.45(in) 226.20x115.80x74.80(cent) | 167.07(kilos) 368.39(lbs) |  |  | 731304753162 | NAM ERP USD | 16-SEP-2025 | 2600.00 | 01-NOV-2025 | 2975.00
| AR3106 | APC NetShelter SX 18U Server Rack Enclosure 600mm x 1070mm w/ Sides Black | https://www.se.com/us/en/product/AR3106 |  |  | 41.73x29.53x45.67(in) 106.00x75.00x116.00(cent) | 93.00(kilos) 205.07(lbs) |  |  | 731304347699 | NAM ERP USD | 16-SEP-2025 | 1575.00 | 01-NOV-2025 | 1825.00
| AR3106SP | APC NetShelter SX 18U Server Rack Enclosure 600mm x 1070mm w/ Sides Black Shock Packaging | https://www.se.com/us/en/product/AR3106SP |  |  | 48.03x29.53x48.82(in) 122.00x75.00x124.00(cent) | 127.00(kilos) 280.04(lbs) |  |  | 731304347705 | NAM ERP USD | 16-SEP-2025 | 2000.00 | 01-NOV-2025 | 2300.00
| AR3107 | NetShelter SX 48U 600mm Wide x 1070mm Deep Enclosure with Sides Black | https://www.se.com/us/en/product/AR3107 |  |  | 93.90x45.51x29.61(in) 238.50x115.60x75.20(cent) | 157.68(kilos) 347.68(lbs) |  |  | 731304226383 | NAM ERP USD | 16-SEP-2025 | 2700.00 | 01-NOV-2025 | 3100.00
| AR3107B2 | APC NetShelter SX Gen 2, 48U Server Rack Enclosure 600mm x 1070mm w/ Sides Black | https://www.se.com/us/en/product/AR3107B2 |  |  | 94.29x45.59x29.45(in) 239.50x115.80x74.80(cent) | 157.68(kilos) 347.68(lbs) |  |  | 731304642275 | NAM ERP USD | 16-SEP-2025 | 2700.00 | 01-NOV-2025 | 3100.00
| AR3107B2X609 | APC NetShelter SX Server Rack Gen 2, 48U, 2258H x 600W x 1070D mm, without Sides, Black | https://www.se.com/us/en/product/AR3107B2X609 |  |  | 94.29x45.59x29.45(in) 239.50x115.80x74.80(cent) | 121.57(kilos) 268.06(lbs) |  |  | 731304753179 | NAM ERP USD | 16-SEP-2025 | 2325.00 | 01-NOV-2025 | 2675.00
| AR3107B2X610 | APC NetShelter SX Server Rack Gen 2, 48U, 2258H x 600W x 1070D mm, without Doors, Black | https://www.se.com/us/en/product/AR3107B2X610 |  |  | 94.29x45.59x29.45(in) 239.50x115.80x74.80(cent) | 148.57(kilos) 327.60(lbs) |  |  | 731304753186 | NAM ERP USD | 16-SEP-2025 | 2100.00 | 01-NOV-2025 | 2400.00
| AR3107B2X617 | APC NetShelter SX Server Rack Gen 2, 48U, 2258H x 600W x 1070D mm, without Sides and Doors, Black | https://www.se.com/us/en/product/AR3107B2X617 |  |  | 94.29x45.59x29.45(in) 239.50x115.80x74.80(cent) | 112.46(kilos) 247.97(lbs) |  |  | 731304753193 | NAM ERP USD | 16-SEP-2025 | 1650.00 | 01-NOV-2025 | 1900.00
| AR3107SP | NetShelter SX 48U 600mm Wide x 1070mm Deep Enclosure with Sides Black -2000 lbs. Shock Packaging | https://www.se.com/us/en/product/AR3107SP |  |  | 96.50x43.50x52.01(in) 245.10x110.50x132.10(cent) | 240.86(kilos) 531.10(lbs) |  |  | 731304309871 | NAM ERP USD | 16-SEP-2025 | 4175.00 | 01-NOV-2025 | 4800.00
| AR3107TAA | NetShelter SX 48U 600mm Wide x 1070mm Deep Enclosure with Sides Black TAA Compliant | https://www.se.com/us/en/product/AR3107TAA |  |  | 93.90x29.61x47.99(in) 238.50x75.20x121.90(cent) | 157.68(kilos) 347.68(lbs) |  | 1 | 731304318170 | NAM ERP USD | 16-SEP-2025 | 3400.00 | 01-NOV-2025 | 3925.00
| AR3107X609 | NetShelter SX 48U 600mm Wide x 1070mm Deep Enclosure Without Sides Black | https://www.se.com/us/en/product/AR3107X609 |  |  | 93.90x35.39x47.99(in) 238.50x89.90x121.90(cent) | 125.14(kilos) 275.93(lbs) |  |  | 731304293729 | NAM ERP USD | 16-SEP-2025 | 2350.00 | 01-NOV-2025 | 2700.00
| AR3107X610 | NetShelter SX 48U 600mm Wide x 1070mm Deep Enclosure Without Doors Black | https://www.se.com/us/en/product/AR3107X610 |  |  | 93.90x35.39x47.99(in) 238.50x89.90x121.90(cent) | 136.09(kilos) 300.08(lbs) |  |  | 731304293736 | NAM ERP USD | 16-SEP-2025 | 2125.00 | 01-NOV-2025 | 2450.00
| AR3107X617 | NetShelter SX 48U 600mm Wide x 1070mm Deep Enclosure Without Sides Without Doors Black | https://www.se.com/us/en/product/AR3107X617 |  |  | 93.90x35.39x47.99(in) 238.50x89.90x121.90(cent) | 103.55(kilos) 228.33(lbs) |  |  | 731304294191 | NAM ERP USD | 16-SEP-2025 | 1675.00 | 01-NOV-2025 | 1925.00
| AR3130 | NetShelter SX 42U 700mm Wide x 1070mm Deep Enclosure with Sides Black | https://www.se.com/us/en/product/AR3130 |  |  | 87.24x39.33x47.99(in) 221.60x99.90x121.90(cent) | 160.00(kilos) 352.80(lbs) |  |  | 731304273318 | NAM ERP USD | 16-SEP-2025 | 2675.00 | 01-NOV-2025 | 3075.00
| AR3140 | NetShelter SX 42U 750mm Wide x 1070mm Deep Networking Enclosure with Sides Black | https://www.se.com/us/en/product/AR3140 |  |  | 83.39x45.51x33.50(in) 211.80x115.60x85.09(cent) | 168.18(kilos) 370.84(lbs) |  |  | 731304275572 | NAM ERP USD | 16-SEP-2025 | 3825.00 | 01-NOV-2025 | 4375.00
| AR3140B2 | APC NetShelter SX Networking Enclosure Gen2, 42U,1991Hx750Wx1070Dmm,with vertical cable mgrs,Black | https://www.se.com/us/en/product/AR3140B2 |  |  | 83.78x45.59x33.58(in) 212.80x115.80x85.30(cent) | 187.35(kilos) 413.11(lbs) |  |  | 731304753209 | NAM ERP USD | 16-SEP-2025 | 3750.00 | 01-NOV-2025 | 4325.00
| AR3140W | NetShelter SX 42U 750mm Wide x 1070mm Deep Networking Enclosure with Sides White | https://www.se.com/us/en/product/AR3140W |  |  | 83.39x33.50x47.99(in) 211.80x85.10x121.90(cent) | 167.83(kilos) 370.07(lbs) |  |  | 731304322290 | NAM ERP USD | 16-SEP-2025 | 3825.00 | 01-NOV-2025 | 4375.00
| AR3150 | NetShelter SX 42U 750mm Wide x 1070mm Deep Enclosure with Sides Black | https://www.se.com/us/en/product/AR3150 |  |  | 83.35x45.51x33.50(in) 211.70x115.60x85.10(cent) | 168.18(kilos) 370.84(lbs) |  |  | 731304236375 | NAM ERP USD | 16-SEP-2025 | 2775.00 | 01-NOV-2025 | 3200.00
| AR3150B2 | APC NetShelter SX Gen 2, 42U Server Rack Enclosure 750mm x 1070mm w/ Sides Black | https://www.se.com/us/en/product/AR3150B2 |  |  | 83.78x45.59x33.58(in) 212.80x115.80x85.30(cent) | 168.18(kilos) 370.84(lbs) |  |  | 731304642183 | NAM ERP USD | 16-SEP-2025 | 2775.00 | 01-NOV-2025 | 3200.00
| AR3150B2X609 | APC NetShelter SX Server Rack Gen 2, 42U, 1991H x 750W x 1070D mm, without Sides, Black | https://www.se.com/us/en/product/AR3150B2X609 |  |  | 83.78x45.59x33.58(in) 212.80x115.80x85.30(cent) | 154.55(kilos) 340.78(lbs) |  |  | 731304753223 | NAM ERP USD | 16-SEP-2025 | 2600.00 | 01-NOV-2025 | 3000.00
| AR3150B2X610 | APC NetShelter SX Server Rack Gen 2, 42U, 1991H x 750W x 1070D mm, without Doors, Black | https://www.se.com/us/en/product/AR3150B2X610 |  |  | 83.78x45.59x33.58(in) 212.80x115.80x85.30(cent) | 170.23(kilos) 375.36(lbs) |  |  | 731304753230 | NAM ERP USD | 16-SEP-2025 | 2375.00 | 01-NOV-2025 | 2725.00
| AR3150B2X617 | APC NetShelter SX Server Rack Gen 2, 42U, 1991H x 750W x 1070D mm, without Sides and Doors, Black | https://www.se.com/us/en/product/AR3150B2X617 |  |  | 83.78x45.59x33.58(in) 212.80x115.80x85.30(cent) | 137.43(kilos) 303.03(lbs) |  |  | 731304753247 | NAM ERP USD | 16-SEP-2025 | 2000.00 | 01-NOV-2025 | 2300.00
| AR3150HACS | NetShelter SX 42U 750mm Wide x 1070mm Deep Enclosure without rear doors | https://www.se.com/us/en/product/AR3150HACS |  |  | 87.24x35.24x47.99(in) 221.60x89.50x121.90(cent) | 154.55(kilos) 340.78(lbs) |  |  | 731304241560 | NAM ERP USD | 16-SEP-2025 | 2775.00 | 01-NOV-2025 | 3200.00
| AR3150SP | NetShelter SX 42U 750mm Wide x 1070mm Deep Enclosure with Sides Black -2000 lbs. Shock Packaging | https://www.se.com/us/en/product/AR3150SP |  |  | 85.79x43.50x52.01(in) 217.90x110.50x132.10(cent) | 271.25(kilos) 598.11(lbs) |  |  | 731304309888 | NAM ERP USD | 16-SEP-2025 | 4150.00 | 01-NOV-2025 | 4775.00
| AR3150W | NetShelter SX 42U 750mm Wide x 1070mm Deep Enclosure with Sides White | https://www.se.com/us/en/product/AR3150W |  |  | 87.24x35.24x47.99(in) 221.60x89.50x121.90(cent) | 167.83(kilos) 370.07(lbs) |  |  | 731304320548 | NAM ERP USD | 16-SEP-2025 | 2775.00 | 01-NOV-2025 | 3200.00
| AR3150W2 | APC NetShelter SX Server Rack Gen 2, 42U, 1991H x 750W x 1070D mm, with Sides, White | https://www.se.com/us/en/product/AR3150W2 |  |  | 83.78x45.59x33.58(in) 212.80x115.80x85.30(cent) | 187.35(kilos) 413.11(lbs) |  |  | 731304753216 | NAM ERP USD | 16-SEP-2025 | 2775.00 | 01-NOV-2025 | 3200.00
| AR3150X609 | Netshelter SX 42U 750mm Wide x 1070mm Deep Enclosure Without Sides Black | https://www.se.com/us/en/product/AR3150X609 |  |  | 87.24x35.24x47.99(in) 221.60x89.50x121.90(cent) | 139.09(kilos) 306.69(lbs) |  |  | 731304291824 | NAM ERP USD | 16-SEP-2025 | 2650.00 | 01-NOV-2025 | 3050.00
| AR3150X610 | NetShelter SX 42U 750mm Wide x 1070mm Deep Enclosure Without Doors Black | https://www.se.com/us/en/product/AR3150X610 |  |  | 87.24x35.24x47.99(in) 221.60x89.50x121.90(cent) | 141.73(kilos) 312.51(lbs) |  |  | 731304293750 | NAM ERP USD | 16-SEP-2025 | 2400.00 | 01-NOV-2025 | 2750.00
| AR3150X617 | NetShelter SX 42U 750mm Wide x 1070mm Deep Enclosure Without Sides Without Doors Black | https://www.se.com/us/en/product/AR3150X617 |  |  | 87.24x35.24x47.99(in) 221.60x89.50x121.90(cent) | 112.64(kilos) 248.37(lbs) |  |  | 731304293767 | NAM ERP USD | 16-SEP-2025 | 2050.00 | 01-NOV-2025 | 2350.00
| AR3155 | NetShelter SX 45U 750mm Wide x 1070mm Deep Enclosure with Sides Black | https://www.se.com/us/en/product/AR3155 |  |  | 88.19x33.46x51.97(in) 224.00x85.00x132.00(cent) | 172.30(kilos) 379.92(lbs) |  | 1 | 731304290209 | NAM ERP USD | 16-SEP-2025 | 3000.00 | 01-NOV-2025 | 3450.00
| AR3155B2 | APC NetShelter SX Gen 2, 45U Server Rack Enclosure 750mm x 1070mm w/ Sides Black | https://www.se.com/us/en/product/AR3155B2 |  |  | 89.06x45.59x33.58(in) 226.20x115.80x85.30(cent) | 172.30(kilos) 379.92(lbs) |  |  | 731304642244 | NAM ERP USD | 16-SEP-2025 | 3000.00 | 01-NOV-2025 | 3450.00
| AR3155SP | NetShelter SX 45U 750mm Wide x 1070mm Deep Enclosure with Sides Black -2000 lbs. Shock Packaging | https://www.se.com/us/en/product/AR3155SP |  |  | 91.10x43.50x52.01(in) 231.40x110.50x132.10(cent) | 276.69(kilos) 610.10(lbs) |  | 1 | 731304309895 | NAM ERP USD | 16-SEP-2025 | 4500.00 | 01-NOV-2025 | 5150.00
| AR3155W | NetShelter SX 45U 750mm Wide x 1070mm Deep Enclosure with Sides White | https://www.se.com/us/en/product/AR3155W |  |  | 88.19x33.46x51.97(in) 224.00x85.00x132.00(cent) | 172.30(kilos) 379.92(lbs) |  | 1 | 731304322474 | NAM ERP USD | 16-SEP-2025 | 3000.00 | 01-NOV-2025 | 3450.00
| AR3155W2 | APC NetShelter SX Server Rack Gen 2, 45U, 2124H x 750W x 1070D mm, with Sides, White | https://www.se.com/us/en/product/AR3155W2 |  |  | 89.06x45.59x33.58(in) 226.20x115.80x85.30(cent) | 172.30(kilos) 379.92(lbs) |  |  | 731304753254 | NAM ERP USD | 16-SEP-2025 | 3175.00 | 01-NOV-2025 | 3650.00
| AR3157 | NetShelter SX 48U 750mm Wide x 1070mm Deep Enclosure with Sides Black | https://www.se.com/us/en/product/AR3157 |  |  | 93.86x45.51x33.50(in) 238.40x115.60x85.10(cent) | 184.09(kilos) 405.92(lbs) |  |  | 731304236368 | NAM ERP USD | 16-SEP-2025 | 3300.00 | 01-NOV-2025 | 3800.00
| AR3157B2 | APC NetShelter SX Gen 2, 48U Server Rack Enclosure 750mm x 1070mm w/ Sides Black | https://www.se.com/us/en/product/AR3157B2 |  |  | 94.29x45.59x33.58(in) 239.50x115.80x85.30(cent) | 184.09(kilos) 405.92(lbs) |  |  | 731304642282 | NAM ERP USD | 16-SEP-2025 | 3300.00 | 01-NOV-2025 | 3800.00
| AR3157B2X609 | APC NetShelter SX Server Rack Gen 2, 48U, 2258H x 750W x 1070D mm, without Sides, Black | https://www.se.com/us/en/product/AR3157B2X609 |  |  | 94.29x45.59x33.58(in) 239.50x115.80x85.30(cent) | 167.37(kilos) 369.05(lbs) |  |  | 731304753261 | NAM ERP USD | 16-SEP-2025 | 2900.00 | 01-NOV-2025 | 3350.00
| AR3157B2X610 | APC NetShelter SX Server Rack Gen 2, 48U, 2258H x 750W x 1070D mm, without Doors, Black | https://www.se.com/us/en/product/AR3157B2X610 |  |  | 94.29x45.59x33.58(in) 239.50x115.80x85.30(cent) | 185.16(kilos) 408.28(lbs) |  |  | 731304753278 | NAM ERP USD | 16-SEP-2025 | 2675.00 | 01-NOV-2025 | 3075.00
| AR3157B2X617 | APC NetShelter SX Server Rack Gen 2, 48U, 2258H x 750W x 1070D mm, without Sides and Doors, Black | https://www.se.com/us/en/product/AR3157B2X617 |  |  | 94.29x45.59x33.58(in) 239.50x115.80x85.30(cent) | 147.36(kilos) 324.93(lbs) |  |  | 731304753285 | NAM ERP USD | 16-SEP-2025 | 2225.00 | 01-NOV-2025 | 2550.00
| AR3157SP | NetShelter SX 48U 750mm Wide x 1070mm Deep Enclosure with Sides Black -2000 lbs. Shock Packaging | https://www.se.com/us/en/product/AR3157SP |  |  | 96.50x43.50x52.01(in) 245.10x110.50x132.10(cent) | 283.50(kilos) 625.12(lbs) |  |  | 731304309901 | NAM ERP USD | 16-SEP-2025 | 4575.00 | 01-NOV-2025 | 5275.00
| AR3157X609 | Netshelter SX 48U 750mm Wide x 1070mm Deep Enclosure Without Sides Black | https://www.se.com/us/en/product/AR3157X609 |  |  | 94.49x35.24x47.99(in) 240.00x89.50x121.90(cent) | 151.55(kilos) 334.17(lbs) |  |  | 731304293644 | NAM ERP USD | 16-SEP-2025 | 2950.00 | 01-NOV-2025 | 3400.00
| AR3157X610 | NetShelter SX 48U 750mm Wide x 1070mm Deep Enclosure Without Doors Black | https://www.se.com/us/en/product/AR3157X610 |  |  | 94.49x35.24x47.99(in) 240.00x89.50x121.90(cent) | 154.73(kilos) 341.18(lbs) |  |  | 731304294207 | NAM ERP USD | 16-SEP-2025 | 2700.00 | 01-NOV-2025 | 3100.00
| AR3157X617 | NetShelter SX 48U 750mm Wide x 1070mm Deep Enclosure Without Sides Without Doors Black | https://www.se.com/us/en/product/AR3157X617 |  |  | 94.49x35.24x47.99(in) 240.00x89.50x121.90(cent) | 122.18(kilos) 269.41(lbs) |  |  | 731304294214 | NAM ERP USD | 16-SEP-2025 | 2250.00 | 01-NOV-2025 | 2600.00
| AR3180B2 | APC NetShelter SX Gen 2, 42U Server Rack Enclosure 800mm x 1070mm w/ Sides Black | https://www.se.com/us/en/product/AR3180B2 |  |  | 83.78x45.59x37.32(in) 212.80x115.80x94.80(cent) | 200.00(kilos) 441.00(lbs) |  |  | 731304642190 | NAM ERP USD | 16-SEP-2025 | 3200.00 | 01-NOV-2025 | 3675.00
| AR3187B2 | APC NetShelter SX Server Rack Gen 2, 48U, 2258H x 800W x 1070D mm,w/ Side,Black | https://www.se.com/us/en/product/AR3187B2 |  |  | 94.29x45.59x37.32(in) 239.50x115.80x94.80(cent) | 220.00(kilos) 485.10(lbs) |  |  | 731304647645 | NAM ERP USD | 16-SEP-2025 | 3700.00 | 01-NOV-2025 | 4250.00
| AR3200 | NetShelter SX Colocation 2 x 20U 600mm Wide x 1070mm Deep Enclosure with Sides Black | https://www.se.com/us/en/product/AR3200 |  |  | 83.35x45.51x29.37(in) 211.70x115.60x74.60(cent) | 168.35(kilos) 371.21(lbs) |  |  | 731304284130 | NAM ERP USD | 16-SEP-2025 | 3400.00 | 01-NOV-2025 | 3900.00
| AR3200B2 | APC NetShelter SX Colocation Rack Gen 2, 42U,1991H x 600mmW x 1070D mm, 2 x 20U, with Sides,Black | https://www.se.com/us/en/product/AR3200B2 |  |  | 83.78x45.59x29.45(in) 212.80x115.80x74.80(cent) | 165.40(kilos) 364.71(lbs) |  |  | 731304753292 | NAM ERP USD | 16-SEP-2025 | 3350.00 | 01-NOV-2025 | 3850.00
| AR3300 | NetShelter SX 42U/600mm/1200mm Enclosure with Roof and Sides Black | https://www.se.com/us/en/product/AR3300 |  |  | 83.39x52.52x29.61(in) 211.80x133.40x75.20(cent) | 149.09(kilos) 328.74(lbs) |  |  | 731304256274 | NAM ERP USD | 16-SEP-2025 | 2925.00 | 01-NOV-2025 | 3375.00
| AR3300B2 | APC NetShelter SX Gen 2, 42U Server Rack Enclosure 600mm x 1200mm w/ Sides Black | https://www.se.com/us/en/product/AR3300B2 |  |  | 83.78x52.09x29.45(in) 212.80x132.30x74.80(cent) | 149.09(kilos) 328.74(lbs) |  |  | 731304642206 | NAM ERP USD | 16-SEP-2025 | 2875.00 | 01-NOV-2025 | 3300.00
| AR3300B2X609 | APC NetShelter SX Server Rack Gen 2, 42U, 1991H x 600W x 1200D mm, without Sides, Black | https://www.se.com/us/en/product/AR3300B2X609 |  |  | 83.78x52.09x29.45(in) 212.80x132.30x74.80(cent) | 136.60(kilos) 301.20(lbs) |  |  | 731304753308 | NAM ERP USD | 16-SEP-2025 | 2775.00 | 01-NOV-2025 | 3200.00
| AR3300B2X610 | APC NetShelter SX Server Rack Gen 2, 42U, 1991H x 600W x 1200D mm, without Doors, Black | https://www.se.com/us/en/product/AR3300B2X610 |  |  | 83.78x52.09x29.45(in) 212.80x132.30x74.80(cent) | 159.44(kilos) 351.57(lbs) |  |  | 731304753315 | NAM ERP USD | 16-SEP-2025 | 2700.00 | 01-NOV-2025 | 3100.00
| AR3300B2X617 | APC NetShelter SX Server Rack Gen 2, 42U, 1991H x 600W x 1200D mm, without Sides and Doors, Black | https://www.se.com/us/en/product/AR3300B2X617 |  |  | 83.78x52.09x29.45(in) 212.80x132.30x74.80(cent) | 121.40(kilos) 267.69(lbs) |  |  | 731304753322 | NAM ERP USD | 16-SEP-2025 | 2250.00 | 01-NOV-2025 | 2575.00
| AR3300SP | NetShelter SX 42U 600mm Wide x 1200mm Deep Enclosure with Sides Black -2000 lbs. Shock Packaging | https://www.se.com/us/en/product/AR3300SP |  |  | 85.79x43.50x52.01(in) 217.90x110.50x132.10(cent) | 246.30(kilos) 543.09(lbs) |  |  | 731304309918 | NAM ERP USD | 16-SEP-2025 | 4200.00 | 01-NOV-2025 | 4850.00
| AR3300W | NetShelter SX 42U 600mm Wide x 1200mm Deep Enclosure with Sides White | https://www.se.com/us/en/product/AR3300W |  |  | 83.39x29.61x52.52(in) 211.80x75.20x133.40(cent) | 149.09(kilos) 328.74(lbs) |  |  | 731304308447 | NAM ERP USD | 16-SEP-2025 | 2925.00 | 01-NOV-2025 | 3375.00
| AR3300W2 | APC NetShelter SX Gen 2, 42U Server Rack Enclosure 600mm x 1200mm w/ Sides White | https://www.se.com/us/en/product/AR3300W2 |  |  | 83.78x52.09x29.45(in) 212.80x132.30x74.80(cent) | 149.09(kilos) 328.74(lbs) |  |  | 731304642336 | NAM ERP USD | 16-SEP-2025 | 3025.00 | 01-NOV-2025 | 3475.00
| AR3300X609 | Netshelter SX 42U 600mm Wide x 1200mm Deep Enclosure Without Sides Black | https://www.se.com/us/en/product/AR3300X609 |  |  | 83.39x29.37x52.52(in) 211.80x74.60x133.40(cent) | 117.27(kilos) 258.58(lbs) |  |  | 731304293668 | NAM ERP USD | 16-SEP-2025 | 2825.00 | 01-NOV-2025 | 3250.00
| AR3300X610 | NetShelter SX 42U 600mm Wide x 1200mm Deep Enclosure Without Doors Black | https://www.se.com/us/en/product/AR3300X610 |  |  | 83.39x29.37x52.52(in) 211.80x74.60x133.40(cent) | 129.55(kilos) 285.66(lbs) |  |  | 731304293774 | NAM ERP USD | 16-SEP-2025 | 2750.00 | 01-NOV-2025 | 3150.00
| AR3300X617 | NetShelter SX 42U 600mm Wide x 1200mm Deep Enclosure Without Sides Without Doors Black | https://www.se.com/us/en/product/AR3300X617 |  |  | 83.39x29.37x52.52(in) 211.80x74.60x133.40(cent) | 97.73(kilos) 215.49(lbs) |  |  | 731304293675 | NAM ERP USD | 16-SEP-2025 | 2275.00 | 01-NOV-2025 | 2625.00
| AR3305 | NetShelter SX 45U 600mm Wide x 1200mm Deep Enclosure with Sides Black | https://www.se.com/us/en/product/AR3305 |  |  | 88.19x29.37x52.52(in) 224.00x74.60x133.40(cent) | 158.40(kilos) 349.27(lbs) |  | 1 | 731304290216 | NAM ERP USD | 16-SEP-2025 | 3150.00 | 01-NOV-2025 | 3625.00
| AR3305B2 | APC NetShelter SX Gen 2, 45U Server Rack Enclosure 600mm x 1200mm w/ Sides Black | https://www.se.com/us/en/product/AR3305B2 |  |  | 89.06x52.09x29.45(in) 226.20x132.30x74.80(cent) | 158.40(kilos) 349.27(lbs) |  |  | 731304642251 | NAM ERP USD | 16-SEP-2025 | 3100.00 | 01-NOV-2025 | 3550.00
| AR3305SP | NetShelter SX 45U 600mm Wide x 1200mm Deep Enclosure with Sides Black -2000 lbs. Shock Packaging | https://www.se.com/us/en/product/AR3305SP |  |  | 91.10x43.50x52.01(in) 231.40x110.50x132.10(cent) | 259.45(kilos) 572.09(lbs) |  | 1 | 731304309925 | NAM ERP USD | 16-SEP-2025 | 4425.00 | 01-NOV-2025 | 5100.00
| AR3305W | NetShelter SX 45U 600mm Wide x 1200mm Deep Enclosure with Sides White | https://www.se.com/us/en/product/AR3305W |  |  | 88.19x29.37x52.52(in) 224.00x74.60x133.40(cent) | 158.40(kilos) 349.27(lbs) |  | 1 | 731304322481 | NAM ERP USD | 16-SEP-2025 | 3150.00 | 01-NOV-2025 | 3625.00
| AR3305W2 | APC NetShelter SX Server Rack Gen 2, 45U, 2124H x 600W x 1200D mm, with Sides, White | https://www.se.com/us/en/product/AR3305W2 |  |  | 89.06x52.09x29.45(in) 226.20x132.30x74.80(cent) | 158.40(kilos) 349.27(lbs) |  |  | 731304753339 | NAM ERP USD | 16-SEP-2025 | 3325.00 | 01-NOV-2025 | 3800.00
| AR3307 | NetShelter SX 48U 600mm Wide x 1200mm Deep Enclosure with Sides Black | https://www.se.com/us/en/product/AR3307 |  |  | 93.90x52.52x29.61(in) 238.50x133.40x75.20(cent) | 165.45(kilos) 364.82(lbs) |  |  | 731304256281 | NAM ERP USD | 16-SEP-2025 | 3475.00 | 01-NOV-2025 | 4000.00
| AR3307B2 | APC NetShelter SX Gen 2 , 48U Server Rack Enclosure 600mm x 1200mm w/ Sides Black | https://www.se.com/us/en/product/AR3307B2 |  |  | 94.29x52.09x29.45(in) 239.50x132.30x74.80(cent) | 165.45(kilos) 364.82(lbs) |  |  | 731304642299 | NAM ERP USD | 16-SEP-2025 | 3425.00 | 01-NOV-2025 | 3925.00
| AR3307B2X609 | APC NetShelter SX Server Rack Gen 2, 48U, 2258H x 600W x 1200D mm, without Sides, Black | https://www.se.com/us/en/product/AR3307B2X609 |  |  | 94.29x52.09x29.45(in) 239.50x132.30x74.80(cent) | 136.83(kilos) 301.71(lbs) |  |  | 731304753346 | NAM ERP USD | 16-SEP-2025 | 3200.00 | 01-NOV-2025 | 3675.00
| AR3307B2X610 | APC NetShelter SX Server Rack Gen 2, 48U, 2258H x 600W x 1200D mm, without Doors, Black | https://www.se.com/us/en/product/AR3307B2X610 |  |  | 94.29x52.09x29.45(in) 239.50x132.30x74.80(cent) | 156.13(kilos) 344.27(lbs) |  |  | 731304753353 | NAM ERP USD | 16-SEP-2025 | 3075.00 | 01-NOV-2025 | 3525.00
| AR3307B2X617 | APC NetShelter SX Server Rack Gen 2, 48U, 2258H x 600W x 1200D mm, without Sides and Doors, Black | https://www.se.com/us/en/product/AR3307B2X617 |  |  | 94.29x52.09x29.45(in) 239.50x132.30x74.80(cent) | 118.33(kilos) 260.92(lbs) |  |  | 731304753360 | NAM ERP USD | 16-SEP-2025 | 2525.00 | 01-NOV-2025 | 2900.00
| AR3307SP | NetShelter SX 48U 600mm Wide x 1200mm Deep Enclosure with Sides Black -2000 lbs. Shock Packaging | https://www.se.com/us/en/product/AR3307SP |  |  | 96.50x43.50x52.01(in) 245.10x110.50x132.10(cent) | 272.61(kilos) 601.11(lbs) |  |  | 731304309932 | NAM ERP USD | 16-SEP-2025 | 4750.00 | 01-NOV-2025 | 5475.00
| AR3307W | NetShelter SX 48U 600mm Wide x 1200mm Deep Enclosure with Sides White | https://www.se.com/us/en/product/AR3307W |  |  | 93.90x29.61x47.99(in) 238.50x75.20x121.90(cent) | 157.35(kilos) 346.96(lbs) |  |  | 731304322306 | NAM ERP USD | 16-SEP-2025 | 3475.00 | 01-NOV-2025 | 4000.00
| AR3307W2 | APC NetShelter SX Gen 2, 48U Server Rack Enclosure 600mm x 1200mm w/ Sides White | https://www.se.com/us/en/product/AR3307W2 |  |  | 94.29x52.09x29.45(in) 239.50x132.30x74.80(cent) | 165.45(kilos) 364.82(lbs) |  |  | 731304642350 | NAM ERP USD | 16-SEP-2025 | 3600.00 | 01-NOV-2025 | 4125.00
| AR3307X609 | NetShelter SX 48U 600mm Wide x 1200mm Deep Enclosure with Doors and No Sides Black | https://www.se.com/us/en/product/AR3307X609 |  |  | 93.90x29.37x52.52(in) 238.50x74.60x133.40(cent) | 165.45(kilos) 364.82(lbs) |  |  | 731304293781 | NAM ERP USD | 16-SEP-2025 | 3250.00 | 01-NOV-2025 | 3750.00
| AR3307X610 | NetShelter SX 48U 600mm Wide x 1200mm Deep Enclosure with Sides and No Doors Black | https://www.se.com/us/en/product/AR3307X610 |  |  | 93.90x29.37x52.52(in) 238.50x74.60x133.40(cent) | 165.45(kilos) 364.82(lbs) |  |  | 731304293798 | NAM ERP USD | 16-SEP-2025 | 3125.00 | 01-NOV-2025 | 3575.00
| AR3307X617 | NetShelter SX 48U 600mm Wide x 1200mm Deep Enclosure with Roof, No Doors or Sides, Black | https://www.se.com/us/en/product/AR3307X617 |  |  | 93.90x29.37x52.52(in) 238.50x74.60x133.40(cent) | 165.45(kilos) 364.82(lbs) |  |  | 731304293804 | NAM ERP USD | 16-SEP-2025 | 2575.00 | 01-NOV-2025 | 2950.00
| AR3307X674 | NetShelter SX 52U 600mm Wide x 1200mm Deep Enclosure with Sides Black | https://www.se.com/us/en/product/AR3307X674 |  |  | 103.27x29.61x52.52(in) 262.30x75.20x133.40(cent) | 194.70(kilos) 429.31(lbs) |  |  | 731304306184 | NAM ERP USD | 16-SEP-2025 | 4300.00 | 01-NOV-2025 | 4950.00
| AR3308B2 | APC NetShelter SX Server Rack Gen 2, 52U, 2436H x 600W x 1200D mm, with Sides | https://www.se.com/us/en/product/AR3308B2 |  |  | 100.91x52.09x29.69(in) 256.30x132.30x75.40(cent) | 199.59(kilos) 440.10(lbs) |  |  | 731304753377 | NAM ERP USD | 16-SEP-2025 | 3875.00 | 01-NOV-2025 | 4450.00
| AR3308W | NetShelter SX 52U 600mm x 1200mm White | https://www.se.com/us/en/product/AR3308W |  |  | 99.50x30.00x52.00(in) 252.73x76.20x132.08(cent) | 187.79(kilos) 414.07(lbs) |  |  | 731304404965 | NAM ERP USD | 16-SEP-2025 | 3925.00 | 01-NOV-2025 | 4525.00
| AR3308W2 | APC NetShelter SX Server Rack Gen 2, 52U, 2436H x 600W x 1200D mm, with Sides, White | https://www.se.com/us/en/product/AR3308W2 |  |  | 100.91x52.09x29.69(in) 256.30x132.30x75.40(cent) | 199.59(kilos) 440.10(lbs) |  |  | 731304753384 | NAM ERP USD | 16-SEP-2025 | 4125.00 | 01-NOV-2025 | 4750.00
| AR3330X266 | NetShelter SX 42U 700mm Wide x 1200mm Deep Enclosure with Sides Black | https://www.se.com/us/en/product/AR3330X266 |  |  | 83.46x31.50x51.97(in) 212.00x80.00x132.00(cent) | 182.00(kilos) 401.31(lbs) |  |  | 731304317333 | NAM ERP USD | 16-SEP-2025 | 3400.00 | 01-NOV-2025 | 3900.00
| AR3340 | NetShelter SX 42U 750mm Wide x 1200mm Deep Networking Enclosure with Sides Black | https://www.se.com/us/en/product/AR3340 |  |  | 83.39x33.50x52.00(in) 211.80x85.09x132.08(cent) | 183.18(kilos) 403.91(lbs) |  |  | 731304284963 | NAM ERP USD | 16-SEP-2025 | 4025.00 | 01-NOV-2025 | 4625.00
| AR3340B2 | APC NetShelter SX Networking Enclosure Gen2, 42U,1991Hx750Wx1200Dmm, with vertical cable mgrs, Black | https://www.se.com/us/en/product/AR3340B2 |  |  | 83.78x52.09x33.58(in) 212.80x132.30x85.30(cent) | 203.54(kilos) 448.81(lbs) |  |  | 731304753391 | NAM ERP USD | 16-SEP-2025 | 3975.00 | 01-NOV-2025 | 4575.00
| AR3340W | NetShelter SX 42U 750mm Wide x 1200mm Deep Networking Enclosure with Sides White | https://www.se.com/us/en/product/AR3340W |  |  | 83.39x33.50x52.01(in) 211.80x85.10x132.10(cent) | 183.18(kilos) 403.91(lbs) |  |  | 731304308454 | NAM ERP USD | 16-SEP-2025 | 4025.00 | 01-NOV-2025 | 4625.00
| AR3340W2 | APC NetShelter SX Networking Enclosure Gen2, 42U,1991Hx750Wx1200Dmm, with vertical cable mgrs, White | https://www.se.com/us/en/product/AR3340W2 |  |  | 83.78x52.09x33.58(in) 212.80x132.30x85.30(cent) | 203.54(kilos) 448.81(lbs) |  |  | 731304753407 | NAM ERP USD | 16-SEP-2025 | 4225.00 | 01-NOV-2025 | 4875.00
| AR3347 | NetShelter SX 48U 750mm Wide x 1200mm Deep Networking Enclosure with Sides | https://www.se.com/us/en/product/AR3347 |  |  | 93.90x52.01x33.50(in) 238.50x132.10x85.10(cent) | 208.18(kilos) 459.04(lbs) |  |  | 731304284970 | NAM ERP USD | 16-SEP-2025 | 4500.00 | 01-NOV-2025 | 5175.00
| AR3347B2 | APC NetShelter SX Networking Enclosure Gen2, 48U,2258Hx750Wx1200Dmm, with vertical cable mgrs, Black | https://www.se.com/us/en/product/AR3347B2 |  |  | 94.29x52.09x33.58(in) 239.50x132.30x85.30(cent) | 222.47(kilos) 490.55(lbs) |  |  | 731304753414 | NAM ERP USD | 16-SEP-2025 | 4425.00 | 01-NOV-2025 | 5100.00
| AR3350 | NetShelter SX 42U 750mm Wide x 1200mm Deep Enclosure with Sides Black | https://www.se.com/us/en/product/AR3350 |  |  | 83.39x52.52x33.50(in) 211.80x133.40x85.10(cent) | 183.18(kilos) 403.91(lbs) |  |  | 731304256298 | NAM ERP USD | 16-SEP-2025 | 3725.00 | 01-NOV-2025 | 4275.00
| AR3350B2 | APC NetShelter SX Gen 2, 42U Server Rack Enclosure 750mm x 1200mm w/ Sides Black | https://www.se.com/us/en/product/AR3350B2 |  |  | 83.78x52.09x33.58(in) 212.80x132.30x85.30(cent) | 183.18(kilos) 403.91(lbs) |  |  | 731304642213 | NAM ERP USD | 16-SEP-2025 | 3650.00 | 01-NOV-2025 | 4200.00
| AR3350B2X609 | APC NetShelter SX Server Rack Gen 2, 42U, 1991H x 750W x 1200D mm, without Sides, Black | https://www.se.com/us/en/product/AR3350B2X609 |  |  | 83.78x52.09x33.58(in) 212.80x132.30x85.30(cent) | 165.50(kilos) 364.93(lbs) |  |  | 731304753421 | NAM ERP USD | 16-SEP-2025 | 3450.00 | 01-NOV-2025 | 3975.00
| AR3350B2X610 | APC NetShelter SX Server Rack Gen 2, 42U, 1991H x 750W x 1200D mm, without Doors, Black | https://www.se.com/us/en/product/AR3350B2X610 |  |  | 83.78x52.09x33.58(in) 212.80x132.30x85.30(cent) | 186.44(kilos) 411.10(lbs) |  |  | 731304753438 | NAM ERP USD | 16-SEP-2025 | 3300.00 | 01-NOV-2025 | 3800.00
| AR3350B2X617 | APC NetShelter SX Server Rack Gen 2, 42U, 1991H x 750W x 1200D mm, without Sides and Doors, Black | https://www.se.com/us/en/product/AR3350B2X617 |  |  | 83.78x52.09x33.58(in) 212.80x132.30x85.30(cent) | 148.40(kilos) 327.22(lbs) |  |  | 731304753445 | NAM ERP USD | 16-SEP-2025 | 2850.00 | 01-NOV-2025 | 3275.00
| AR3350SP | NetShelter SX 42U 750mm Wide x 1200mm Deep Enclosure with Sides Black -2000 lbs. Shock Packaging | https://www.se.com/us/en/product/AR3350SP |  |  | 85.79x43.50x52.01(in) 217.90x110.50x132.10(cent) | 275.33(kilos) 607.10(lbs) |  |  | 731304309949 | NAM ERP USD | 16-SEP-2025 | 5000.00 | 01-NOV-2025 | 5750.00
| AR3350W | NetShelter SX 42U 750mm Wide x 1200mm Deep Enclosure with Sides White | https://www.se.com/us/en/product/AR3350W |  |  | 83.39x33.50x52.52(in) 211.80x85.10x133.40(cent) | 183.18(kilos) 403.91(lbs) |  |  | 731304308461 | NAM ERP USD | 16-SEP-2025 | 3725.00 | 01-NOV-2025 | 4275.00
| AR3350W2 | APC NetShelter SX Gen 2, 42U Server Rack Enclosure 750mm x 1200mm w/ Sides White | https://www.se.com/us/en/product/AR3350W2 |  |  | 83.78x52.09x33.58(in) 212.80x132.30x85.30(cent) | 183.18(kilos) 403.91(lbs) |  |  | 731304642343 | NAM ERP USD | 16-SEP-2025 | 3850.00 | 01-NOV-2025 | 4425.00
| AR3350X609 | Netshelter SX 42U 750mm Wide x 1200mm Deep Enclosure Without Sides Black | https://www.se.com/us/en/product/AR3350X609 |  |  | 83.39x33.50x52.52(in) 211.80x85.10x133.40(cent) | 183.18(kilos) 403.91(lbs) |  |  | 731304293682 | NAM ERP USD | 16-SEP-2025 | 3500.00 | 01-NOV-2025 | 4025.00
| AR3350X610 | NetShelter SX 42U 750mm Wide x 1200mm Deep Enclosure Without Doors Black | https://www.se.com/us/en/product/AR3350X610 |  |  | 83.39x33.50x52.52(in) 211.80x85.10x133.40(cent) | 183.18(kilos) 403.91(lbs) |  |  | 731304293811 | NAM ERP USD | 16-SEP-2025 | 3350.00 | 01-NOV-2025 | 3850.00
| AR3350X617 | NetShelter SX 42U 750mm Wide x 1200mm Deep Enclosure Without Sides Without Doors Black | https://www.se.com/us/en/product/AR3350X617 |  |  | 83.39x33.50x52.52(in) 211.80x85.10x133.40(cent) | 183.18(kilos) 403.91(lbs) |  |  | 731304293828 | NAM ERP USD | 16-SEP-2025 | 2900.00 | 01-NOV-2025 | 3325.00
| AR3355 | NetShelter SX 45U 750mm Wide x 1200mm Deep Enclosure with Sides Black | https://www.se.com/us/en/product/AR3355 |  |  | 88.19x33.46x52.52(in) 224.00x85.00x133.40(cent) | 188.40(kilos) 415.42(lbs) |  | 1 | 731304290223 | NAM ERP USD | 16-SEP-2025 | 3950.00 | 01-NOV-2025 | 4550.00
| AR3355B2 | APC NetShelter SX Gen 2, 45U Server Rack Enclosure 750mm x 1200mm w/ Sides Black | https://www.se.com/us/en/product/AR3355B2 |  |  | 89.06x52.09x33.58(in) 226.20x132.30x85.30(cent) | 188.40(kilos) 415.42(lbs) |  |  | 731304642268 | NAM ERP USD | 16-SEP-2025 | 3875.00 | 01-NOV-2025 | 4450.00
| AR3355SP | NetShelter SX 45U 750mm Wide x 1200mm Deep Enclosure with Sides Black -2000 lbs. Shock Packaging | https://www.se.com/us/en/product/AR3355SP |  |  | 91.10x43.50x52.01(in) 231.40x110.50x132.10(cent) | 168.65(kilos) 371.87(lbs) |  | 1 | 731304309956 | NAM ERP USD | 16-SEP-2025 | 5225.00 | 01-NOV-2025 | 6000.00
| AR3355W | NetShelter SX 45U 750mm Wide x 1200mm Deep Enclosure with Sides White | https://www.se.com/us/en/product/AR3355W |  |  | 88.19x33.46x52.52(in) 224.00x85.00x133.40(cent) | 188.40(kilos) 415.42(lbs) |  | 1 | 731304322504 | NAM ERP USD | 16-SEP-2025 | 3950.00 | 01-NOV-2025 | 4550.00
| AR3355W2 | APC NetShelter SX Server Rack Gen 2, 45U, 2124H x 750W x 1200D mm, with Sides, White | https://www.se.com/us/en/product/AR3355W2 |  |  | 89.06x52.09x33.58(in) 226.20x132.30x85.30(cent) | 188.40(kilos) 415.42(lbs) |  |  | 731304753452 | NAM ERP USD | 16-SEP-2025 | 4150.00 | 01-NOV-2025 | 4775.00
| AR3357 | NetShelter SX 48U 750mm Wide x 1200mm Deep Enclosure | https://www.se.com/us/en/product/AR3357 |  |  | 94.49x52.52x33.50(in) 240.00x133.40x85.10(cent) | 201.82(kilos) 445.01(lbs) |  |  | 731304259367 | NAM ERP USD | 16-SEP-2025 | 4275.00 | 01-NOV-2025 | 4925.00
| AR3357B2 | APC NetShelter SX Gen 2, 48U Server Rack Enclosure 750mm x 1200mm w/ Sides Black | https://www.se.com/us/en/product/AR3357B2 |  |  | 94.29x52.09x33.58(in) 239.50x132.30x85.30(cent) | 201.82(kilos) 445.01(lbs) |  |  | 731304642305 | NAM ERP USD | 16-SEP-2025 | 4200.00 | 01-NOV-2025 | 4825.00
| AR3357B2X609 | APC NetShelter SX Server Rack Gen 2, 48U, 2258H x 750W x 1200D mm, without Sides, Black | https://www.se.com/us/en/product/AR3357B2X609 |  |  | 94.29x52.09x33.58(in) 239.50x132.30x85.30(cent) | 178.87(kilos) 394.41(lbs) |  |  | 731304753469 | NAM ERP USD | 16-SEP-2025 | 4000.00 | 01-NOV-2025 | 4575.00
| AR3357B2X610 | APC NetShelter SX Server Rack Gen 2, 48U, 2258H x 750W x 1200D mm, without Doors, Black | https://www.se.com/us/en/product/AR3357B2X610 |  |  | 94.29x52.09x33.58(in) 239.50x132.30x85.30(cent) | 202.46(kilos) 446.42(lbs) |  |  | 731304753476 | NAM ERP USD | 16-SEP-2025 | 3825.00 | 01-NOV-2025 | 4400.00
| AR3357B2X617 | APC NetShelter SX Server Rack Gen 2, 48U, 2258H x 750W x 1200D mm, without Sides and Doors, Black | https://www.se.com/us/en/product/AR3357B2X617 |  |  | 94.29x52.09x33.58(in) 239.50x132.30x85.30(cent) | 158.86(kilos) 350.29(lbs) |  |  | 731304753483 | NAM ERP USD | 16-SEP-2025 | 3175.00 | 01-NOV-2025 | 3650.00
| AR3357SP | NetShelter SX 48U 750mm Wide x 1200mm Deep Enclosure with Sides Black -2000 lbs. Shock Packaging | https://www.se.com/us/en/product/AR3357SP |  |  | 96.50x43.50x52.01(in) 245.10x110.50x132.10(cent) | 301.64(kilos) 665.12(lbs) |  |  | 731304309963 | NAM ERP USD | 16-SEP-2025 | 5550.00 | 01-NOV-2025 | 6375.00
| AR3357W | NetShelter SX 48U 750mm Wide x 1200mm Deep Enclosure, SE White | https://www.se.com/us/en/product/AR3357W |  |  | 94.49x35.24x52.52(in) 240.00x89.50x133.40(cent) | 201.82(kilos) 445.01(lbs) |  |  | 731304324614 | NAM ERP USD | 16-SEP-2025 | 4275.00 | 01-NOV-2025 | 4925.00
| AR3357W2 | APC NetShelter SX Gen 2, 48U Server Rack Enclosure 750mm x 1200mm w/ Sides White | https://www.se.com/us/en/product/AR3357W2 |  |  | 94.29x52.09x33.58(in) 239.50x132.30x85.30(cent) | 201.82(kilos) 445.01(lbs) |  |  | 731304642367 | NAM ERP USD | 16-SEP-2025 | 4400.00 | 01-NOV-2025 | 5075.00
| AR3357X609 | NetShelter SX 48U 750mm Wide x 1200mm Deep Enclosure Without Sides Black | https://www.se.com/us/en/product/AR3357X609 |  |  | 94.49x35.24x47.99(in) 240.00x89.50x121.90(cent) | 201.82(kilos) 445.01(lbs) |  |  | 731304294238 | NAM ERP USD | 16-SEP-2025 | 4050.00 | 01-NOV-2025 | 4650.00
| AR3357X610 | NetShelter SX 48U 750mm Wide x 1200mm Deep Enclosure Without Doors Black | https://www.se.com/us/en/product/AR3357X610 |  |  | 94.49x33.50x52.52(in) 240.00x85.10x133.40(cent) | 183.18(kilos) 403.91(lbs) |  |  | 731304294245 | NAM ERP USD | 16-SEP-2025 | 3900.00 | 01-NOV-2025 | 4475.00
| AR3357X617 | NetShelter SX 48U 750mm Wide x 1200mm Deep Enclosure Without Sides Without Doors Black | https://www.se.com/us/en/product/AR3357X617 |  |  | 94.49x52.52x33.50(in) 240.00x133.40x85.10(cent) | 183.18(kilos) 403.91(lbs) |  |  | 731304294276 | NAM ERP USD | 16-SEP-2025 | 3225.00 | 01-NOV-2025 | 3700.00
| AR3357X674 | NetShelter SX 52U 750mm Wide x 1200mm Deep Enclosure with Sides Black | https://www.se.com/us/en/product/AR3357X674 |  |  | 101.50x35.24x52.52(in) 257.80x89.50x133.40(cent) | 210.92(kilos) 465.08(lbs) |  |  | 731304325659 | NAM ERP USD | 16-SEP-2025 | 5300.00 | 01-NOV-2025 | 6075.00
| AR3357X790 | NetShelter SX 60U 750mm Wide x 1200mm Deep Enclosure, GM | https://www.se.com/us/en/product/AR3357X790 |  |  | 115.98x35.24x52.52(in) 294.60x89.50x133.40(cent) | 251.00(kilos) 553.46(lbs) |  |  | 731304332107 | NAM ERP USD | 16-SEP-2025 | 7350.00 | 01-NOV-2025 | 8450.00
| AR3358B2 | APC NetShelter SX Server Rack Gen 2, 52U, 2436H x 750W x 1200D mm, with Sides | https://www.se.com/us/en/product/AR3358B2 |  |  | 100.91x52.09x33.90(in) 256.30x132.30x86.10(cent) | 232.48(kilos) 512.62(lbs) |  |  | 731304753490 | NAM ERP USD | 16-SEP-2025 | 4475.00 | 01-NOV-2025 | 5125.00
| AR3358W2 | APC NetShelter SX Server Rack Gen 2, 52U, 2436H x 750W x 1200D mm, with Sides, white | https://www.se.com/us/en/product/AR3358W2 |  |  | 100.91x52.09x33.90(in) 256.30x132.30x86.10(cent) | 232.48(kilos) 512.62(lbs) |  |  | 731304760535 | NAM ERP USD | 16-SEP-2025 | 5000.00 | 01-NOV-2025 | 5750.00
| AR3380B2 | APC NetShelter SX Gen 2, 42U Server Rack Enclosure 800mm x 1200mm w/ Sides Black | https://www.se.com/us/en/product/AR3380B2 |  |  | 83.78x52.09x37.32(in) 212.80x132.30x94.80(cent) | 219.70(kilos) 484.44(lbs) |  |  | 731304642220 | NAM ERP USD | 16-SEP-2025 | 3850.00 | 01-NOV-2025 | 4425.00
| AR3387B2 | APC NetShelter SX Gen 2, 48U Server Rack Enclosure 800mm x 1200mm w/ Sides Black | https://www.se.com/us/en/product/AR3387B2 |  |  | 94.29x52.09x37.32(in) 239.50x132.30x94.80(cent) | 238.00(kilos) 524.79(lbs) |  |  | 731304642329 | NAM ERP USD | 16-SEP-2025 | 4450.00 | 01-NOV-2025 | 5125.00
| AR3388B2 | APC NetShelter SX Server Rack Gen 2, 52U, 2436H x 800W x 1200D mm, with Sides | https://www.se.com/us/en/product/AR3388B2 |  |  | 100.91x52.09x37.56(in) 256.30x132.30x95.40(cent) | 239.76(kilos) 528.67(lbs) |  |  | 731304759201 | NAM ERP USD | 16-SEP-2025 | 4700.00 | 01-NOV-2025 | 5400.00
| AR3388W2 | APC NetShelter SX Server Rack Gen 2, 52U, 2436H x 800W x 1200D mm, with Sides, white | https://www.se.com/us/en/product/AR3388W2 |  |  | 100.91x52.09x37.56(in) 256.30x132.30x95.40(cent) | 239.76(kilos) 528.67(lbs) |  |  | 731304760542 | NAM ERP USD | 16-SEP-2025 | 5000.00 | 01-NOV-2025 | 5750.00
| AR3810 | NetShelter AV 42U 600mm Wide x 825 Deep Enclosure with Sides and 10-32 Threaded Rails Black | https://www.se.com/us/en/product/AR3810 |  |  | 83.50x29.49x40.51(in) 212.10x74.90x102.90(cent) | 133.64(kilos) 294.68(lbs) |  |  | 731304281436 | NAM ERP USD | 16-SEP-2025 | 2225.00 | 01-NOV-2025 | 2575.00
| AR3812 | NetShelter AV 42U 600mm Wide x 825mm Deep Enclosure 10-32 Threaded Rails No Sides/Roof/Doors Black | https://www.se.com/us/en/product/AR3812 |  |  | 83.50x29.49x40.51(in) 212.10x74.90x102.90(cent) | 82.73(kilos) 182.42(lbs) |  |  | 731304284123 | NAM ERP USD | 16-SEP-2025 | 1575.00 | 01-NOV-2025 | 1825.00
| AR3814 | NetShelter AV 24U 600mm Wide x 825mm Deep Enclosure with Sides and 10-32 Threaded Rails Black | https://www.se.com/us/en/product/AR3814 |  |  | 52.24x29.49x40.51(in) 132.70x74.90x102.90(cent) | 95.00(kilos) 209.48(lbs) |  |  | 731304284109 | NAM ERP USD | 16-SEP-2025 | 2025.00 | 01-NOV-2025 | 2325.00
| AR4012A | APC NetShelter Soundproof, 12U, Server Rack Enclosure, Maple | https://www.se.com/us/en/product/AR4012A | 100...230 |  | 35.39x47.24x32.28(in) 89.90x120.00x82.00(cent) | 158.00(kilos) 348.39(lbs) |  |  | 731304621720 | NAM ERP USD | 16-SEP-2025 | 3900.00 | 01-NOV-2025 | 4500.00
| AR4017A | APC NetShelter Soundproof, 17U, Server Rack Enclosure, 120V, Maple | https://www.se.com/us/en/product/AR4017A | 100...120 |  | 44.09x47.24x32.28(in) 112.00x120.00x82.00(cent) | 188.00(kilos) 414.54(lbs) |  |  | 731304621737 | NAM ERP USD | 16-SEP-2025 | 4250.00 | 01-NOV-2025 | 4875.00
| AR4018SP | NetShelter CX 18U Secure Soundproof Server Room in a Box Enclosure - Shock Packaging | https://www.se.com/us/en/product/AR4018SP | 100 ,110 ,115 ,120 ,200 ,208 ,220 ,230 ,240 |  | 50.39x39.37x51.18(in) 128.00x100.00x130.00(cent) | 220.00(kilos) 485.10(lbs) |  | 1 | 731304337881 | NAM ERP USD | 16-SEP-2025 | 6650.00 | 01-NOV-2025 | 7650.00
| AR4018SPX432 | NetShelter CX 18U Secure Soundproof Server Room in a Box Enclosure - Shock Packaging - White | https://www.se.com/us/en/product/AR4018SPX432 | 100 ,110 ,115 ,120 ,127 ,200 ,208 ,220 ,230 ,240 |  | 50.39x39.37x51.18(in) 128.00x100.00x130.00(cent) | 220.00(kilos) 485.10(lbs) |  | 1 | 731304338574 | NAM ERP USD | 16-SEP-2025 | 6725.00 | 01-NOV-2025 | 7725.00
| AR4024SP | NetShelter CX 24U Secure Soundproof Server Room in a Box Enclosure - Shock Packaging | https://www.se.com/us/en/product/AR4024SP | 100 ,110 ,115 ,120 ,127 ,200 ,208 ,220 ,230 ,240 |  | 61.02x39.37x51.18(in) 155.00x100.00x130.00(cent) | 248.00(kilos) 546.84(lbs) |  | 1 | 731304337898 | NAM ERP USD | 16-SEP-2025 | 8450.00 | 01-NOV-2025 | 9725.00
| AR4024SPX429 | NetShelter CX24U Secure Soundproof Server Room in a Box Enclosure - Shock Packaging - Black | https://www.se.com/us/en/product/AR4024SPX429 | 100 ,110 ,115 ,120 ,127 ,200 ,208 ,220 ,230 ,240 |  | 61.02x39.37x51.18(in) 155.00x100.00x130.00(cent) | 248.00(kilos) 546.84(lbs) |  | 1 | 731304338581 | NAM ERP USD | 16-SEP-2025 | 8450.00 | 01-NOV-2025 | 9700.00
| AR4024SPX431 | NetShelter CX 24U Secure Soundproof Server Room in a Box Enclosure - Shock Packaging - Dark Grey | https://www.se.com/us/en/product/AR4024SPX431 | 100 ,110 ,115 ,120 ,127 ,200 ,208 ,220 ,230 ,240 |  | 61.02x39.37x51.18(in) 155.00x100.00x130.00(cent) | 248.00(kilos) 546.84(lbs) |  | 1 | 731304338598 | NAM ERP USD | 16-SEP-2025 | 8450.00 | 01-NOV-2025 | 9700.00
| AR4032A | APC NetShelter Soundproof, 32U, Server Rack Enclosure, 120V, Maple | https://www.se.com/us/en/product/AR4032A | 100...120 |  | 70.35x47.24x32.28(in) 178.70x120.00x82.00(cent) | 260.00(kilos) 573.30(lbs) |  |  | 731304621768 | NAM ERP USD | 16-SEP-2025 | 5825.00 | 01-NOV-2025 | 6700.00
| AR4038LA | APC NetShelter Soundproof, 38U, Server Rack Enclosure, 120V, Maple | https://www.se.com/us/en/product/AR4038LA | 100...120 |  | 80.75x47.24x32.28(in) 205.10x120.00x82.00(cent) | 303.00(kilos) 668.12(lbs) |  |  | 731304621799 | NAM ERP USD | 16-SEP-2025 | 6475.00 | 01-NOV-2025 | 7450.00
| AR4602A | NetShelter CX High Security Handle Adapter Kit | https://www.se.com/us/en/product/AR4602A |  |  | 12.99x4.33x45.00(in) 33.00x11.00x114.30(cent) | 1.10(kilos) 2.43(lbs) |  |  | 731304335986 | NAM ERP USD | 16-SEP-2025 | 349.99 | 01-NOV-2025 | 399.99
| AR4603 | NetShelter CX Base/Plinth Surround Kit | https://www.se.com/us/en/product/AR4603 |  |  | 43.31x5.67x5.12(in) 110.00x14.40x13.00(cent) | 3.34(kilos) 7.36(lbs) |  |  | 731304333357 | NAM ERP USD | 16-SEP-2025 | 219.99 | 01-NOV-2025 | 249.99
| AR4604 | Net Shelter CX Bolt Down Kit, 2nd Gen. | https://www.se.com/us/en/product/AR4604 |  |  | 3.94x3.94x12.60(in) 10.00x10.00x32.00(cent) | 1.40(kilos) 3.09(lbs) |  |  | 731304337904 | NAM ERP USD | 16-SEP-2025 | 69.99 | 01-NOV-2025 | 79.99
| AR4605 | CX NEMA Cable Kit, NEMA 5-15P to C13 2M Long, C14 to 5-15R 0.5M Long | https://www.se.com/us/en/product/AR4605 |  |  | 3.94x5.12x9.06(in) 10.00x13.00x23.00(cent) | 2.20(kilos) 4.85(lbs) |  |  | 731304427186 | NAM ERP USD | 16-SEP-2025 | 179.99 | 01-NOV-2025 | 209.99
| AR4701 | Dust Filter Pack NetShelter CX 18U & 24U 2 Small Filters | https://www.se.com/us/en/product/AR4701 |  |  | 27.56x6.30x6.30(in) 70.00x16.00x16.00(cent) | 0.50(kilos) 1.10(lbs) |  |  | 731304294535 | NAM ERP USD | 16-SEP-2025 | 139.99 | 01-NOV-2025 | 159.99
| AR4702 | Dust Filter Pack Netshelter CX 38U 2 Small Filters & 2 Large Filters | https://www.se.com/us/en/product/AR4702 |  |  | 27.56x6.30x6.30(in) 70.00x16.00x16.00(cent) | 0.80(kilos) 1.76(lbs) |  |  | 731304294542 | NAM ERP USD | 16-SEP-2025 | 279.99 | 01-NOV-2025 | 319.99
| AR7711X886 | Rear facing rack PDU mounting kit for 48U/52U HS racks | https://www.se.com/us/en/product/AR7711X886 |  |  | 3.07x13.78x8.90(in) 7.80x35.00x22.60(cent) | 4.50(kilos) 9.92(lbs) |  |  | 731304787082 | NAM ERP USD | 16-SEP-2025 | 179.99 | 01-NOV-2025 | 199.99
| AR9457SPB2X886 | APC NetShelter SX Gen 2 HS Rack , 48U, 2258H x 750W x 1400D mm, with Shock Package, Black SMC | https://www.se.com/us/en/product/AR9457SPB2X886 |  |  | 97.99x59.88x43.50(in) 248.90x152.10x110.50(cent) | 423.00(kilos) 932.72(lbs) |  |  | 731304774709 | NAM ERP USD | 16-SEP-2025 | 6775.00 | 01-NOV-2025 | 7775.00
| AR9458SPB2X886 | APC NetShelter SX Gen 2 HS Rack , 52U, 2436H x 750W x 1400D mm, with Shock Package, Black SMC | https://www.se.com/us/en/product/AR9458SPB2X886 |  |  | 105.00x59.88x43.50(in) 266.70x152.10x110.50(cent) | 442.00(kilos) 974.61(lbs) |  |  | 731304774686 | NAM ERP USD | 16-SEP-2025 | 9250.00 | 01-NOV-2025 | 10700.00
| AR9487SPB2X886 | APC NetShelter SX Gen 2 HS Rack , 48U, 2258H x 800W x 1400D mm, with Shock Package, Black SMC | https://www.se.com/us/en/product/AR9487SPB2X886 |  |  | 97.99x59.88x43.50(in) 248.90x152.10x110.50(cent) | 450.00(kilos) 992.25(lbs) |  |  | 731304774716 | NAM ERP USD | 16-SEP-2025 | 7050.00 | 01-NOV-2025 | 8100.00
| AR9488SPB2X886 | APC NetShelter SX Gen 2 HS Rack , 52U, 2436H x 800W x 1400D mm, with Shock Package, Black SMC | https://www.se.com/us/en/product/AR9488SPB2X886 |  |  | 105.00x59.88x43.50(in) 266.70x152.10x110.50(cent) | 465.00(kilos) 1025.33(lbs) |  |  | 731304774693 | NAM ERP USD | 16-SEP-2025 | 9375.00 | 01-NOV-2025 | 10800.00
| AR9557SPB2 | APC NetShelter SX Advanced Rack, High Strength, 48U, 2258H x 750W x 1295D mm, with Shock Package, Black | https://www.se.com/us/en/product/AR9557SPB2 |  |  | 98.11x57.48x43.50(in) 249.20x146.00x110.50(cent) | 368.00(kilos) 811.44(lbs) |  |  | 731304762645 | NAM ERP USD | 16-SEP-2025 | 7250.00 | 01-NOV-2025 | 8350.00
| AR9558SPB2 | APC NetShelter SX Advanced Rack, High Strength, 52U, 2436H x 750W x 1295D mm, with Shock Package, Black | https://www.se.com/us/en/product/AR9558SPB2 |  |  | 105.12x57.48x43.50(in) 267.00x146.00x110.50(cent) | 390.00(kilos) 859.95(lbs) |  |  | 731304762607 | NAM ERP USD | 16-SEP-2025 | 8575.00 | 01-NOV-2025 | 9850.00
| AR9558SPB2X886 | APC NetShelter SX Gen 2 HS Rack , 52U, 2436H x 750W x 1295D mm, with Shock Package, Black SMC | https://www.se.com/us/en/product/AR9558SPB2X886 |  |  | 105.00x55.75x43.50(in) 266.70x141.60x110.50(cent) | 429.00(kilos) 945.95(lbs) |  |  | 731304772156 | NAM ERP USD | 16-SEP-2025 | 8550.00 | 01-NOV-2025 | 9850.00
| AR9587SPB2 | APC NetShelter SX Advanced Rack, High Strength, 48U, 2258H x 800W x 1295D mm, with Shock Package, Black | https://www.se.com/us/en/product/AR9587SPB2 |  |  | 98.11x57.48x43.50(in) 249.20x146.00x110.50(cent) | 378.00(kilos) 833.49(lbs) |  |  | 731304762638 | NAM ERP USD | 16-SEP-2025 | 7450.00 | 01-NOV-2025 | 8575.00
| AR9588SPB2 | APC NetShelter SX Advanced Rack, High Strength, 52U, 2436H x 800W x 1295D mm, with Shock Package, Black | https://www.se.com/us/en/product/AR9588SPB2 |  |  | 105.12x57.48x43.50(in) 267.00x146.00x110.50(cent) | 395.00(kilos) 870.98(lbs) |  |  | 731304762614 | NAM ERP USD | 16-SEP-2025 | 8775.00 | 01-NOV-2025 | 10100.00
| AR9588SPB2X886 | APC NetShelter SX Gen 2 HS Rack , 52U, 2436H x 800W x 1295D mm, with Shock Package, Black SMC | https://www.se.com/us/en/product/AR9588SPB2X886 |  |  | 105.00x55.75x43.50(in) 266.70x141.60x110.50(cent) | 449.00(kilos) 990.04(lbs) |  |  | 731304773696 | NAM ERP USD | 16-SEP-2025 | 8825.00 | 01-NOV-2025 | 10200.00
| AR9657SPB2 | APC NetShelter SX Advanced Rack, High Strength, 48U, 2258H x 750W x 1470D mm, with Shock Package, Black | https://www.se.com/us/en/product/AR9657SPB2 |  |  | 98.11x64.37x43.50(in) 249.20x163.50x110.50(cent) | 370.00(kilos) 815.85(lbs) |  |  | 731304762591 | NAM ERP USD | 16-SEP-2025 | 8200.00 | 01-NOV-2025 | 9425.00
| AR9658SPB2 | APC NetShelter SX Advanced Rack, High Strength, 52U, 2436H x 750W x 1470D mm, with Shock Package, Black | https://www.se.com/us/en/product/AR9658SPB2 |  |  | 105.12x64.37x43.50(in) 267.00x163.50x110.50(cent) | 391.00(kilos) 862.16(lbs) |  |  | 731304762621 | NAM ERP USD | 16-SEP-2025 | 9200.00 | 01-NOV-2025 | 10600.00
| AR9658SPB2X886 | APC NetShelter SX Gen 2 HS Rack , 52U, 2436H x 750W x 1470D mm, with Shock Package, Black SMC | https://www.se.com/us/en/product/AR9658SPB2X886 |  |  | 105.00x62.64x43.50(in) 266.70x159.10x110.50(cent) | 451.00(kilos) 994.46(lbs) |  |  | 731304772163 | NAM ERP USD | 16-SEP-2025 | 9250.00 | 01-NOV-2025 | 10700.00
| AR9688SPB2X886 | APC NetShelter SX Gen 2 HS Rack , 52U, 2436H x 800W x 1470D mm, with Shock Package, Black SMC | https://www.se.com/us/en/product/AR9688SPB2X886 |  |  | 105.00x62.64x43.50(in) 266.70x159.10x110.50(cent) | 488.00(kilos) 1076.04(lbs) |  |  | 731304773702 | NAM ERP USD | 16-SEP-2025 | 9375.00 | 01-NOV-2025 | 10800.00
| MDC24SX3KVAT | Micro Data Center 24U SX, 3KVA, 120V | https://www.se.com/us/en/product/MDC24SX3KVAT |  |  | 53.15x35.39x47.99(in) 135.00x89.90x121.90(cent) | 258.55(kilos) 570.10(lbs) |  |  | 731304335764 | NAM ERP USD | 16-SEP-2025 | 14000.00 | 01-NOV-2025 | 16100.00
| MDC42SX5KVAT | Micro Data Center 42U SX, 5KVA, 208V | https://www.se.com/us/en/product/MDC42SX5KVAT |  |  | 85.79x43.50x52.01(in) 217.90x110.50x132.10(cent) | 396.89(kilos) 875.14(lbs) |  |  | 731304335788 | NAM ERP USD | 16-SEP-2025 | 23100.00 | 01-NOV-2025 | 26500.00
| MDCBASEINSTLK | Base Enclosure Integration | https://www.se.com/us/en/product/MDCBASEINSTLK |  |  |  | 0.01(kilos) 0.02(lbs) |  |  |  | NAM ERP USD | 16-SEP-2025 | 3900.00 | 01-NOV-2025 | 4475.00
| MDCFANINSTLK | Fan flip and install, per fan | https://www.se.com/us/en/product/MDCFANINSTLK |  |  |  | 0.01(kilos) 0.02(lbs) |  |  |  | NAM ERP USD | 16-SEP-2025 | 309.99 | 01-NOV-2025 | 349.99
| MDCHTRINSTLK | Heater install for one heater | https://www.se.com/us/en/product/MDCHTRINSTLK |  |  |  | 0.01(kilos) 0.02(lbs) |  |  |  | NAM ERP USD | 16-SEP-2025 | 289.99 | 01-NOV-2025 | 329.99
| MDCHTRRELAYINSTLK | Heater install for one timing relay, one power relay, terminal block, junction box | https://www.se.com/us/en/product/MDCHTRRELAYINSTLK |  |  |  | 0.01(kilos) 0.02(lbs) |  |  |  | NAM ERP USD | 16-SEP-2025 | 399.99 | 01-NOV-2025 | 459.00
| MDCMOUNTWIREINSTLK | Mount, Wire, Install Component | https://www.se.com/us/en/product/MDCMOUNTWIREINSTLK |  |  |  | 0.01(kilos) 0.02(lbs) |  |  | 731304578208 | NAM ERP USD | 16-SEP-2025 | 219.99 | 01-NOV-2025 | 249.99
| MDCUPSINSTLK | UPS Installation (on SURTRK4 rails if 1000mm o0r deeper enclosure), includes mount of temp sensor that comes with UPS | https://www.se.com/us/en/product/MDCUPSINSTLK |  |  |  | 0.01(kilos) 0.02(lbs) |  |  | 731304578192 | NAM ERP USD | 16-SEP-2025 | 399.99 | 01-NOV-2025 | 459.00
| MDCVENTINSTLK | Vent grid install, per vent | https://www.se.com/us/en/product/MDCVENTINSTLK |  |  |  | 0.01(kilos) 0.02(lbs) |  |  | 731304573876 | NAM ERP USD | 16-SEP-2025 | 179.99 | 01-NOV-2025 | 209.99
| MDCWALLBASEINSTLK | Base Wall Enclosure Integration - NAM | https://www.se.com/us/en/product/MDCWALLBASEINSTLK | [7 empty] | NAM ERP USD | 16-SEP-2025 | 1600.00 | 01-NOV-2025 | 1850.00
Renew >> Services | WMPRS5-MP-105IP | Modular UPS Revitalization Service for 1 Symmetra MW 1000kW Frame with 5 X SYPM200KG with IP | https://www.se.com/us/en/product/WMPRS5-MP-105IP |  |  | 39.37x39.37x39.37(in) 100.00x100.00x100.00(cent) | 170.53(kilos) 376.02(lbs) |  |  | 731304798903 | NAM ERP USD | 16-SEP-2025 | - | 01-NOV-2025 | 262500.00
Room Power Distribution >> Power Distribution | 0M-PMM5VOLTS216 | PMM CONNECTION KIT FOR 216V 500kVA | https://www.se.com/us/en/product/0M-PMM5VOLTS216 |  |  | 3.54x6.30x3.54(in) 9.00x16.00x9.00(cent) | 1.65(kilos) 3.64(lbs) |  |  | 731304746546 | NAM ERP USD | 16-SEP-2025 | 299.99 | 01-NOV-2025 | 329.99
| 0M-PMM5VOLTS415 | PMM CONNECTION KIT FOR 415V 500kVA | https://www.se.com/us/en/product/0M-PMM5VOLTS415 |  |  | 3.54x6.30x3.54(in) 9.00x16.00x9.00(cent) | 1.65(kilos) 3.64(lbs) |  |  | 731304746553 | NAM ERP USD | 16-SEP-2025 | 579.00 | 01-NOV-2025 | 639.00
| 0M-PMM30FF084 | 30 KVA 208V INPUT 208V OUTPUT 84 POLE | https://www.se.com/us/en/product/0M-PMM30FF084 |  |  | 82.00x39.00x51.00(in) 208.28x99.06x129.54(cent) | 519.82(kilos) 1146.20(lbs) |  |  |  | NAM ERP USD | 16-SEP-2025 | 8100.00 | 01-NOV-2025 | 8900.00
| 0M-PMM50FF168 | 50 KVA 208V INPUT 208V OUTPUT 168 POLE | https://www.se.com/us/en/product/0M-PMM50FF168 |  |  | 29.56x72.50x72.17(in) 75.08x184.15x183.31(cent) | 732.55(kilos) 1615.28(lbs) |  |  |  | NAM ERP USD | 16-SEP-2025 | 6275.00 | 01-NOV-2025 | 6900.00
| 0M-PMM50GF084 | 50 KVA 480V INPUT 208V OUTPUT 84 POLE | https://www.se.com/us/en/product/0M-PMM50GF084 |  |  | 29.56x42.50x72.16(in) 75.08x107.95x183.29(cent) | 544.31(kilos) 1200.21(lbs) |  |  |  | NAM ERP USD | 16-SEP-2025 | 12200.00 | 01-NOV-2025 | 13400.00
| 0M-PMM50GF168 | 50 KVA 480V INPUT 208V OUTPUT 168 POLE | https://www.se.com/us/en/product/0M-PMM50GF168 |  |  | 29.56x72.50x72.17(in) 75.08x184.15x183.31(cent) | 732.55(kilos) 1615.28(lbs) |  |  |  | NAM ERP USD | 16-SEP-2025 | 6725.00 | 01-NOV-2025 | 7400.00
| 0M-PMM75FF126 | 75 KVA 208V INPUT 208V OUTPUT 126 POLE | https://www.se.com/us/en/product/0M-PMM75FF126 |  |  | 29.56x57.50x72.18(in) 75.08x146.05x183.34(cent) | 709.87(kilos) 1565.27(lbs) |  |  |  | NAM ERP USD | 16-SEP-2025 | 6300.00 | 01-NOV-2025 | 6925.00
| 0M-PMM75GF084 | 75 KVA 480V INPUT 208V OUTPUT 84 POLE | https://www.se.com/us/en/product/0M-PMM75GF084 |  |  | 85.00x38.00x48.00(in) 215.90x96.52x121.92(cent) | 695.81(kilos) 1534.26(lbs) |  |  |  | NAM ERP USD | 16-SEP-2025 | 12200.00 | 01-NOV-2025 | 13500.00
| 0M-PMM75GF126 | 75 KVA 480V INPUT 208V OUTPUT 126 POLE | https://www.se.com/us/en/product/0M-PMM75GF126 |  |  | 29.56x57.50x72.18(in) 75.08x146.05x183.34(cent) | 800.59(kilos) 1765.30(lbs) |  |  |  | NAM ERP USD | 16-SEP-2025 | 6300.00 | 01-NOV-2025 | 6925.00
| 0M-PMM100FF168 | 100 KVA 208V INPUT 208V OUTPUT 168 POLE | https://www.se.com/us/en/product/0M-PMM100FF168 |  |  | 29.56x72.50x72.17(in) 75.08x184.15x183.31(cent) | 902.65(kilos) 1990.34(lbs) |  |  |  | NAM ERP USD | 16-SEP-2025 | 6300.00 | 01-NOV-2025 | 6925.00
| 0M-PMM100FF252 | 100 KVA 208V INPUT 208V OUTPUT 252 POLE | https://www.se.com/us/en/product/0M-PMM100FF252 |  |  | 0.00x0.00x0.00(in) 0.01x0.01x0.01(cent) | 0.01(kilos) 0.02(lbs) |  |  |  | NAM ERP USD | 16-SEP-2025 | 7150.00 | 01-NOV-2025 | 7850.00
| 0M-PMM100GF084 | 100 KVA 480V INPUT 208V OUTPUT 84 POLE | https://www.se.com/us/en/product/0M-PMM100GF084 |  |  | 29.56x42.50x72.16(in) 75.08x107.95x183.29(cent) | 714.41(kilos) 1575.27(lbs) |  |  |  | NAM ERP USD | 16-SEP-2025 | 12200.00 | 01-NOV-2025 | 13400.00
| 0M-PMM125GF084 | 125 KVA 480V INPUT 208V OUTPUT 84 POLE | https://www.se.com/us/en/product/0M-PMM125GF084 |  |  | 81.00x39.00x50.00(in) 205.74x99.06x127.00(cent) | 881.33(kilos) 1943.33(lbs) |  |  |  | NAM ERP USD | 16-SEP-2025 | 13400.00 | 01-NOV-2025 | 14700.00
| 0M-PMM125GF126 | 125 KVA 480V INPUT 208V OUTPUT 126 POLE | https://www.se.com/us/en/product/0M-PMM125GF126 |  |  | 29.56x57.50x72.18(in) 75.08x146.05x183.34(cent) | 941.20(kilos) 2075.35(lbs) |  |  |  | NAM ERP USD | 16-SEP-2025 | 9575.00 | 01-NOV-2025 | 10600.00
| 0M-PMM150GF084 | 150 KVA 480V INPUT 208V OUTPUT 84 POLE | https://www.se.com/us/en/product/0M-PMM150GF084 |  |  | 29.56x42.50x72.16(in) 75.08x107.95x183.29(cent) | 861.83(kilos) 1900.33(lbs) |  |  |  | NAM ERP USD | 16-SEP-2025 | 14400.00 | 01-NOV-2025 | 15800.00
| 0M-PMM150LF084 | 150 KVA 600V INPUT 208V OUTPUT 84 POLE | https://www.se.com/us/en/product/0M-PMM150LF084 |  |  | 29.56x42.50x72.16(in) 75.08x107.95x183.29(cent) | 861.83(kilos) 1900.33(lbs) |  |  |  | NAM ERP USD | 16-SEP-2025 | 8100.00 | 01-NOV-2025 | 8900.00
| 0M-PMM150LF126 | 150 KVA 600V INPUT 208V OUTPUT 126 POLE | https://www.se.com/us/en/product/0M-PMM150LF126 |  |  | 29.56x57.50x72.18(in) 75.08x146.05x183.34(cent) | 975.22(kilos) 2150.37(lbs) |  |  |  | NAM ERP USD | 16-SEP-2025 | 6375.00 | 01-NOV-2025 | 7025.00
| 0M-PMM200GF084 | 200 KVA 480V INPUT 208V OUTPUT 84 POLE | https://www.se.com/us/en/product/0M-PMM200GF084 |  |  | 85.00x38.00x48.00(in) 215.90x96.52x121.92(cent) | 1018.77(kilos) 2246.38(lbs) |  |  |  | NAM ERP USD | 16-SEP-2025 | 8675.00 | 01-NOV-2025 | 9525.00
| 0M-PMMOPT003 | SQD 4 OUTPUT CB PNLB A | https://www.se.com/us/en/product/0M-PMMOPT003 |  |  | 0.00x0.00x0.00(in) 0.01x0.01x0.01(cent) | 0.01(kilos) 0.02(lbs) |  |  |  | NAM ERP USD | 16-SEP-2025 | 3825.00 | 01-NOV-2025 | 4200.00
| 0M-PMMOPT007 | SQD 4 OUTPUT CB PNLB B | https://www.se.com/us/en/product/0M-PMMOPT007 |  |  | 0.00x0.00x0.00(in) 0.01x0.01x0.01(cent) | 0.01(kilos) 0.02(lbs) |  |  |  | NAM ERP USD | 16-SEP-2025 | 3850.00 | 01-NOV-2025 | 4250.00
| 0M-PMMOPT015 | METER VERIS OUT | https://www.se.com/us/en/product/0M-PMMOPT015 |  |  | 0.00x0.00x0.00(in) 0.01x0.01x0.01(cent) | 0.01(kilos) 0.02(lbs) |  |  |  | NAM ERP USD | 16-SEP-2025 | 2850.00 | 01-NOV-2025 | 3150.00
| 0M-PMMOPT019 | ISOL GND KIT PMN084 | https://www.se.com/us/en/product/0M-PMMOPT019 |  |  | 0.00x0.00x0.00(in) 0.01x0.01x0.01(cent) | 0.01(kilos) 0.02(lbs) |  |  |  | NAM ERP USD | 16-SEP-2025 | 1075.00 | 01-NOV-2025 | 1175.00
| 0M-PMMOPT095 | SQD PNLB A W/Q2H | https://www.se.com/us/en/product/0M-PMMOPT095 |  |  | 0.00x0.00x0.00(in) 0.01x0.01x0.01(cent) | 0.01(kilos) 0.02(lbs) |  |  |  | NAM ERP USD | 16-SEP-2025 | 2275.00 | 01-NOV-2025 | 2500.00
| 0M-PMMOPT098 | SQD PNLB B W/Q2H | https://www.se.com/us/en/product/0M-PMMOPT098 |  |  | 0.00x0.00x0.00(in) 0.01x0.01x0.01(cent) | 0.01(kilos) 0.02(lbs) |  |  |  | NAM ERP USD | 16-SEP-2025 | 2050.00 | 01-NOV-2025 | 2250.00
| 0M-PMMOPT155 | METER VERIS IN/OUT 75KVA | https://www.se.com/us/en/product/0M-PMMOPT155 |  |  | 0.00x0.00x0.00(in) 0.01x0.01x0.01(cent) | 0.01(kilos) 0.02(lbs) |  |  |  | NAM ERP USD | 16-SEP-2025 | 3975.00 | 01-NOV-2025 | 4375.00
| 0M-PMMOPT305 | SYS 84 BOTTOM ENTRY 125-300KVA | https://www.se.com/us/en/product/0M-PMMOPT305 |  |  | 0.00x0.00x0.00(in) 0.01x0.01x0.01(cent) | 0.01(kilos) 0.02(lbs) |  |  |  | NAM ERP USD | 16-SEP-2025 | 2350.00 | 01-NOV-2025 | 2600.00
| 0M-PMMOPT340 | XFMR COPPER K20 225KVA 480V | https://www.se.com/us/en/product/0M-PMMOPT340 |  |  | 0.00x0.00x0.00(in) 0.01x0.01x0.01(cent) | 0.01(kilos) 0.02(lbs) |  |  |  | NAM ERP USD | 16-SEP-2025 | 26100.00 | 01-NOV-2025 | 28700.00
| 0M-PMMOPT348 | XFMR COPPER K20 300KVA 480V | https://www.se.com/us/en/product/0M-PMMOPT348 |  |  | 0.00x0.00x0.00(in) 0.01x0.01x0.01(cent) | 0.01(kilos) 0.02(lbs) |  |  |  | NAM ERP USD | 16-SEP-2025 | 32500.00 | 01-NOV-2025 | 35800.00
| 0M-PMMXSEISBRK084 | SEISMIC BRACING SYS 084 | https://www.se.com/us/en/product/0M-PMMXSEISBRK084 |  |  | 0.00x0.00x0.00(in) 0.01x0.01x0.01(cent) | 0.01(kilos) 0.02(lbs) |  |  |  | NAM ERP USD | 16-SEP-2025 | 249.99 | 01-NOV-2025 | 279.99
| 0M-PMRFF168B | 208V INPUT/OUTPUT 168 POLE B-B | https://www.se.com/us/en/product/0M-PMRFF168B |  |  | 24.38x27.80x72.21(in) 61.93x70.61x183.41(cent) | 408.23(kilos) 900.15(lbs) |  |  |  | NAM ERP USD | 16-SEP-2025 | 11000.00 | 01-NOV-2025 | 12100.00
| L3-0G-PMMSTD10 | Base Assy 1000KVA, CU XFMR, NO MIB, 480V IN, 415V/400V OUT | https://www.se.com/us/en/product/L3-0G-PMMSTD10 |  |  | 0.79x0.79x0.79(in) 2.00x2.00x2.00(cent) | 2.00(kilos) 4.41(lbs) |  |  | 731304768630 | NAM ERP USD | 16-SEP-2025 | 248500.00 | 01-NOV-2025 | 273000.00
| L3-0M-PMMCB803 | P-FRAME LSI 800 AMPS 80% 65KA 480V Micrologic 5.0 | https://www.se.com/us/en/product/L3-0M-PMMCB803 |  |  | 0.79x0.79x0.79(in) 2.00x2.00x2.00(cent) | 2.00(kilos) 4.41(lbs) |  |  | 731304768661 | NAM ERP USD | 16-SEP-2025 | 5250.00 | 01-NOV-2025 | 5775.00
| L3-0M-PMMCB8031 | P-FRAME LSI 800 AMPS 100% 65KA 480V Micrologic 5.0 | https://www.se.com/us/en/product/L3-0M-PMMCB8031 |  |  | 0.79x0.79x0.79(in) 2.00x2.00x2.00(cent) | 2.00(kilos) 4.41(lbs) |  |  | 731304768678 | NAM ERP USD | 16-SEP-2025 | 4275.00 | 01-NOV-2025 | 4700.00
| L3-0M-PMMCBF15 | PDU PANEL 1.5 IN BLANK FILLER | https://www.se.com/us/en/product/L3-0M-PMMCBF15 |  |  | 0.79x0.79x0.79(in) 2.00x2.00x2.00(cent) | 2.00(kilos) 4.41(lbs) |  |  | 731304764076 | NAM ERP USD | 16-SEP-2025 | 22.99 | 01-NOV-2025 | 24.99
| L3-0M-PMMCBF45 | PDU PANEL 4.5 IN BLANK FILLER | https://www.se.com/us/en/product/L3-0M-PMMCBF45 |  |  | 0.79x0.79x0.79(in) 2.00x2.00x2.00(cent) | 2.00(kilos) 4.41(lbs) |  |  | 731304764083 | NAM ERP USD | 16-SEP-2025 | 22.99 | 01-NOV-2025 | 24.99
| L3-0M-PMMIRW | PMM IR WINDOW FOR INFRARED SCAN | https://www.se.com/us/en/product/L3-0M-PMMIRW |  |  | 5.00x5.00x5.00(in) 12.70x12.70x12.70(cent) | 45.00(kilos) 99.23(lbs) |  |  | 731304761051 | NAM ERP USD | 16-SEP-2025 | 18900.00 | 01-NOV-2025 | 20800.00
| L3-0M-PMMIRW-WH | PMM IR Window for Infrared Scan-White | https://www.se.com/us/en/product/L3-0M-PMMIRW-WH |  |  | 0.79x0.79x0.79(in) 2.00x2.00x2.00(cent) | 2.00(kilos) 4.41(lbs) |  |  | 731304773122 | NAM ERP USD | 16-SEP-2025 | 23300.00 | 01-NOV-2025 | 25600.00
| L3-0M-PMMMIB1MW-02 | R-FRAME LSI 1MW 65KA@480V CB ASY (RJF36160CU33B) | https://www.se.com/us/en/product/L3-0M-PMMMIB1MW-02 |  |  | 0.79x0.79x0.79(in) 2.00x2.00x2.00(cent) | 2.00(kilos) 4.41(lbs) |  |  | 731304768647 | NAM ERP USD | 16-SEP-2025 | 7650.00 | 01-NOV-2025 | 8425.00
| L3-0M-PMMMOB5 | R-FRAME LSI 500KVA 100KA@240V CB ASY BLACK | https://www.se.com/us/en/product/L3-0M-PMMMOB5 |  |  | 5.00x5.00x5.00(in) 12.70x12.70x12.70(cent) | 45.35(kilos) 100.00(lbs) |  |  | 731304761099 | NAM ERP USD | 16-SEP-2025 | 19300.00 | 01-NOV-2025 | 21200.00
| L3-0M-PMMMOBN5 | NO MAIN OUTPUT DEVICE 500 KVA BLACK | https://www.se.com/us/en/product/L3-0M-PMMMOBN5 |  |  | 30.00x30.00x30.00(in) 76.20x76.20x76.20(cent) | 45.36(kilos) 100.02(lbs) |  |  | 731304761105 | NAM ERP USD | 16-SEP-2025 | 6700.00 | 01-NOV-2025 | 7375.00
| L3-0M-PMMMON5034 | EM3K OUT + EM4K 14CH 500KVA BLACK | https://www.se.com/us/en/product/L3-0M-PMMMON5034 |  |  | 10.00x10.00x10.00(in) 25.40x25.40x25.40(cent) | 2.00(kilos) 4.41(lbs) |  |  | 731304761112 | NAM ERP USD | 16-SEP-2025 | 2575.00 | 01-NOV-2025 | 2825.00
| L3-0M-PMMMON5054 | PM5K OUT + EM4K 14CH 500KVA BLACK | https://www.se.com/us/en/product/L3-0M-PMMMON5054 |  |  | 10.00x10.00x10.00(in) 25.40x25.40x25.40(cent) | 2.00(kilos) 4.41(lbs) |  |  | 731304761129 | NAM ERP USD | 16-SEP-2025 | 2875.00 | 01-NOV-2025 | 3150.00
| L3-0M-PMMMON5334 | EM3K IN + EM3KOUT + EM4K 14CH 500KVA BLACK | https://www.se.com/us/en/product/L3-0M-PMMMON5334 |  |  | 0.79x0.79x0.79(in) 2.00x2.00x2.00(cent) | 2.00(kilos) 4.41(lbs) |  |  | 731304761136 | NAM ERP USD | 16-SEP-2025 | 3925.00 | 01-NOV-2025 | 4300.00
| L3-0M-PMMMON5354 | EM3K IN + PM5K OUT + EM4K 14CH 500KVA BLACK | https://www.se.com/us/en/product/L3-0M-PMMMON5354 |  |  | 10.00x10.00x10.00(in) 25.40x25.40x25.40(cent) | 2.00(kilos) 4.41(lbs) |  |  | 731304761143 | NAM ERP USD | 16-SEP-2025 | 4350.00 | 01-NOV-2025 | 4775.00
| L3-0M-PMMMON5534 | PM5K IN + EM3K OUT + EM4K 14CH 500KVA BLACK | https://www.se.com/us/en/product/L3-0M-PMMMON5534 |  |  | 10.00x10.00x10.00(in) 25.40x25.40x25.40(cent) | 2.00(kilos) 4.41(lbs) |  |  | 731304761150 | NAM ERP USD | 16-SEP-2025 | 4500.00 | 01-NOV-2025 | 4950.00
| L3-0M-PMMMON5554 | PM5K IN + PM5K OUT + EM4K 14CH 500KVA BLACK | https://www.se.com/us/en/product/L3-0M-PMMMON5554 |  |  | 20.00x10.00x20.00(in) 50.80x25.40x50.80(cent) | 15.00(kilos) 33.08(lbs) |  |  | 731304761167 | NAM ERP USD | 16-SEP-2025 | 4075.00 | 01-NOV-2025 | 4475.00
| L3-0M-PMMMONIN-5K | PM5K Input Monitoring 1MW | https://www.se.com/us/en/product/L3-0M-PMMMONIN-5K |  |  | 0.79x0.79x0.79(in) 2.00x2.00x2.00(cent) | 2.00(kilos) 4.41(lbs) |  |  | 731304768708 | NAM ERP USD | 16-SEP-2025 | 5150.00 | 01-NOV-2025 | 5675.00
| L3-0M-PMMSPD480V1M | 480Y/277V, 3Ph SPD 240kA - HL41MA24C 1MW | https://www.se.com/us/en/product/L3-0M-PMMSPD480V1M |  |  | 0.79x0.79x0.79(in) 2.00x2.00x2.00(cent) | 2.00(kilos) 4.41(lbs) |  |  | 731304768715 | NAM ERP USD | 16-SEP-2025 | 2625.00 | 01-NOV-2025 | 2875.00
| L3-0M-PMMTMIB-02 | P FRAME 800A LSI 65KA CB ASY BK TEST INJECTION TEST | https://www.se.com/us/en/product/L3-0M-PMMTMIB-02 |  |  | 5.00x9.02x15.00(in) 12.70x22.90x38.10(cent) | 50.00(kilos) 110.25(lbs) |  |  | 731304761037 | NAM ERP USD | 16-SEP-2025 | 489.00 | 01-NOV-2025 | 539.00
| L3-0M-SPD480V | 480Y 277V 3Ph SPD 240kA HL41MA24C | https://www.se.com/us/en/product/L3-0M-SPD480V |  |  | 12.17x5.59x13.46(in) 30.90x14.20x34.20(cent) | 10.04(kilos) 22.14(lbs) |  |  | 731304761044 | NAM ERP USD | 16-SEP-2025 | 1750.00 | 01-NOV-2025 | 1900.00
| L3-PMM10VOLTS415 | PMM CONNECTION KIT FOR 415V,1000KVA | https://www.se.com/us/en/product/L3-PMM10VOLTS415 |  |  | 0.79x0.79x0.79(in) 2.00x2.00x2.00(cent) | 2.00(kilos) 4.41(lbs) |  |  |  | NAM ERP USD | 16-SEP-2025 | 69.99 | 01-NOV-2025 | 79.99
| L3-PMMEPO-1MVA | PMM EPO BUTTON 1MVA | https://www.se.com/us/en/product/L3-PMMEPO-1MVA |  |  | 0.79x0.79x0.79(in) 2.00x2.00x2.00(cent) | 2.00(kilos) 4.41(lbs) |  |  |  | NAM ERP USD | 16-SEP-2025 | 169.99 | 01-NOV-2025 | 189.99
| L3-PMMMONO-6KO-6KB | HDPM6000 for Total Output + Branch 1MW | https://www.se.com/us/en/product/L3-PMMMONO-6KO-6KB |  |  | 0.79x0.79x0.79(in) 2.00x2.00x2.00(cent) | 2.00(kilos) 4.41(lbs) |  |  | 731304769521 | NAM ERP USD | 16-SEP-2025 | 4100.00 | 01-NOV-2025 | 4525.00
| L3-PMMMREST-1MVA | PMM MANUAL RESTART 1MVA | https://www.se.com/us/en/product/L3-PMMMREST-1MVA |  |  | 0.79x0.79x0.79(in) 2.00x2.00x2.00(cent) | 2.00(kilos) 4.41(lbs) |  |  |  | NAM ERP USD | 16-SEP-2025 | 169.99 | 01-NOV-2025 | 189.99
| L3-TME55249 | CB PA8TC LINE COVER TERMINATION | https://www.se.com/us/en/product/L3-TME55249 |  |  | 0.79x0.79x0.79(in) 2.00x2.00x2.00(cent) | 2.00(kilos) 4.41(lbs) |  |  | 731304768692 | NAM ERP USD | 16-SEP-2025 | 849.00 | 01-NOV-2025 | 929.00
| PMM1000-CUB | Galaxy Power Distribution Unit, 1000kVA, copper transformer, 480V input, 400/415V output, standard | https://www.se.com/us/en/product/PMM1000-CUB | 480 | 415 41 | 92.52x61.02x92.91(in) 235.00x155.00x236.00(cent) | 4800.00(kilos) 10584.00(lbs) |  |  | 731304771432 | NAM ERP USD | 16-SEP-2025 | - | 01-NOV-2025 | Call for Quote
Row 3 Phase Power Distribution >> Power Distribution | 0G-8310 | KIT FILLER SQD NQ PNL QTY 15 ATO | https://www.se.com/us/en/product/0G-8310 |  |  | 8.00x8.00x2.00(in) 20.32x20.32x5.08(cent) | 0.45(kilos) 1.00(lbs) |  |  |  | NAM ERP USD | 16-SEP-2025 | 20.99 | 01-NOV-2025 | 23.99
| 0G-8313 | PLUG FILLER GLAND PLATE 84P PDU ATO | https://www.se.com/us/en/product/0G-8313 |  |  | 1.50x1.50x0.25(in) 3.81x3.81x0.64(cent) | 0.02(kilos) 0.05(lbs) |  |  |  | NAM ERP USD | 16-SEP-2025 | 10.99 | 01-NOV-2025 | 11.99
| 0G-8314 | BCPM 84P KIT ATO | https://www.se.com/us/en/product/0G-8314 |  |  | 15.00x15.00x15.00(in) 38.10x38.10x38.10(cent) | 3.63(kilos) 8.00(lbs) |  |  |  | NAM ERP USD | 16-SEP-2025 | 10300.00 | 01-NOV-2025 | 11300.00
| 0G-8315 | ASSY PACKAGING FINAL 84P PDU ATO | https://www.se.com/us/en/product/0G-8315 |  |  | 60.00x60.00x60.00(in) 152.40x152.40x152.40(cent) | 18.14(kilos) 40.01(lbs) |  |  |  | NAM ERP USD | 16-SEP-2025 | 2900.00 | 01-NOV-2025 | 3175.00
| 0G-ISX-150-UM-EN | APC ISX 150 KW PDU USER MANUAL | https://www.se.com/us/en/product/0G-ISX-150-UM-EN |  |  | 12.00x9.00x0.50(in) 30.48x22.86x1.27(cent) | 0.91(kilos) 2.00(lbs) |  |  |  | NAM ERP USD | 16-SEP-2025 | 139.99 | 01-NOV-2025 | 149.99
| 0G-ISX-B-UM-80 | GEN ISX 80K TYPE B USERS MANUAL | https://www.se.com/us/en/product/0G-ISX-B-UM-80 |  |  | 14.50x13.00x3.50(in) 36.83x33.02x8.89(cent) | 2.27(kilos) 5.00(lbs) |  |  |  | NAM ERP USD | 16-SEP-2025 | 169.99 | 01-NOV-2025 | 189.99
| 0G-ISX-B-UM-80-INT | GEN ISX 80K TYPE B USERS MANUAL INTL | https://www.se.com/us/en/product/0G-ISX-B-UM-80-INT |  |  | 15.00x13.00x3.50(in) 38.10x33.02x8.89(cent) | 2.27(kilos) 5.00(lbs) |  |  |  | NAM ERP USD | 16-SEP-2025 | 179.99 | 01-NOV-2025 | 199.99
| 0G-PD40F6FK1-M | TYPE B PDU INCL. 208V ISOLATION TRANSFORMER & MBP | https://www.se.com/us/en/product/0G-PD40F6FK1-M |  |  | 90.00x36.00x48.00(in) 228.60x91.44x121.92(cent) | 725.75(kilos) 1600.27(lbs) |  |  |  | NAM ERP USD | 16-SEP-2025 | 24600.00 | 01-NOV-2025 | 27100.00
| 0G-PD40G6FK1-M | TYPE B PDU INCL. 480V STEP DOWN TRANSFORMER & MBP | https://www.se.com/us/en/product/0G-PD40G6FK1-M |  |  | 90.00x36.00x48.00(in) 228.60x91.44x121.92(cent) | 487.61(kilos) 1075.18(lbs) |  |  |  | NAM ERP USD | 16-SEP-2025 | 23700.00 | 01-NOV-2025 | 26100.00
| 0G-PD40L6FK1-M | TYPE B PDU INCL. 600V STEP DOWN TRANSFORMER & MBP | https://www.se.com/us/en/product/0G-PD40L6FK1-M |  |  | 86.00x36.00x48.00(in) 218.44x91.44x121.92(cent) | 635.03(kilos) 1400.24(lbs) |  |  |  | NAM ERP USD | 16-SEP-2025 | 22500.00 | 01-NOV-2025 | 24700.00
| 0G-PD60F6FK1 | TYPE C PDU INCL. 208V ISOLATION TRANSFORMER | https://www.se.com/us/en/product/0G-PD60F6FK1 |  |  | 86.00x36.00x48.00(in) 218.44x91.44x121.92(cent) | 455.86(kilos) 1005.17(lbs) |  |  |  | NAM ERP USD | 16-SEP-2025 | 20600.00 | 01-NOV-2025 | 22600.00
| 0G-PD60G6FK1 | TYPE C PDU INCL. 480V STEP DOWN TRANSFORMER | https://www.se.com/us/en/product/0G-PD60G6FK1 |  |  | 86.00x36.00x48.00(in) 218.44x91.44x121.92(cent) | 521.63(kilos) 1150.20(lbs) |  |  |  | NAM ERP USD | 16-SEP-2025 | 19000.00 | 01-NOV-2025 | 20900.00
| 0G-PD60L6FK1 | TYPE C PDU INCL. 600V STEP DOWN TRANSFORMER | https://www.se.com/us/en/product/0G-PD60L6FK1 |  |  | 86.00x36.00x48.00(in) 218.44x91.44x121.92(cent) | 521.63(kilos) 1150.20(lbs) |  |  |  | NAM ERP USD | 16-SEP-2025 | 18700.00 | 01-NOV-2025 | 20500.00
| 0G-PDPB150G6F | ASSY 84P PDU GENERIC UNIT | https://www.se.com/us/en/product/0G-PDPB150G6F |  |  | 86.00x40.00x48.00(in) 218.44x101.60x121.92(cent) | 851.39(kilos) 1877.32(lbs) |  |  | 731304559443 | NAM ERP USD | 16-SEP-2025 | 36000.00 | 01-NOV-2025 | 39600.00
| 0G-PDPB150G6FATO | ASSY 84P PDU BASE UNIT ATO | https://www.se.com/us/en/product/0G-PDPB150G6FATO |  |  | 48.00x46.00x87.00(in) 121.92x116.84x220.98(cent) | 861.83(kilos) 1900.33(lbs) |  |  |  | NAM ERP USD | 16-SEP-2025 | 36000.00 | 01-NOV-2025 | 39600.00
| 0G-PDRDP-F-13-SX | ISX RDP 208V 13IN SX RACK | https://www.se.com/us/en/product/0G-PDRDP-F-13-SX |  |  | 89.00x36.00x48.00(in) 226.06x91.44x121.92(cent) | 290.30(kilos) 640.11(lbs) |  |  |  | NAM ERP USD | 16-SEP-2025 | 7075.00 | 01-NOV-2025 | 7800.00
| 0G-PDRPPNX10 | TYPE C PDU 208V INPUT | https://www.se.com/us/en/product/0G-PDRPPNX10 |  |  | 86.00x32.00x48.00(in) 218.44x81.28x121.92(cent) | 250.00(kilos) 551.25(lbs) |  |  |  | NAM ERP USD | 16-SEP-2025 | 11700.00 | 01-NOV-2025 | 12900.00
| 0G-PDRPPNX10-M | S/A TYPE B PSX-PDU 208V IN W/MBP | https://www.se.com/us/en/product/0G-PDRPPNX10-M |  |  | 86.00x36.00x48.00(in) 218.44x91.44x121.92(cent) | 362.87(kilos) 800.14(lbs) |  |  |  | NAM ERP USD | 16-SEP-2025 | 15100.00 | 01-NOV-2025 | 16600.00
| 0G-PSX-B-UM-EN | InfraStruXure Type B User Manual | https://www.se.com/us/en/product/0G-PSX-B-UM-EN |  |  | 0.00x0.00x0.00(in) 0.01x0.01x0.01(cent) | 0.01(kilos) 0.02(lbs) |  |  |  | NAM ERP USD | 16-SEP-2025 | 119.99 | 01-NOV-2025 | 129.99
| 0G-PSX-C-UM-EN | INFRASTRUXURE TYPE C DISTRIBUTION USER MANUAL | https://www.se.com/us/en/product/0G-PSX-C-UM-EN |  |  | 13.00x12.00x3.00(in) 33.02x30.48x7.62(cent) | 0.79(kilos) 1.75(lbs) |  |  |  | NAM ERP USD | 16-SEP-2025 | 139.99 | 01-NOV-2025 | 149.99
| 0H-0991 | MBP CTO CABLES EXIT LEFT OF 84P | https://www.se.com/us/en/product/0H-0991 |  |  | 0.00x0.00x0.00(in) 0.01x0.01x0.01(cent) | 0.01(kilos) 0.02(lbs) |  |  |  | NAM ERP USD | 16-SEP-2025 | 1550.00 | 01-NOV-2025 | 1725.00
| 0H-0992 | MBP CTO CABLES EXIT RIGHT OF 84P | https://www.se.com/us/en/product/0H-0992 |  |  | 0.00x0.00x0.00(in) 0.01x0.01x0.01(cent) | 0.01(kilos) 0.02(lbs) |  |  |  | NAM ERP USD | 16-SEP-2025 | 1550.00 | 01-NOV-2025 | 1725.00
| 0M-0217 | BRANCH CURRENT MONITORING 21 POLE | https://www.se.com/us/en/product/0M-0217 |  |  | 10.20x45.00x17.50(in) 25.90x114.30x44.45(cent) | 0.49(kilos) 1.07(lbs) |  |  |  | NAM ERP USD | 16-SEP-2025 | 2075.00 | 01-NOV-2025 | 2275.00
| 0M-0218 | S/A BLANK PNL 1P CKTBRK NAM PSX-PDU | https://www.se.com/us/en/product/0M-0218 |  |  | 1.00x1.00x0.50(in) 2.54x2.54x1.27(cent) | 0.14(kilos) 0.30(lbs) |  |  |  | NAM ERP USD | 16-SEP-2025 | 49.99 | 01-NOV-2025 | 59.99
| 0M-1699 | KIT PSX-PDU TYPE C BLACK EXTERIOR | https://www.se.com/us/en/product/0M-1699 |  |  | 3.94x31.50x74.80(in) 10.01x80.01x189.99(cent) | 47.00(kilos) 103.64(lbs) |  |  |  | NAM ERP USD | 16-SEP-2025 | 1600.00 | 01-NOV-2025 | 1750.00
| 0M-1705 | S/A TESTED BRK 1P 32A ABB SMISS | https://www.se.com/us/en/product/0M-1705 |  |  | 4.72x6.69x6.69(in) 12.00x17.00x17.00(cent) | 0.00(kilos) 0.00(lbs) |  |  |  | NAM ERP USD | 16-SEP-2025 | 139.99 | 01-NOV-2025 | 149.99
| 0M-2299 | S/A CKT BRKR 2P 30A 10K UL | https://www.se.com/us/en/product/0M-2299 |  |  | 3.50x3.50x3.50(in) 8.89x8.89x8.89(cent) | 0.50(kilos) 1.10(lbs) |  |  |  | NAM ERP USD | 16-SEP-2025 | 109.99 | 01-NOV-2025 | 119.99
| 0M-2322-005 | CORDSET 4.0MM 3W W/32A IEC309R 5FOOT | https://www.se.com/us/en/product/0M-2322-005 |  |  | 18.00x20.00x20.00(in) 45.72x50.80x50.80(cent) | 1.99(kilos) 4.39(lbs) |  |  |  | NAM ERP USD | 16-SEP-2025 | 99.99 | 01-NOV-2025 | 109.99
| 0M-2322-007 | CORDSET 4.0MM 3W W/32A IEC309R 7FT | https://www.se.com/us/en/product/0M-2322-007 |  |  | 18.00x20.00x20.00(in) 45.72x50.80x50.80(cent) | 2.30(kilos) 5.08(lbs) |  |  |  | NAM ERP USD | 16-SEP-2025 | 109.99 | 01-NOV-2025 | 119.99
| 0M-2322-009 | CORDSET 4.0MM 3W W/32A IEC309R 9 FT | https://www.se.com/us/en/product/0M-2322-009 |  |  | 18.00x20.00x20.00(in) 45.72x50.80x50.80(cent) | 2.61(kilos) 5.76(lbs) |  |  |  | NAM ERP USD | 16-SEP-2025 | 109.99 | 01-NOV-2025 | 119.99
| 0M-2322-011 | CORDSET 4.0MM 3W W/32A IEC309R 11FT | https://www.se.com/us/en/product/0M-2322-011 |  |  | 18.00x20.00x20.00(in) 45.72x50.80x50.80(cent) | 2.93(kilos) 6.45(lbs) |  |  |  | NAM ERP USD | 16-SEP-2025 | 119.99 | 01-NOV-2025 | 129.99
| 0M-2322-013 | CORDSET 4.0MM 3W W/32A IEC309R 13 FT | https://www.se.com/us/en/product/0M-2322-013 |  |  | 18.00x20.00x20.00(in) 45.72x50.80x50.80(cent) | 3.23(kilos) 7.13(lbs) |  |  |  | NAM ERP USD | 16-SEP-2025 | 129.99 | 01-NOV-2025 | 139.99
| 0M-2322-019 | CORDSET 4.0MM 3W W/32A IEC309R 19FT | https://www.se.com/us/en/product/0M-2322-019 |  |  | 24.00x20.00x20.00(in) 60.96x50.80x50.80(cent) | 4.16(kilos) 9.18(lbs) |  |  |  | NAM ERP USD | 16-SEP-2025 | 149.99 | 01-NOV-2025 | 159.99
| 0M-2322-021 | CORDSET 4.0MM 3W W/32A IEC309R 21 FT | https://www.se.com/us/en/product/0M-2322-021 |  |  | 24.00x20.00x20.00(in) 60.96x50.80x50.80(cent) | 4.48(kilos) 9.87(lbs) |  |  |  | NAM ERP USD | 16-SEP-2025 | 149.99 | 01-NOV-2025 | 169.99
| 0M-2322-023 | CORDSET 4.0MM 3W W/32A IEC309R 23FT | https://www.se.com/us/en/product/0M-2322-023 |  |  | 24.00x20.00x20.00(in) 60.96x50.80x50.80(cent) | 4.79(kilos) 10.55(lbs) |  |  |  | NAM ERP USD | 16-SEP-2025 | 159.99 | 01-NOV-2025 | 169.99
| 0M-2322-025 | CORDSET 4.0MM 3W W/32A IEC309R 25 FT | https://www.se.com/us/en/product/0M-2322-025 |  |  | 24.00x20.00x20.00(in) 60.96x50.80x50.80(cent) | 5.10(kilos) 11.24(lbs) |  |  |  | NAM ERP USD | 16-SEP-2025 | 169.99 | 01-NOV-2025 | 179.99
| 0M-2322-027 | CORDSET 4.0MM 3W W/32A IEC309R 27FT | https://www.se.com/us/en/product/0M-2322-027 |  |  | 24.00x20.00x20.00(in) 60.96x50.80x50.80(cent) | 5.41(kilos) 11.93(lbs) |  |  |  | NAM ERP USD | 16-SEP-2025 | 179.99 | 01-NOV-2025 | 189.99
| 0M-2322-029 | CORDSET 4.0MM 3W W/32A IEC309R 29 FT | https://www.se.com/us/en/product/0M-2322-029 |  |  | 24.00x20.00x20.00(in) 60.96x50.80x50.80(cent) | 5.72(kilos) 12.62(lbs) |  |  |  | NAM ERP USD | 16-SEP-2025 | 179.99 | 01-NOV-2025 | 199.99
| 0M-2322-031 | CORDSET 4.0MM 3W W/32A IEC309R 31FT | https://www.se.com/us/en/product/0M-2322-031 |  |  | 24.00x20.00x20.00(in) 60.96x50.80x50.80(cent) | 6.03(kilos) 13.30(lbs) |  |  |  | NAM ERP USD | 16-SEP-2025 | 189.99 | 01-NOV-2025 | 209.99
| 0M-2322-033 | CORDSET 4.0MM 3W W/32A IEC309R 33 FT | https://www.se.com/us/en/product/0M-2322-033 |  |  | 24.00x20.00x20.00(in) 60.96x50.80x50.80(cent) | 6.36(kilos) 14.02(lbs) |  |  |  | NAM ERP USD | 16-SEP-2025 | 189.99 | 01-NOV-2025 | 209.99
| 0M-2322-035 | CORDSET 4.0MM 3W W/32A IEC309R 35FT | https://www.se.com/us/en/product/0M-2322-035 |  |  | 9.06x22.44x24.41(in) 23.00x57.00x62.00(cent) | 6.66(kilos) 14.68(lbs) |  |  |  | NAM ERP USD | 16-SEP-2025 | 199.99 | 01-NOV-2025 | 219.99
| 0M-2600 | LOAD TEST PORT 80KW PSX-PDU 120V | https://www.se.com/us/en/product/0M-2600 |  |  | 6.50x6.50x6.50(in) 16.51x16.51x16.51(cent) | 1.36(kilos) 3.00(lbs) |  |  |  | NAM ERP USD | 16-SEP-2025 | 1550.00 | 01-NOV-2025 | 1700.00
| 0M-2601 | KIT 80KW PSX-PDU BLACK EXTERIOR | https://www.se.com/us/en/product/0M-2601 |  |  | 0.00x0.00x0.00(in) 0.01x0.01x0.01(cent) | 49.90(kilos) 110.02(lbs) |  |  |  | NAM ERP USD | 16-SEP-2025 | 3350.00 | 01-NOV-2025 | 3675.00
| 0M-2603 | ASSY THREE POLE TESTED 80A CKT BREAKER | https://www.se.com/us/en/product/0M-2603 |  |  | 4.00x3.50x3.50(in) 10.16x8.89x8.89(cent) | 0.77(kilos) 1.70(lbs) |  |  |  | NAM ERP USD | 16-SEP-2025 | 199.99 | 01-NOV-2025 | 219.99
| 0M-2609 | UNDER FLOOR INPUT SINGLE FEED 80KW PSX-PDU | https://www.se.com/us/en/product/0M-2609 |  |  | 0.00x0.00x0.00(in) 0.01x0.01x0.01(cent) | 6.80(kilos) 15.00(lbs) |  |  |  | NAM ERP USD | 16-SEP-2025 | 609.00 | 01-NOV-2025 | 669.00
| 0M-2614-015 | S/A CORDSET #2 5W IEC309P 15FOOT | https://www.se.com/us/en/product/0M-2614-015 |  |  | 5.00x5.00x36.00(in) 12.70x12.70x91.44(cent) | 13.47(kilos) 29.71(lbs) |  |  |  | NAM ERP USD | 16-SEP-2025 | 1325.00 | 01-NOV-2025 | 1450.00
| 0M-2615-001 | S/A CORDSET 80A SUBFEED 1 PSX-RDP13 OH IEC309 | https://www.se.com/us/en/product/0M-2615-001 |  |  | 0.00x0.00x0.00(in) 0.01x0.01x0.01(cent) | 13.61(kilos) 30.01(lbs) |  |  |  | NAM ERP USD | 16-SEP-2025 | 2100.00 | 01-NOV-2025 | 2300.00
| 0M-2979 | ASSY RDP RACK 42U 1000MM SIDE PANEL BLK | https://www.se.com/us/en/product/0M-2979 |  |  | 5.91x39.37x78.74(in) 15.01x100.00x200.00(cent) | 23.00(kilos) 50.72(lbs) |  |  |  | NAM ERP USD | 16-SEP-2025 | 269.99 | 01-NOV-2025 | 289.99
| 0M-3037 | S/A PACKAGING RDP RACK TROUGH | https://www.se.com/us/en/product/0M-3037 |  |  | 23.60x10.00x4.90(in) 59.94x25.40x12.45(cent) | 7.71(kilos) 17.00(lbs) |  |  |  | NAM ERP USD | 16-SEP-2025 | 1150.00 | 01-NOV-2025 | 1275.00
| 0M-3080 | KIT BATTERY CABLE - MX28B/SPLIT BUS | https://www.se.com/us/en/product/0M-3080 | [6 empty] | 731304510857 | NAM ERP USD | 16-SEP-2025 | 189.99 | 01-NOV-2025 | 209.99
| 0M-4201 | LOAD TEST PORT | https://www.se.com/us/en/product/0M-4201 |  |  | 6.00x6.00x6.00(in) 15.24x15.24x15.24(cent) | 0.91(kilos) 2.00(lbs) |  |  |  | NAM ERP USD | 16-SEP-2025 | 879.00 | 01-NOV-2025 | 959.00
| 0M-4264 | 3-POLE, 20A BOLT-ON SQUARE D BREAKER | https://www.se.com/us/en/product/0M-4264 |  |  | 3.50x3.50x3.50(in) 8.89x8.89x8.89(cent) | 0.50(kilos) 1.10(lbs) |  |  |  | NAM ERP USD | 16-SEP-2025 | 139.99 | 01-NOV-2025 | 159.99
| 0M-4766 | KIT LOWER TERMINAL BLOCK OPTION | https://www.se.com/us/en/product/0M-4766 |  |  | 12.00x12.00x12.00(in) 30.48x30.48x30.48(cent) | 4.99(kilos) 11.00(lbs) |  |  |  | NAM ERP USD | 16-SEP-2025 | 639.00 | 01-NOV-2025 | 699.00
| 0M-5011 | ASSY ISX-20KF FINAL ITEMS | https://www.se.com/us/en/product/0M-5011 |  |  | 0.00x0.00x0.00(in) 0.01x0.01x0.01(cent) | 4.99(kilos) 11.00(lbs) |  |  |  | NAM ERP USD | 16-SEP-2025 | 1350.00 | 01-NOV-2025 | 1475.00
| 0M-5245 | ASSY TESTED CKT BRKR 3P 150A 120/240V PNL | https://www.se.com/us/en/product/0M-5245 |  |  | 4.00x3.50x3.50(in) 10.16x8.89x8.89(cent) | 0.77(kilos) 1.70(lbs) |  |  |  | NAM ERP USD | 16-SEP-2025 | 699.00 | 01-NOV-2025 | 769.00
| 0M-5350-005 | TC 5WIRE W/L21-20 5 FOOT | https://www.se.com/us/en/product/0M-5350-005 |  |  | 18.00x20.00x20.00(in) 45.72x50.80x50.80(cent) | 1.99(kilos) 4.39(lbs) |  |  |  | NAM ERP USD | 16-SEP-2025 | 209.99 | 01-NOV-2025 | 239.99
| 0M-5350-007 | TC 5WIRE W/L21-20 7FOOT | https://www.se.com/us/en/product/0M-5350-007 |  |  | 18.00x20.00x20.00(in) 45.72x50.80x50.80(cent) | 2.30(kilos) 5.07(lbs) |  |  |  | NAM ERP USD | 16-SEP-2025 | 229.99 | 01-NOV-2025 | 249.99
| 0M-5350-009 | TC 5WIRE W/L21-20 9FOOT | https://www.se.com/us/en/product/0M-5350-009 |  |  | 18.00x20.00x20.00(in) 45.72x50.80x50.80(cent) | 2.61(kilos) 5.76(lbs) |  |  |  | NAM ERP USD | 16-SEP-2025 | 239.99 | 01-NOV-2025 | 259.99
| 0M-5350-011 | TC 5WIRE W/L21-20 11FOOT | https://www.se.com/us/en/product/0M-5350-011 |  |  | 18.00x20.00x20.00(in) 45.72x50.80x50.80(cent) | 2.93(kilos) 6.45(lbs) |  |  |  | NAM ERP USD | 16-SEP-2025 | 239.99 | 01-NOV-2025 | 269.99
| 0M-5350-013 | TC 5WIRE W/L21-20 13FOOT | https://www.se.com/us/en/product/0M-5350-013 |  |  | 18.00x20.00x20.00(in) 45.72x50.80x50.80(cent) | 3.23(kilos) 7.13(lbs) |  |  |  | NAM ERP USD | 16-SEP-2025 | 249.99 | 01-NOV-2025 | 279.99
| 0M-5350-015 | TC 5WIRE W/L21-20 15FOOT | https://www.se.com/us/en/product/0M-5350-015 |  |  | 18.00x20.00x20.00(in) 45.72x50.80x50.80(cent) | 3.55(kilos) 7.82(lbs) |  |  |  | NAM ERP USD | 16-SEP-2025 | 259.99 | 01-NOV-2025 | 289.99
| 0M-5350-017 | TC 5WIRE W/L21-20 17FOOT | https://www.se.com/us/en/product/0M-5350-017 |  |  | 18.00x20.00x20.00(in) 45.72x50.80x50.80(cent) | 3.86(kilos) 8.50(lbs) |  |  |  | NAM ERP USD | 16-SEP-2025 | 269.99 | 01-NOV-2025 | 299.99
| 0M-5350-019 | TC 5WIRE W/L21-20 19FOOT | https://www.se.com/us/en/product/0M-5350-019 |  |  | 18.00x20.00x20.00(in) 45.72x50.80x50.80(cent) | 4.17(kilos) 9.19(lbs) |  |  |  | NAM ERP USD | 16-SEP-2025 | 279.99 | 01-NOV-2025 | 309.99
| 0M-5350-021 | TC 5WIRE W/L21-20 21FOOT | https://www.se.com/us/en/product/0M-5350-021 |  |  | 24.00x20.00x20.00(in) 60.96x50.80x50.80(cent) | 4.48(kilos) 9.87(lbs) |  |  |  | NAM ERP USD | 16-SEP-2025 | 289.99 | 01-NOV-2025 | 319.99
| 0M-5350-023 | TC 5WIRE W/L21-20 23FOOT | https://www.se.com/us/en/product/0M-5350-023 |  |  | 24.00x20.00x20.00(in) 60.96x50.80x50.80(cent) | 4.79(kilos) 10.56(lbs) |  |  |  | NAM ERP USD | 16-SEP-2025 | 299.99 | 01-NOV-2025 | 329.99
| 0M-5350-025 | TC 5WIRE W/L21-20 25FOOT | https://www.se.com/us/en/product/0M-5350-025 |  |  | 24.00x20.00x20.00(in) 60.96x50.80x50.80(cent) | 5.10(kilos) 11.24(lbs) |  |  |  | NAM ERP USD | 16-SEP-2025 | 269.99 | 01-NOV-2025 | 299.99
| 0M-5350-027 | TC 5WIRE W/L21-20 27FOOT | https://www.se.com/us/en/product/0M-5350-027 |  |  | 24.00x20.00x20.00(in) 60.96x50.80x50.80(cent) | 5.41(kilos) 11.93(lbs) |  |  |  | NAM ERP USD | 16-SEP-2025 | 289.99 | 01-NOV-2025 | 319.99
| 0M-5350-029 | TC 5WIRE W/L21-20 29FOOT | https://www.se.com/us/en/product/0M-5350-029 |  |  | 24.00x20.00x20.00(in) 60.96x50.80x50.80(cent) | 5.72(kilos) 12.62(lbs) |  |  |  | NAM ERP USD | 16-SEP-2025 | 289.99 | 01-NOV-2025 | 319.99
| 0M-5350-031 | TC 5WIRE W/L21-20 31FOOT | https://www.se.com/us/en/product/0M-5350-031 |  |  | 24.00x20.00x20.00(in) 60.96x50.80x50.80(cent) | 6.03(kilos) 13.30(lbs) |  |  |  | NAM ERP USD | 16-SEP-2025 | 309.99 | 01-NOV-2025 | 339.99
| 0M-5350-033 | TC 5WIRE W/L21-20 33FOOT | https://www.se.com/us/en/product/0M-5350-033 |  |  | 24.00x20.00x20.00(in) 60.96x50.80x50.80(cent) | 6.35(kilos) 13.99(lbs) |  |  |  | NAM ERP USD | 16-SEP-2025 | 279.99 | 01-NOV-2025 | 299.99
| 0M-5350-035 | TC 5WIRE W/L21-20 35FOOT | https://www.se.com/us/en/product/0M-5350-035 |  |  | 24.00x20.00x20.00(in) 60.96x50.80x50.80(cent) | 6.65(kilos) 14.67(lbs) |  |  |  | NAM ERP USD | 16-SEP-2025 | 319.99 | 01-NOV-2025 | 349.99
| 0M-5350-037 | TC 5WIRE W/L21-20 37FOOT | https://www.se.com/us/en/product/0M-5350-037 |  |  | 24.00x20.00x20.00(in) 60.96x50.80x50.80(cent) | 6.97(kilos) 15.36(lbs) |  |  |  | NAM ERP USD | 16-SEP-2025 | 249.99 | 01-NOV-2025 | 269.99
| 0M-5350-039 | TC 5WIRE W/L21-20 39FOOT | https://www.se.com/us/en/product/0M-5350-039 |  |  | 24.00x20.00x20.00(in) 60.96x50.80x50.80(cent) | 7.28(kilos) 16.04(lbs) |  |  |  | NAM ERP USD | 16-SEP-2025 | 249.99 | 01-NOV-2025 | 279.99
| 0M-5350-041 | TC 5WIRE W/L21-20 41FOOT | https://www.se.com/us/en/product/0M-5350-041 |  |  | 26.00x22.00x22.00(in) 66.04x55.88x55.88(cent) | 7.59(kilos) 16.73(lbs) |  |  |  | NAM ERP USD | 16-SEP-2025 | 319.99 | 01-NOV-2025 | 359.99
| 0M-5350-043 | TC 5WIRE W/L21-20 43FOOT | https://www.se.com/us/en/product/0M-5350-043 |  |  | 26.00x22.00x22.00(in) 66.04x55.88x55.88(cent) | 7.90(kilos) 17.42(lbs) |  |  |  | NAM ERP USD | 16-SEP-2025 | 259.99 | 01-NOV-2025 | 289.99
| 0M-5350-045 | TC 5WIRE W/L21-20 45FOOT | https://www.se.com/us/en/product/0M-5350-045 |  |  | 26.00x22.00x22.00(in) 66.04x55.88x55.88(cent) | 8.21(kilos) 18.10(lbs) |  |  |  | NAM ERP USD | 16-SEP-2025 | 269.99 | 01-NOV-2025 | 299.99
| 0M-5350-047 | TC 5WIRE W/L21-20 47FOOT | https://www.se.com/us/en/product/0M-5350-047 |  |  | 26.00x22.00x22.00(in) 66.04x55.88x55.88(cent) | 8.52(kilos) 18.79(lbs) |  |  |  | NAM ERP USD | 16-SEP-2025 | 279.99 | 01-NOV-2025 | 309.99
| 0M-5350-049 | TC 5WIRE W/L21-20 49FOOT | https://www.se.com/us/en/product/0M-5350-049 |  |  | 26.00x22.00x22.00(in) 66.04x55.88x55.88(cent) | 8.83(kilos) 19.47(lbs) |  |  |  | NAM ERP USD | 16-SEP-2025 | 279.99 | 01-NOV-2025 | 309.99
| 0M-5350-055 | TC 5WIRE W/L21-20 55FOOT | https://www.se.com/us/en/product/0M-5350-055 |  |  | 26.00x22.00x22.00(in) 66.04x55.88x55.88(cent) | 9.77(kilos) 21.53(lbs) |  |  |  | NAM ERP USD | 16-SEP-2025 | 299.99 | 01-NOV-2025 | 329.99
| 0M-5350-059 | TC 5WIRE W/L21-20 59FOOT | https://www.se.com/us/en/product/0M-5350-059 |  |  | 26.00x22.00x22.00(in) 66.04x55.88x55.88(cent) | 10.39(kilos) 22.90(lbs) |  |  |  | NAM ERP USD | 16-SEP-2025 | 319.99 | 01-NOV-2025 | 349.99
| 0M-5350-061 | TC 5WIRE W/L21-20 61FOOT | https://www.se.com/us/en/product/0M-5350-061 |  |  | 0.00x0.00x0.00(in) 0.01x0.01x0.01(cent) | 0.01(kilos) 0.02(lbs) |  |  |  | NAM ERP USD | 16-SEP-2025 | 479.00 | 01-NOV-2025 | 529.00
| 0M-5350-065 | TC 5WIRE W/L21-20 65FOOT | https://www.se.com/us/en/product/0M-5350-065 |  |  | 27.99x24.02x24.02(in) 71.10x61.00x61.00(cent) | 11.36(kilos) 25.05(lbs) |  |  |  | NAM ERP USD | 16-SEP-2025 | 499.00 | 01-NOV-2025 | 549.00
| 0M-5352-005 | TC 4WIRE W/L15-30 5 FOOT | https://www.se.com/us/en/product/0M-5352-005 |  |  | 18.00x20.00x20.00(in) 45.72x50.80x50.80(cent) | 1.99(kilos) 4.39(lbs) |  |  |  | NAM ERP USD | 16-SEP-2025 | 129.99 | 01-NOV-2025 | 139.99
| 0M-5353-005 | TC 4WIRE W/L14-30 5 FOOT | https://www.se.com/us/en/product/0M-5353-005 |  |  | 18.00x20.00x20.00(in) 45.72x50.80x50.80(cent) | 1.99(kilos) 4.39(lbs) |  |  |  | NAM ERP USD | 16-SEP-2025 | 549.00 | 01-NOV-2025 | 609.00
| 0M-5353-015 | TC 4WIRE W/L14-30 15 FOOT | https://www.se.com/us/en/product/0M-5353-015 |  |  | 18.00x20.00x20.00(in) 45.72x50.80x50.80(cent) | 3.55(kilos) 7.82(lbs) |  |  |  | NAM ERP USD | 16-SEP-2025 | 219.99 | 01-NOV-2025 | 249.99
| 0M-5353-019 | TC 4WIRE W/L14-30 19 FOOT | https://www.se.com/us/en/product/0M-5353-019 |  |  | 18.00x20.00x20.00(in) 45.72x50.80x50.80(cent) | 4.17(kilos) 9.19(lbs) |  |  |  | NAM ERP USD | 16-SEP-2025 | 219.99 | 01-NOV-2025 | 239.99
| 0M-5355-009 | TC 3WIRE W/L6-15 9 FOOT | https://www.se.com/us/en/product/0M-5355-009 |  |  | 18.00x20.00x20.00(in) 45.72x50.80x50.80(cent) | 2.61(kilos) 5.76(lbs) |  |  |  | NAM ERP USD | 16-SEP-2025 | 179.99 | 01-NOV-2025 | 199.99
| 0M-5356-005 | TC 3WIRE W/L5-30 5 FOOT | https://www.se.com/us/en/product/0M-5356-005 |  |  | 18.00x20.00x20.00(in) 45.72x50.80x50.80(cent) | 1.99(kilos) 4.39(lbs) |  |  |  | NAM ERP USD | 16-SEP-2025 | 189.99 | 01-NOV-2025 | 209.99
| 0M-5356-007 | TC 3WIRE W/L5-30 7 FOOT | https://www.se.com/us/en/product/0M-5356-007 |  |  | 18.00x20.00x20.00(in) 45.72x50.80x50.80(cent) | 2.30(kilos) 5.07(lbs) |  |  |  | NAM ERP USD | 16-SEP-2025 | 199.99 | 01-NOV-2025 | 219.99
| 0M-5356-009 | TC 3WIRE W/L5-30 9 FOOT | https://www.se.com/us/en/product/0M-5356-009 |  |  | 18.00x20.00x20.00(in) 45.72x50.80x50.80(cent) | 2.61(kilos) 5.76(lbs) |  |  |  | NAM ERP USD | 16-SEP-2025 | 199.99 | 01-NOV-2025 | 219.99
| 0M-5356-011 | TC 3WIRE W/L5-30 11 FOOT | https://www.se.com/us/en/product/0M-5356-011 |  |  | 18.00x20.00x20.00(in) 45.72x50.80x50.80(cent) | 2.93(kilos) 6.45(lbs) |  |  |  | NAM ERP USD | 16-SEP-2025 | 219.99 | 01-NOV-2025 | 239.99
| 0M-5356-013 | TC 3WIRE W/L5-30 13 FOOT | https://www.se.com/us/en/product/0M-5356-013 |  |  | 18.00x20.00x20.00(in) 45.72x50.80x50.80(cent) | 3.23(kilos) 7.13(lbs) |  |  |  | NAM ERP USD | 16-SEP-2025 | 339.99 | 01-NOV-2025 | 369.99
| 0M-5356-015 | TC 3WIRE W/L5-30 15 FOOT | https://www.se.com/us/en/product/0M-5356-015 |  |  | 18.00x20.00x20.00(in) 45.72x50.80x50.80(cent) | 3.55(kilos) 7.82(lbs) |  |  |  | NAM ERP USD | 16-SEP-2025 | 249.99 | 01-NOV-2025 | 269.99
| 0M-5356-017 | TC 3WIRE W/L5-30 17 FOOT | https://www.se.com/us/en/product/0M-5356-017 |  |  | 18.00x20.00x20.00(in) 45.72x50.80x50.80(cent) | 3.86(kilos) 8.50(lbs) |  |  |  | NAM ERP USD | 16-SEP-2025 | 249.99 | 01-NOV-2025 | 269.99
| 0M-5356-019 | TC 3WIRE W/L5-30 19 FOOT | https://www.se.com/us/en/product/0M-5356-019 |  |  | 18.00x20.00x20.00(in) 45.72x50.80x50.80(cent) | 4.17(kilos) 9.19(lbs) |  |  |  | NAM ERP USD | 16-SEP-2025 | 379.99 | 01-NOV-2025 | 419.00
| 0M-5356-021 | TC 3WIRE W/L5-30 21 FOOT | https://www.se.com/us/en/product/0M-5356-021 |  |  | 24.00x20.00x20.00(in) 60.96x50.80x50.80(cent) | 4.48(kilos) 9.87(lbs) |  |  |  | NAM ERP USD | 16-SEP-2025 | 349.99 | 01-NOV-2025 | 379.99
| 0M-5356-023 | TC 3WIRE W/L5-30 23 FOOT | https://www.se.com/us/en/product/0M-5356-023 |  |  | 24.00x20.00x20.00(in) 60.96x50.80x50.80(cent) | 4.79(kilos) 10.56(lbs) |  |  |  | NAM ERP USD | 16-SEP-2025 | 239.99 | 01-NOV-2025 | 259.99
| 0M-5356-025 | TC 3WIRE W/L5-30 25 FOOT | https://www.se.com/us/en/product/0M-5356-025 |  |  | 24.00x20.00x20.00(in) 60.96x50.80x50.80(cent) | 5.10(kilos) 11.24(lbs) |  |  |  | NAM ERP USD | 16-SEP-2025 | 399.99 | 01-NOV-2025 | 439.00
| 0M-5356-027 | TC 3WIRE W/L5-30 27 FOOT | https://www.se.com/us/en/product/0M-5356-027 |  |  | 24.00x20.00x20.00(in) 60.96x50.80x50.80(cent) | 5.41(kilos) 11.93(lbs) |  |  |  | NAM ERP USD | 16-SEP-2025 | 369.99 | 01-NOV-2025 | 399.99
| 0M-5356-029 | TC 3WIRE W/L5-30 29 FOOT | https://www.se.com/us/en/product/0M-5356-029 |  |  | 24.00x20.00x20.00(in) 60.96x50.80x50.80(cent) | 5.72(kilos) 12.62(lbs) |  |  |  | NAM ERP USD | 16-SEP-2025 | 249.99 | 01-NOV-2025 | 279.99
| 0M-5356-031 | TC 3WIRE W/L5-30 31 FOOT | https://www.se.com/us/en/product/0M-5356-031 |  |  | 24.00x20.00x20.00(in) 60.96x50.80x50.80(cent) | 6.03(kilos) 13.30(lbs) |  |  |  | NAM ERP USD | 16-SEP-2025 | 259.99 | 01-NOV-2025 | 279.99
| 0M-5356-035 | TC 3WIRE W/L5-30 35 FOOT | https://www.se.com/us/en/product/0M-5356-035 |  |  | 24.00x20.00x20.00(in) 60.96x50.80x50.80(cent) | 6.65(kilos) 14.67(lbs) |  |  |  | NAM ERP USD | 16-SEP-2025 | 269.99 | 01-NOV-2025 | 289.99
| 0M-5357-005 | TC 3WIRE W/L5-20 5 FOOT | https://www.se.com/us/en/product/0M-5357-005 |  |  | 18.00x20.00x20.00(in) 45.72x50.80x50.80(cent) | 1.99(kilos) 4.39(lbs) |  |  |  | NAM ERP USD | 16-SEP-2025 | 269.99 | 01-NOV-2025 | 299.99
| 0M-5357-007 | TC 3WIRE W/L5-20 7 FOOT | https://www.se.com/us/en/product/0M-5357-007 |  |  | 18.00x20.00x20.00(in) 45.72x50.80x50.80(cent) | 2.30(kilos) 5.07(lbs) |  |  |  | NAM ERP USD | 16-SEP-2025 | 269.99 | 01-NOV-2025 | 289.99
| 0M-5357-009 | TC 3WIRE W/L5-20 9 FOOT | https://www.se.com/us/en/product/0M-5357-009 |  |  | 18.00x20.00x20.00(in) 45.72x50.80x50.80(cent) | 2.61(kilos) 5.76(lbs) |  |  |  | NAM ERP USD | 16-SEP-2025 | 279.99 | 01-NOV-2025 | 309.99
| 0M-5357-011 | TC 3WIRE W/L5-20 11FOOT | https://www.se.com/us/en/product/0M-5357-011 |  |  | 18.00x20.00x20.00(in) 45.72x50.80x50.80(cent) | 2.93(kilos) 6.45(lbs) |  |  |  | NAM ERP USD | 16-SEP-2025 | 329.99 | 01-NOV-2025 | 359.99
| 0M-5357-013 | TC 3WIRE W/L5-20 13 FOOT | https://www.se.com/us/en/product/0M-5357-013 |  |  | 18.00x20.00x20.00(in) 45.72x50.80x50.80(cent) | 3.23(kilos) 7.13(lbs) |  |  |  | NAM ERP USD | 16-SEP-2025 | 329.99 | 01-NOV-2025 | 359.99
| 0M-5357-015 | TC 3WIRE W/L5-20 15 FOOT | https://www.se.com/us/en/product/0M-5357-015 |  |  | 18.00x20.00x20.00(in) 45.72x50.80x50.80(cent) | 3.55(kilos) 7.82(lbs) |  |  |  | NAM ERP USD | 16-SEP-2025 | 369.99 | 01-NOV-2025 | 409.00
| 0M-5357-017 | TC 3WIRE W/L5-20 17 FOOT | https://www.se.com/us/en/product/0M-5357-017 |  |  | 18.00x20.00x20.00(in) 45.72x50.80x50.80(cent) | 3.86(kilos) 8.50(lbs) |  |  |  | NAM ERP USD | 16-SEP-2025 | 369.99 | 01-NOV-2025 | 409.00
| 0M-5357-019 | TC 3WIRE W/L5-20 19 FOOT | https://www.se.com/us/en/product/0M-5357-019 |  |  | 18.00x20.00x20.00(in) 45.72x50.80x50.80(cent) | 4.17(kilos) 9.19(lbs) |  |  |  | NAM ERP USD | 16-SEP-2025 | 369.99 | 01-NOV-2025 | 409.00
| 0M-5357-021 | TC 3WIRE W/L5-20 21 FOOT | https://www.se.com/us/en/product/0M-5357-021 |  |  | 24.00x20.00x20.00(in) 60.96x50.80x50.80(cent) | 4.48(kilos) 9.87(lbs) |  |  |  | NAM ERP USD | 16-SEP-2025 | 339.99 | 01-NOV-2025 | 369.99
| 0M-5357-023 | TC 3WIRE W/L5-20 23 FOOT | https://www.se.com/us/en/product/0M-5357-023 |  |  | 24.00x20.00x20.00(in) 60.96x50.80x50.80(cent) | 4.79(kilos) 10.56(lbs) |  |  |  | NAM ERP USD | 16-SEP-2025 | 399.99 | 01-NOV-2025 | 439.00
| 0M-5357-025 | TC 3WIRE W/L5-20 25 FOOT | https://www.se.com/us/en/product/0M-5357-025 |  |  | 24.00x20.00x20.00(in) 60.96x50.80x50.80(cent) | 5.10(kilos) 11.24(lbs) |  |  |  | NAM ERP USD | 16-SEP-2025 | 239.99 | 01-NOV-2025 | 259.99
| 0M-5357-027 | TC 3WIRE W/L5-20 27 FOOT | https://www.se.com/us/en/product/0M-5357-027 |  |  | 24.00x20.00x20.00(in) 60.96x50.80x50.80(cent) | 5.41(kilos) 11.93(lbs) |  |  |  | NAM ERP USD | 16-SEP-2025 | 379.99 | 01-NOV-2025 | 409.00
| 0M-5357-029 | TC 3WIRE W/L5-20 29 FOOT | https://www.se.com/us/en/product/0M-5357-029 |  |  | 24.00x20.00x20.00(in) 60.96x50.80x50.80(cent) | 5.72(kilos) 12.62(lbs) |  |  |  | NAM ERP USD | 16-SEP-2025 | 369.99 | 01-NOV-2025 | 399.99
| 0M-5357-031 | TC 3WIRE W/L5-20 31 FOOT | https://www.se.com/us/en/product/0M-5357-031 |  |  | 24.00x20.00x20.00(in) 60.96x50.80x50.80(cent) | 6.03(kilos) 13.30(lbs) |  |  |  | NAM ERP USD | 16-SEP-2025 | 359.99 | 01-NOV-2025 | 389.99
| 0M-5357-033 | TC 3WIRE W/L5-20 33 FOOT | https://www.se.com/us/en/product/0M-5357-033 |  |  | 24.00x20.00x20.00(in) 60.96x50.80x50.80(cent) | 6.35(kilos) 13.99(lbs) |  |  |  | NAM ERP USD | 16-SEP-2025 | 249.99 | 01-NOV-2025 | 279.99
| 0M-5357-035 | TC 3WIRE W/L5-20 35 FOOT | https://www.se.com/us/en/product/0M-5357-035 |  |  | 24.00x20.00x20.00(in) 60.96x50.80x50.80(cent) | 6.65(kilos) 14.67(lbs) |  |  |  | NAM ERP USD | 16-SEP-2025 | 259.99 | 01-NOV-2025 | 289.99
| 0M-5357-037 | TC 3WIRE W/L5-20 37 FOOT | https://www.se.com/us/en/product/0M-5357-037 |  |  | 24.00x20.00x20.00(in) 60.96x50.80x50.80(cent) | 6.97(kilos) 15.36(lbs) |  |  |  | NAM ERP USD | 16-SEP-2025 | 259.99 | 01-NOV-2025 | 289.99
| 0M-5357-039 | TC 3WIRE W/L5-20 39 FOOT | https://www.se.com/us/en/product/0M-5357-039 |  |  | 24.00x20.00x20.00(in) 60.96x50.80x50.80(cent) | 7.28(kilos) 16.04(lbs) |  |  |  | NAM ERP USD | 16-SEP-2025 | 379.99 | 01-NOV-2025 | 419.00
| 0M-5357-041 | TC 3WIRE W/L5-20 41 FOOT | https://www.se.com/us/en/product/0M-5357-041 |  |  | 26.00x22.00x22.00(in) 66.04x55.88x55.88(cent) | 7.59(kilos) 16.73(lbs) |  |  |  | NAM ERP USD | 16-SEP-2025 | 469.00 | 01-NOV-2025 | 509.00
| 0M-5357-043 | TC 3WIRE W/L5-20 43 FOOT | https://www.se.com/us/en/product/0M-5357-043 |  |  | 26.00x22.00x22.00(in) 66.04x55.88x55.88(cent) | 7.90(kilos) 17.42(lbs) |  |  |  | NAM ERP USD | 16-SEP-2025 | 279.99 | 01-NOV-2025 | 309.99
| 0M-5357-045 | TC 3WIRE W/L5-20 45 FOOT | https://www.se.com/us/en/product/0M-5357-045 |  |  | 26.00x22.00x22.00(in) 66.04x55.88x55.88(cent) | 8.21(kilos) 18.10(lbs) |  |  |  | NAM ERP USD | 16-SEP-2025 | 279.99 | 01-NOV-2025 | 309.99
| 0M-5357-047 | TC 3WIRE W/L5-20 47 FOOT | https://www.se.com/us/en/product/0M-5357-047 |  |  | 26.00x22.00x22.00(in) 66.04x55.88x55.88(cent) | 8.52(kilos) 18.79(lbs) |  |  |  | NAM ERP USD | 16-SEP-2025 | 289.99 | 01-NOV-2025 | 319.99
| 0M-5357-049 | TC 3WIRE W/L5-20 49 FOOT | https://www.se.com/us/en/product/0M-5357-049 |  |  | 26.00x22.00x22.00(in) 66.04x55.88x55.88(cent) | 8.83(kilos) 19.47(lbs) |  |  |  | NAM ERP USD | 16-SEP-2025 | 289.99 | 01-NOV-2025 | 319.99
| 0M-5357-053 | TC 3WIRE W/L5-20 53 FOOT | https://www.se.com/us/en/product/0M-5357-053 |  |  | 26.00x22.00x22.00(in) 66.04x55.88x55.88(cent) | 9.45(kilos) 20.84(lbs) |  |  |  | NAM ERP USD | 16-SEP-2025 | 299.99 | 01-NOV-2025 | 329.99
| 0M-5358-005 | TC 3WIRE W/L5-15 5 FOOT | https://www.se.com/us/en/product/0M-5358-005 |  |  | 18.00x20.00x20.00(in) 45.72x50.80x50.80(cent) | 1.99(kilos) 4.39(lbs) |  |  |  | NAM ERP USD | 16-SEP-2025 | 179.99 | 01-NOV-2025 | 199.99
| 0M-5358-009 | TC 3WIRE W/L5-15 9 FOOT | https://www.se.com/us/en/product/0M-5358-009 |  |  | 18.00x20.00x20.00(in) 45.72x50.80x50.80(cent) | 2.61(kilos) 5.76(lbs) |  |  |  | NAM ERP USD | 16-SEP-2025 | 279.99 | 01-NOV-2025 | 309.99
| 0M-5358-011 | TC 3WIRE W/L5-15 11 FOOT | https://www.se.com/us/en/product/0M-5358-011 |  |  | 18.00x20.00x20.00(in) 45.72x50.80x50.80(cent) | 2.94(kilos) 6.48(lbs) |  |  |  | NAM ERP USD | 16-SEP-2025 | 199.99 | 01-NOV-2025 | 219.99
| 0M-5358-013 | TC 3WIRE W/L5-15 13 FOOT | https://www.se.com/us/en/product/0M-5358-013 |  |  | 18.00x20.00x20.00(in) 45.72x50.80x50.80(cent) | 3.23(kilos) 7.13(lbs) |  |  |  | NAM ERP USD | 16-SEP-2025 | 189.99 | 01-NOV-2025 | 209.99
| 0M-5358-015 | TC 3WIRE W/L5-15 15 FOOT | https://www.se.com/us/en/product/0M-5358-015 |  |  | 18.00x20.00x20.00(in) 45.72x50.80x50.80(cent) | 3.55(kilos) 7.82(lbs) |  |  |  | NAM ERP USD | 16-SEP-2025 | 199.99 | 01-NOV-2025 | 219.99
| 0M-5358-021 | TC 3WIRE W/L5-15 21 FOOT | https://www.se.com/us/en/product/0M-5358-021 |  |  | 24.00x20.00x20.00(in) 60.96x50.80x50.80(cent) | 4.48(kilos) 9.87(lbs) |  |  |  | NAM ERP USD | 16-SEP-2025 | 209.99 | 01-NOV-2025 | 229.99
| 0M-5358-023 | TC 3WIRE W/L5-15 23 FOOT | https://www.se.com/us/en/product/0M-5358-023 |  |  | 24.00x20.00x20.00(in) 60.96x50.80x50.80(cent) | 4.80(kilos) 10.58(lbs) |  |  |  | NAM ERP USD | 16-SEP-2025 | 209.99 | 01-NOV-2025 | 239.99
| 0M-5358-025 | TC 3WIRE W/L5-15 25 FOOT | https://www.se.com/us/en/product/0M-5358-025 |  |  | 24.00x20.00x20.00(in) 60.96x50.80x50.80(cent) | 5.10(kilos) 11.24(lbs) |  |  |  | NAM ERP USD | 16-SEP-2025 | 219.99 | 01-NOV-2025 | 239.99
| 0M-5358-043 | TC 3WIRE W/L5-15 43 FOOT | https://www.se.com/us/en/product/0M-5358-043 |  |  | 26.00x22.00x22.00(in) 66.04x55.88x55.88(cent) | 7.90(kilos) 17.42(lbs) |  |  |  | NAM ERP USD | 16-SEP-2025 | 269.99 | 01-NOV-2025 | 299.99
| 0M-5359-005 | TC 3WIRE W/L6-30 5 FOOT | https://www.se.com/us/en/product/0M-5359-005 |  |  | 18.00x20.00x20.00(in) 45.72x50.80x50.80(cent) | 1.99(kilos) 4.39(lbs) |  |  |  | NAM ERP USD | 16-SEP-2025 | 209.99 | 01-NOV-2025 | 229.99
| 0M-5359-007 | TC 3WIRE W/L6-30 7 FOOT | https://www.se.com/us/en/product/0M-5359-007 |  |  | 18.00x20.00x20.00(in) 45.72x50.80x50.80(cent) | 2.30(kilos) 5.07(lbs) |  |  |  | NAM ERP USD | 16-SEP-2025 | 229.99 | 01-NOV-2025 | 249.99
| 0M-5359-009 | TC 3WIRE W/L6-30 9 FOOT | https://www.se.com/us/en/product/0M-5359-009 |  |  | 18.00x20.00x20.00(in) 45.72x50.80x50.80(cent) | 2.61(kilos) 5.76(lbs) |  |  |  | NAM ERP USD | 16-SEP-2025 | 239.99 | 01-NOV-2025 | 259.99
| 0M-5359-011 | TC 3WIRE W/L6-30 11 FOOT | https://www.se.com/us/en/product/0M-5359-011 |  |  | 18.00x20.00x20.00(in) 45.72x50.80x50.80(cent) | 2.93(kilos) 6.45(lbs) |  |  |  | NAM ERP USD | 16-SEP-2025 | 269.99 | 01-NOV-2025 | 289.99
| 0M-5359-013 | TC 3WIRE W/L6-30 13 FOOT | https://www.se.com/us/en/product/0M-5359-013 |  |  | 18.00x20.00x20.00(in) 45.72x50.80x50.80(cent) | 3.23(kilos) 7.13(lbs) |  |  |  | NAM ERP USD | 16-SEP-2025 | 279.99 | 01-NOV-2025 | 309.99
| 0M-5359-015 | TC 3WIRE W/L6-30 15 FOOT | https://www.se.com/us/en/product/0M-5359-015 |  |  | 18.00x20.00x20.00(in) 45.72x50.80x50.80(cent) | 3.55(kilos) 7.82(lbs) |  |  |  | NAM ERP USD | 16-SEP-2025 | 239.99 | 01-NOV-2025 | 269.99
| 0M-5359-017 | TC 3WIRE W/L6-30 17 FOOT | https://www.se.com/us/en/product/0M-5359-017 |  |  | 18.00x20.00x20.00(in) 45.72x50.80x50.80(cent) | 3.86(kilos) 8.50(lbs) |  |  |  | NAM ERP USD | 16-SEP-2025 | 279.99 | 01-NOV-2025 | 309.99
| 0M-5359-019 | TC 3WIRE W/L6-30 19 FOOT | https://www.se.com/us/en/product/0M-5359-019 |  |  | 18.00x20.00x20.00(in) 45.72x50.80x50.80(cent) | 4.17(kilos) 9.19(lbs) |  |  |  | NAM ERP USD | 16-SEP-2025 | 259.99 | 01-NOV-2025 | 279.99
| 0M-5359-021 | TC 3WIRE W/L6-30 21 FOOT | https://www.se.com/us/en/product/0M-5359-021 |  |  | 24.00x20.00x20.00(in) 60.96x50.80x50.80(cent) | 4.48(kilos) 9.87(lbs) |  |  |  | NAM ERP USD | 16-SEP-2025 | 269.99 | 01-NOV-2025 | 289.99
| 0M-5359-023 | TC 3WIRE W/L6-30 23 FOOT | https://www.se.com/us/en/product/0M-5359-023 |  |  | 24.00x20.00x20.00(in) 60.96x50.80x50.80(cent) | 4.79(kilos) 10.56(lbs) |  |  |  | NAM ERP USD | 16-SEP-2025 | 269.99 | 01-NOV-2025 | 299.99
| 0M-5359-025 | TC 3WIRE W/L6-30 25 FOOT | https://www.se.com/us/en/product/0M-5359-025 |  |  | 24.00x20.00x20.00(in) 60.96x50.80x50.80(cent) | 5.10(kilos) 11.24(lbs) |  |  |  | NAM ERP USD | 16-SEP-2025 | 309.99 | 01-NOV-2025 | 339.99
| 0M-5359-027 | TC 3WIRE W/L6-30 27 FOOT | https://www.se.com/us/en/product/0M-5359-027 |  |  | 24.00x20.00x20.00(in) 60.96x50.80x50.80(cent) | 5.41(kilos) 11.93(lbs) |  |  |  | NAM ERP USD | 16-SEP-2025 | 319.99 | 01-NOV-2025 | 359.99
| 0M-5359-029 | TC 3WIRE W/L6-30 29 FOOT | https://www.se.com/us/en/product/0M-5359-029 |  |  | 24.00x20.00x20.00(in) 60.96x50.80x50.80(cent) | 5.72(kilos) 12.62(lbs) |  |  |  | NAM ERP USD | 16-SEP-2025 | 349.99 | 01-NOV-2025 | 379.99
| 0M-5359-031 | TC 3WIRE W/L6-30 31 FOOT | https://www.se.com/us/en/product/0M-5359-031 |  |  | 24.00x20.00x20.00(in) 60.96x50.80x50.80(cent) | 6.03(kilos) 13.30(lbs) |  |  |  | NAM ERP USD | 16-SEP-2025 | 419.00 | 01-NOV-2025 | 459.00
| 0M-5359-033 | TC 3WIRE W/L6-30 33 FOOT | https://www.se.com/us/en/product/0M-5359-033 |  |  | 24.00x20.00x20.00(in) 60.96x50.80x50.80(cent) | 6.35(kilos) 13.99(lbs) |  |  |  | NAM ERP USD | 16-SEP-2025 | 199.99 | 01-NOV-2025 | 219.99
| 0M-5359-035 | TC 3WIRE W/L6-30 35 FOOT | https://www.se.com/us/en/product/0M-5359-035 |  |  | 24.00x20.00x20.00(in) 60.96x50.80x50.80(cent) | 6.65(kilos) 14.67(lbs) |  |  |  | NAM ERP USD | 16-SEP-2025 | 209.99 | 01-NOV-2025 | 229.99
| 0M-5359-037 | TC 3WIRE W/L6-30 37 FOOT | https://www.se.com/us/en/product/0M-5359-037 |  |  | 24.00x20.00x20.00(in) 60.96x50.80x50.80(cent) | 6.97(kilos) 15.36(lbs) |  |  |  | NAM ERP USD | 16-SEP-2025 | 219.99 | 01-NOV-2025 | 239.99
| 0M-5359-039 | TC 3WIRE W/L6-30 39 FOOT | https://www.se.com/us/en/product/0M-5359-039 |  |  | 24.00x20.00x20.00(in) 60.96x50.80x50.80(cent) | 7.28(kilos) 16.04(lbs) |  |  |  | NAM ERP USD | 16-SEP-2025 | 219.99 | 01-NOV-2025 | 239.99
| 0M-5359-041 | TC 3WIRE W/L6-30 41 FOOT | https://www.se.com/us/en/product/0M-5359-041 |  |  | 26.00x22.00x22.00(in) 66.04x55.88x55.88(cent) | 7.59(kilos) 16.73(lbs) |  |  |  | NAM ERP USD | 16-SEP-2025 | 229.99 | 01-NOV-2025 | 249.99
| 0M-5359-043 | TC 3WIRE W/L6-30 43 FOOT | https://www.se.com/us/en/product/0M-5359-043 |  |  | 26.00x22.00x22.00(in) 66.04x55.88x55.88(cent) | 7.90(kilos) 17.42(lbs) |  |  |  | NAM ERP USD | 16-SEP-2025 | 229.99 | 01-NOV-2025 | 259.99
| 0M-5359-045 | TC 3WIRE W/L6-30 45 FOOT | https://www.se.com/us/en/product/0M-5359-045 |  |  | 26.00x22.00x22.00(in) 66.04x55.88x55.88(cent) | 8.21(kilos) 18.10(lbs) |  |  |  | NAM ERP USD | 16-SEP-2025 | 239.99 | 01-NOV-2025 | 259.99
| 0M-5359-047 | TC 3WIRE W/L6-30 47 FOOT | https://www.se.com/us/en/product/0M-5359-047 |  |  | 26.00x22.00x22.00(in) 66.04x55.88x55.88(cent) | 8.52(kilos) 18.79(lbs) |  |  |  | NAM ERP USD | 16-SEP-2025 | 239.99 | 01-NOV-2025 | 259.99
| 0M-5359-049 | TC 3WIRE W/L6-30 49 FOOT | https://www.se.com/us/en/product/0M-5359-049 |  |  | 26.00x22.00x22.00(in) 66.04x55.88x55.88(cent) | 8.83(kilos) 19.47(lbs) |  |  |  | NAM ERP USD | 16-SEP-2025 | 249.99 | 01-NOV-2025 | 269.99
| 0M-5360-005 | TC 3WIRE W/L6-20 5 FOOT | https://www.se.com/us/en/product/0M-5360-005 |  |  | 18.00x20.00x20.00(in) 45.72x50.80x50.80(cent) | 1.99(kilos) 4.39(lbs) |  |  |  | NAM ERP USD | 16-SEP-2025 | 259.99 | 01-NOV-2025 | 289.99
| 0M-5360-007 | TC 3WIRE W/L6-20 7 FOOT | https://www.se.com/us/en/product/0M-5360-007 |  |  | 18.00x20.00x20.00(in) 45.72x50.80x50.80(cent) | 2.30(kilos) 5.07(lbs) |  |  |  | NAM ERP USD | 16-SEP-2025 | 279.99 | 01-NOV-2025 | 309.99
| 0M-5360-009 | TC 3WIRE W/L6-20 9 FOOT | https://www.se.com/us/en/product/0M-5360-009 |  |  | 18.00x20.00x20.00(in) 45.72x50.80x50.80(cent) | 2.61(kilos) 5.76(lbs) |  |  |  | NAM ERP USD | 16-SEP-2025 | 199.99 | 01-NOV-2025 | 219.99
| 0M-5360-011 | TC 3WIRE W/L6-20 11 FOOT | https://www.se.com/us/en/product/0M-5360-011 |  |  | 18.00x20.00x20.00(in) 45.72x50.80x50.80(cent) | 2.93(kilos) 6.45(lbs) |  |  |  | NAM ERP USD | 16-SEP-2025 | 299.99 | 01-NOV-2025 | 329.99
| 0M-5360-013 | TC 3WIRE W/L6-20 13 FOOT | https://www.se.com/us/en/product/0M-5360-013 |  |  | 18.00x20.00x20.00(in) 45.72x50.80x50.80(cent) | 3.23(kilos) 7.13(lbs) |  |  |  | NAM ERP USD | 16-SEP-2025 | 309.99 | 01-NOV-2025 | 339.99
| 0M-5360-015 | TC 3WIRE W/L6-20 15 FOOT | https://www.se.com/us/en/product/0M-5360-015 |  |  | 18.00x20.00x20.00(in) 45.72x50.80x50.80(cent) | 3.55(kilos) 7.82(lbs) |  |  |  | NAM ERP USD | 16-SEP-2025 | 369.99 | 01-NOV-2025 | 409.00
| 0M-5360-017 | TC 3WIRE W/L6-20 17 FOOT | https://www.se.com/us/en/product/0M-5360-017 |  |  | 18.00x20.00x20.00(in) 45.72x50.80x50.80(cent) | 3.86(kilos) 8.50(lbs) |  |  |  | NAM ERP USD | 16-SEP-2025 | 219.99 | 01-NOV-2025 | 239.99
| 0M-5360-019 | TC 3WIRE W/L6-20 19 FOOT | https://www.se.com/us/en/product/0M-5360-019 |  |  | 18.00x20.00x20.00(in) 45.72x50.80x50.80(cent) | 4.17(kilos) 9.19(lbs) |  |  |  | NAM ERP USD | 16-SEP-2025 | 339.99 | 01-NOV-2025 | 369.99
| 0M-5360-021 | TC 3WIRE W/L6-20 21 FOOT | https://www.se.com/us/en/product/0M-5360-021 |  |  | 24.00x20.00x20.00(in) 60.96x50.80x50.80(cent) | 4.48(kilos) 9.87(lbs) |  |  |  | NAM ERP USD | 16-SEP-2025 | 229.99 | 01-NOV-2025 | 249.99
| 0M-5360-023 | TC 3WIRE W/L6-20 23 FOOT | https://www.se.com/us/en/product/0M-5360-023 |  |  | 24.00x20.00x20.00(in) 60.96x50.80x50.80(cent) | 4.79(kilos) 10.56(lbs) |  |  |  | NAM ERP USD | 16-SEP-2025 | 389.99 | 01-NOV-2025 | 429.00
| 0M-5360-025 | TC 3WIRE W/L6-20 25 FOOT | https://www.se.com/us/en/product/0M-5360-025 |  |  | 24.00x20.00x20.00(in) 60.96x50.80x50.80(cent) | 5.10(kilos) 11.24(lbs) |  |  |  | NAM ERP USD | 16-SEP-2025 | 249.99 | 01-NOV-2025 | 269.99
| 0M-5360-027 | TC 3WIRE W/L6-20 27 FOOT | https://www.se.com/us/en/product/0M-5360-027 |  |  | 24.00x20.00x20.00(in) 60.96x50.80x50.80(cent) | 5.41(kilos) 11.93(lbs) |  |  |  | NAM ERP USD | 16-SEP-2025 | 239.99 | 01-NOV-2025 | 269.99
| 0M-5360-031 | TC 3WIRE W/L6-20 31 FOOT | https://www.se.com/us/en/product/0M-5360-031 |  |  | 24.00x20.00x20.00(in) 60.96x50.80x50.80(cent) | 6.03(kilos) 13.30(lbs) |  |  |  | NAM ERP USD | 16-SEP-2025 | 249.99 | 01-NOV-2025 | 279.99
| 0M-5360-035 | TC 3WIRE W/L6-20 35 FOOT | https://www.se.com/us/en/product/0M-5360-035 |  |  | 24.00x20.00x20.00(in) 60.96x50.80x50.80(cent) | 6.65(kilos) 14.67(lbs) |  |  |  | NAM ERP USD | 16-SEP-2025 | 259.99 | 01-NOV-2025 | 289.99
| 0M-5360-041 | TC 3WIRE W/L6-20 41 FOOT | https://www.se.com/us/en/product/0M-5360-041 |  |  | 26.00x22.00x22.00(in) 66.04x55.88x55.88(cent) | 7.59(kilos) 16.73(lbs) |  |  |  | NAM ERP USD | 16-SEP-2025 | 269.99 | 01-NOV-2025 | 299.99
| 0M-5362 | S/A TESTED BRKR 1P 15A PNL | https://www.se.com/us/en/product/0M-5362 |  |  | 3.25x2.25x2.25(in) 8.26x5.72x5.72(cent) | 0.57(kilos) 1.25(lbs) |  |  |  | NAM ERP USD | 16-SEP-2025 | 79.99 | 01-NOV-2025 | 89.99
| 0M-5363 | S/A TESTED BRKR 1P 30A PNL | https://www.se.com/us/en/product/0M-5363 |  |  | 3.25x2.25x2.25(in) 8.26x5.72x5.72(cent) | 0.57(kilos) 1.25(lbs) |  |  |  | NAM ERP USD | 16-SEP-2025 | 79.99 | 01-NOV-2025 | 89.99
| 0M-5364 | S/A TESTED BRKR 2P 15A PNL | https://www.se.com/us/en/product/0M-5364 |  |  | 3.50x2.00x3.50(in) 8.89x5.08x8.89(cent) | 0.57(kilos) 1.25(lbs) |  |  |  | NAM ERP USD | 16-SEP-2025 | 209.99 | 01-NOV-2025 | 239.99
| 0M-5365 | S/A TESTED BRKR 2P 20A PNL | https://www.se.com/us/en/product/0M-5365 |  |  | 3.50x2.50x3.50(in) 8.89x6.35x8.89(cent) | 0.57(kilos) 1.25(lbs) |  |  |  | NAM ERP USD | 16-SEP-2025 | 209.99 | 01-NOV-2025 | 239.99
| 0M-5473 | KIT 1/0 FLEX LUG | https://www.se.com/us/en/product/0M-5473 |  |  | 3.00x3.00x3.00(in) 7.62x7.62x7.62(cent) | 0.14(kilos) 0.30(lbs) |  |  |  | NAM ERP USD | 16-SEP-2025 | 44.99 | 01-NOV-2025 | 49.99
| 0M-5683A | S/A 80K PDU MCCB SUBFEED 225A | https://www.se.com/us/en/product/0M-5683A |  |  | 5.00x5.00x7.00(in) 12.70x12.70x17.78(cent) | 9.07(kilos) 20.00(lbs) |  |  |  | NAM ERP USD | 16-SEP-2025 | 1500.00 | 01-NOV-2025 | 1650.00
| 0M-5886-005 | CORDSET #6 50A 250V 3P-4W 5FT | https://www.se.com/us/en/product/0M-5886-005 |  |  | 4.00x14.00x18.00(in) 10.16x35.56x45.72(cent) | 2.22(kilos) 4.90(lbs) |  |  |  | NAM ERP USD | 16-SEP-2025 | 379.99 | 01-NOV-2025 | 419.00
| 0M-5886-007 | CORDSET #6 50A 250V 3P-4W 7FT | https://www.se.com/us/en/product/0M-5886-007 |  |  | 4.00x14.00x18.00(in) 10.16x35.56x45.72(cent) | 2.72(kilos) 6.00(lbs) |  |  |  | NAM ERP USD | 16-SEP-2025 | 309.99 | 01-NOV-2025 | 349.99
| 0M-5886-009 | CORDSET #6 50A 250V 3P-4W 9FT | https://www.se.com/us/en/product/0M-5886-009 |  |  | 6.00x14.00x18.00(in) 15.24x35.56x45.72(cent) | 3.22(kilos) 7.10(lbs) |  |  |  | NAM ERP USD | 16-SEP-2025 | 339.99 | 01-NOV-2025 | 369.99
| 0M-5886-011 | CORDSET #6 50A 250V 3P-4W 11FT | https://www.se.com/us/en/product/0M-5886-011 |  |  | 6.00x14.00x18.00(in) 15.24x35.56x45.72(cent) | 3.77(kilos) 8.30(lbs) |  |  |  | NAM ERP USD | 16-SEP-2025 | 469.00 | 01-NOV-2025 | 519.00
| 0M-5886-013 | CORDSET #6 50A 250V 3P-4W 13FT | https://www.se.com/us/en/product/0M-5886-013 |  |  | 6.00x14.00x18.00(in) 15.24x35.56x45.72(cent) | 4.26(kilos) 9.40(lbs) |  |  |  | NAM ERP USD | 16-SEP-2025 | 379.99 | 01-NOV-2025 | 419.00
| 0M-5886-015 | CORDSET #6 50A 250V 3P-4W 15FT | https://www.se.com/us/en/product/0M-5886-015 |  |  | 8.00x14.00x18.00(in) 20.32x35.56x45.72(cent) | 4.99(kilos) 11.00(lbs) |  |  |  | NAM ERP USD | 16-SEP-2025 | 399.99 | 01-NOV-2025 | 449.00
| 0M-5886-017 | CORDSET #6 50A 250V 3P-4W 17FT | https://www.se.com/us/en/product/0M-5886-017 |  |  | 8.00x14.00x18.00(in) 20.32x35.56x45.72(cent) | 5.67(kilos) 12.50(lbs) |  |  |  | NAM ERP USD | 16-SEP-2025 | 639.00 | 01-NOV-2025 | 699.00
| 0M-5886-019 | CORDSET #6 50A 250V 3P-4W 19FT | https://www.se.com/us/en/product/0M-5886-019 |  |  | 8.00x14.00x18.00(in) 20.32x35.56x45.72(cent) | 6.17(kilos) 13.60(lbs) |  |  |  | NAM ERP USD | 16-SEP-2025 | 449.00 | 01-NOV-2025 | 499.00
| 0M-5886-021 | CORDSET #6 50A 250V 3P-4W 21FT | https://www.se.com/us/en/product/0M-5886-021 |  |  | 10.00x14.00x18.00(in) 25.40x35.56x45.72(cent) | 6.71(kilos) 14.80(lbs) |  |  |  | NAM ERP USD | 16-SEP-2025 | 469.00 | 01-NOV-2025 | 519.00
| 0M-5886-023 | CORDSET #6 50A 250V 3P-4W 23FT | https://www.se.com/us/en/product/0M-5886-023 |  |  | 10.00x14.00x18.00(in) 25.40x35.56x45.72(cent) | 7.26(kilos) 16.00(lbs) |  |  |  | NAM ERP USD | 16-SEP-2025 | 499.00 | 01-NOV-2025 | 549.00
| 0M-5886-025 | CORDSET #6 50A 250V 3P-4W 25FT | https://www.se.com/us/en/product/0M-5886-025 |  |  | 10.00x14.00x18.00(in) 25.40x35.56x45.72(cent) | 7.71(kilos) 17.00(lbs) |  |  |  | NAM ERP USD | 16-SEP-2025 | 499.00 | 01-NOV-2025 | 549.00
| 0M-5886-027 | CORDSET #6 50A 250V 3P-4W 27FT | https://www.se.com/us/en/product/0M-5886-027 |  |  | 10.00x14.00x18.00(in) 25.40x35.56x45.72(cent) | 8.26(kilos) 18.20(lbs) |  |  |  | NAM ERP USD | 16-SEP-2025 | 539.00 | 01-NOV-2025 | 599.00
| 0M-5886-029 | CORDSET #6 50A 250V 3P-4W 29FT | https://www.se.com/us/en/product/0M-5886-029 |  |  | 12.00x14.00x18.00(in) 30.48x35.56x45.72(cent) | 8.98(kilos) 19.80(lbs) |  |  |  | NAM ERP USD | 16-SEP-2025 | 549.00 | 01-NOV-2025 | 599.00
| 0M-5886-031 | CORDSET #6 50A 250V 3P-4W 31FT | https://www.se.com/us/en/product/0M-5886-031 |  |  | 12.00x14.00x18.00(in) 30.48x35.56x45.72(cent) | 9.53(kilos) 21.00(lbs) |  |  |  | NAM ERP USD | 16-SEP-2025 | 569.00 | 01-NOV-2025 | 629.00
| 0M-5886-033 | CORDSET #6 50A 250V 3P-4W 33FT | https://www.se.com/us/en/product/0M-5886-033 |  |  | 12.00x14.00x18.00(in) 30.48x35.56x45.72(cent) | 10.02(kilos) 22.10(lbs) |  |  |  | NAM ERP USD | 16-SEP-2025 | 609.00 | 01-NOV-2025 | 669.00
| 0M-5886-035 | CORDSET #6 50A 250V 3P-4W 35FT | https://www.se.com/us/en/product/0M-5886-035 |  |  | 12.00x14.00x18.00(in) 30.48x35.56x45.72(cent) | 10.57(kilos) 23.30(lbs) |  |  |  | NAM ERP USD | 16-SEP-2025 | 619.00 | 01-NOV-2025 | 679.00
| 0M-5886-037 | CORDSET #6 50A 250V 3P-4W 37FT | https://www.se.com/us/en/product/0M-5886-037 |  |  | 12.00x18.00x18.00(in) 30.48x45.72x45.72(cent) | 11.07(kilos) 24.40(lbs) |  |  |  | NAM ERP USD | 16-SEP-2025 | 639.00 | 01-NOV-2025 | 709.00
| 0M-5886-039 | CORDSET #6 50A 250V 3P-4W 39FT | https://www.se.com/us/en/product/0M-5886-039 |  |  | 12.00x18.00x18.00(in) 30.48x45.72x45.72(cent) | 11.57(kilos) 25.51(lbs) |  |  |  | NAM ERP USD | 16-SEP-2025 | 669.00 | 01-NOV-2025 | 729.00
| 0M-5886-041 | CORDSET #6 50A 250V 3P-4W 41FT | https://www.se.com/us/en/product/0M-5886-041 |  |  | 12.00x18.00x18.00(in) 30.48x45.72x45.72(cent) | 12.11(kilos) 26.70(lbs) |  |  |  | NAM ERP USD | 16-SEP-2025 | 689.00 | 01-NOV-2025 | 759.00
| 0M-5886-043 | CORDSET #6 50A 250V 3P-4W 43FT | https://www.se.com/us/en/product/0M-5886-043 |  |  | 12.00x18.00x18.00(in) 30.48x45.72x45.72(cent) | 12.61(kilos) 27.81(lbs) |  |  |  | NAM ERP USD | 16-SEP-2025 | 709.00 | 01-NOV-2025 | 779.00
| 0M-5886-045 | CORDSET #6 50A 250V 3P-4W 45FT | https://www.se.com/us/en/product/0M-5886-045 |  |  | 12.00x18.00x18.00(in) 30.48x45.72x45.72(cent) | 13.15(kilos) 29.00(lbs) |  |  |  | NAM ERP USD | 16-SEP-2025 | 739.00 | 01-NOV-2025 | 809.00
| 0M-5886-047 | CORDSET #6 50A 250V 3P-4W 47FT | https://www.se.com/us/en/product/0M-5886-047 |  |  | 14.00x18.00x18.00(in) 35.56x45.72x45.72(cent) | 13.65(kilos) 30.10(lbs) |  |  |  | NAM ERP USD | 16-SEP-2025 | 759.00 | 01-NOV-2025 | 829.00
| 0M-5886-049 | CORDSET #6 50A 250V 3P-4W 49FT | https://www.se.com/us/en/product/0M-5886-049 |  |  | 14.00x18.00x18.00(in) 35.56x45.72x45.72(cent) | 14.15(kilos) 31.21(lbs) |  |  |  | NAM ERP USD | 16-SEP-2025 | 779.00 | 01-NOV-2025 | 859.00
| 0M-5886-051 | CORDSET #6 50A 250V 3P-4W 51FT | https://www.se.com/us/en/product/0M-5886-051 |  |  | 14.00x18.00x18.00(in) 35.56x45.72x45.72(cent) | 14.70(kilos) 32.40(lbs) |  |  |  | NAM ERP USD | 16-SEP-2025 | 799.00 | 01-NOV-2025 | 879.00
| 0M-5892 | 225A SUBFEED KIT ISX PDU | https://www.se.com/us/en/product/0M-5892 |  |  | 12.00x12.00x12.00(in) 30.48x30.48x30.48(cent) | 4.54(kilos) 10.00(lbs) |  |  |  | NAM ERP USD | 16-SEP-2025 | 909.00 | 01-NOV-2025 | 1000.00
| 0M-8577 | ISX ACCESORY BOX LARGE | https://www.se.com/us/en/product/0M-8577 | [7 empty] | NAM ERP USD | 16-SEP-2025 | 19.99 | 01-NOV-2025 | 21.99
| 0M-8578 | ISX ACCESORY BOX SMALL | https://www.se.com/us/en/product/0M-8578 | [7 empty] | NAM ERP USD | 16-SEP-2025 | 19.99 | 01-NOV-2025 | 21.99
| 0M-815481A-005 | ASSY WHIP 5WIRE 12AWG L21-20 5FT | https://www.se.com/us/en/product/0M-815481A-005 |  |  | 12.00x12.00x12.00(in) 30.48x30.48x30.48(cent) | 5.44(kilos) 12.00(lbs) |  |  |  | NAM ERP USD | 16-SEP-2025 | 139.99 | 01-NOV-2025 | 159.99
| 0M-815481A-007 | ASSY WHIP 5WIRE 12AWG L21-20 7FT | https://www.se.com/us/en/product/0M-815481A-007 |  |  | 12.00x12.00x12.00(in) 30.48x30.48x30.48(cent) | 5.44(kilos) 12.00(lbs) |  |  |  | NAM ERP USD | 16-SEP-2025 | 149.99 | 01-NOV-2025 | 169.99
| 0M-815481A-009 | ASSY WHIP 5WIRE 12AWG L21-20 9FT | https://www.se.com/us/en/product/0M-815481A-009 |  |  | 12.00x12.00x12.00(in) 30.48x30.48x30.48(cent) | 5.44(kilos) 12.00(lbs) |  |  |  | NAM ERP USD | 16-SEP-2025 | 159.99 | 01-NOV-2025 | 169.99
| 0M-815481A-011 | ASSY WHIP 5WIRE 12AWG L21-20 11FT | https://www.se.com/us/en/product/0M-815481A-011 |  |  | 12.00x12.00x12.00(in) 30.48x30.48x30.48(cent) | 5.44(kilos) 12.00(lbs) |  |  |  | NAM ERP USD | 16-SEP-2025 | 159.99 | 01-NOV-2025 | 179.99
| 0M-815481A-013 | ASSY WHIP 5WIRE 12AWG L21-20 13FT | https://www.se.com/us/en/product/0M-815481A-013 |  |  | 12.00x12.00x12.00(in) 30.48x30.48x30.48(cent) | 5.44(kilos) 12.00(lbs) |  |  |  | NAM ERP USD | 16-SEP-2025 | 169.99 | 01-NOV-2025 | 189.99
| 0M-815481A-015 | ASSY WHIP 5WIRE 12AWG L21-20 15FT | https://www.se.com/us/en/product/0M-815481A-015 |  |  | 12.00x12.00x12.00(in) 30.48x30.48x30.48(cent) | 5.44(kilos) 12.00(lbs) |  |  |  | NAM ERP USD | 16-SEP-2025 | 179.99 | 01-NOV-2025 | 199.99
| 0M-815481A-017 | ASSY WHIP 5WIRE 12AWG L21-20 17FT | https://www.se.com/us/en/product/0M-815481A-017 |  |  | 12.00x12.00x12.00(in) 30.48x30.48x30.48(cent) | 5.44(kilos) 12.00(lbs) |  |  |  | NAM ERP USD | 16-SEP-2025 | 169.99 | 01-NOV-2025 | 189.99
| 0M-815481A-019 | ASSY WHIP 5WIRE 12AWG L21-20 19FT | https://www.se.com/us/en/product/0M-815481A-019 |  |  | 12.00x12.00x12.00(in) 30.48x30.48x30.48(cent) | 5.44(kilos) 12.00(lbs) |  |  |  | NAM ERP USD | 16-SEP-2025 | 219.99 | 01-NOV-2025 | 239.99
| 0M-815481A-021 | ASSY WHIP 5WIRE 12AWG L21-20 21FT | https://www.se.com/us/en/product/0M-815481A-021 |  |  | 12.00x12.00x12.00(in) 30.48x30.48x30.48(cent) | 5.44(kilos) 12.00(lbs) |  |  |  | NAM ERP USD | 16-SEP-2025 | 199.99 | 01-NOV-2025 | 219.99
| 0M-815481A-023 | ASSY WHIP 5WIRE 12AWG L21-20 23FT | https://www.se.com/us/en/product/0M-815481A-023 |  |  | 12.00x12.00x12.00(in) 30.48x30.48x30.48(cent) | 5.44(kilos) 12.00(lbs) |  |  |  | NAM ERP USD | 16-SEP-2025 | 199.99 | 01-NOV-2025 | 219.99
| 0M-815481A-025 | ASSY WHIP 5WIRE 12AWG L21-20 25FT | https://www.se.com/us/en/product/0M-815481A-025 |  |  | 12.00x12.00x12.00(in) 30.48x30.48x30.48(cent) | 5.44(kilos) 12.00(lbs) |  |  |  | NAM ERP USD | 16-SEP-2025 | 209.99 | 01-NOV-2025 | 229.99
| 0M-815481A-027 | ASSY WHIP 5WIRE 12AWG L21-20 27FT | https://www.se.com/us/en/product/0M-815481A-027 |  |  | 12.00x12.00x12.00(in) 30.48x30.48x30.48(cent) | 5.44(kilos) 12.00(lbs) |  |  |  | NAM ERP USD | 16-SEP-2025 | 209.99 | 01-NOV-2025 | 239.99
| 0M-815481A-031 | ASSY WHIP 5WIRE 12AWG L21-20 31FT | https://www.se.com/us/en/product/0M-815481A-031 |  |  | 12.00x12.00x12.00(in) 30.48x30.48x30.48(cent) | 5.44(kilos) 12.00(lbs) |  |  |  | NAM ERP USD | 16-SEP-2025 | 219.99 | 01-NOV-2025 | 239.99
| 0M-815481A-039 | ASSY WHIP 5WIRE 12AWG L21-20 39FT | https://www.se.com/us/en/product/0M-815481A-039 |  |  | 12.00x12.00x12.00(in) 30.48x30.48x30.48(cent) | 5.44(kilos) 12.00(lbs) |  |  |  | NAM ERP USD | 16-SEP-2025 | 249.99 | 01-NOV-2025 | 279.99
| 0M-815481A-045 | ASSY WHIP 5WIRE 12AWG L21-20 45FT | https://www.se.com/us/en/product/0M-815481A-045 |  |  | 12.00x12.00x12.00(in) 30.48x30.48x30.48(cent) | 5.44(kilos) 12.00(lbs) |  |  |  | NAM ERP USD | 16-SEP-2025 | 269.99 | 01-NOV-2025 | 299.99
| 0M-815481A-049 | ASSY WHIP 5WIRE 12AWG L21-20 49FT | https://www.se.com/us/en/product/0M-815481A-049 |  |  | 12.00x12.00x12.00(in) 30.48x30.48x30.48(cent) | 5.44(kilos) 12.00(lbs) |  |  |  | NAM ERP USD | 16-SEP-2025 | 279.99 | 01-NOV-2025 | 309.99
| 0M-815481A-051 | ASSY WHIP 5WIRE 12AWG L21-20 51FT | https://www.se.com/us/en/product/0M-815481A-051 |  |  | 12.00x12.00x12.00(in) 30.48x30.48x30.48(cent) | 5.44(kilos) 12.00(lbs) |  |  |  | NAM ERP USD | 16-SEP-2025 | 289.99 | 01-NOV-2025 | 319.99
| 0M-815481A-055 | ASSY WHIP 5WIRE 12AWG L21-20 55FT | https://www.se.com/us/en/product/0M-815481A-055 |  |  | 12.00x12.00x12.00(in) 30.48x30.48x30.48(cent) | 5.44(kilos) 12.00(lbs) |  |  |  | NAM ERP USD | 16-SEP-2025 | 299.99 | 01-NOV-2025 | 329.99
| 0M-815481A-057 | ASSY WHIP 5WIRE 12AWG L21-20 57FT | https://www.se.com/us/en/product/0M-815481A-057 |  |  | 12.00x12.00x12.00(in) 30.48x30.48x30.48(cent) | 5.44(kilos) 12.00(lbs) |  |  |  | NAM ERP USD | 16-SEP-2025 | 309.99 | 01-NOV-2025 | 339.99
| 0M-815481A-059 | ASSY WHIP 5WIRE 12AWG L21-20 59FT | https://www.se.com/us/en/product/0M-815481A-059 |  |  | 12.00x12.00x12.00(in) 30.48x30.48x30.48(cent) | 5.44(kilos) 12.00(lbs) |  |  |  | NAM ERP USD | 16-SEP-2025 | 319.99 | 01-NOV-2025 | 349.99
| 0M-815481A-061 | ASSY WHIP 5WIRE 12AWG L21-20 61FT | https://www.se.com/us/en/product/0M-815481A-061 |  |  | 12.00x12.00x12.00(in) 30.48x30.48x30.48(cent) | 5.44(kilos) 12.00(lbs) |  |  |  | NAM ERP USD | 16-SEP-2025 | 479.00 | 01-NOV-2025 | 529.00
| 0M-815482-005 | ASSY WHIP 5WIRE 10AWG L21-30 5FT | https://www.se.com/us/en/product/0M-815482-005 |  |  | 60.00x2.00x2.00(in) 152.40x5.08x5.08(cent) | 3.63(kilos) 8.00(lbs) |  |  |  | NAM ERP USD | 16-SEP-2025 | 299.99 | 01-NOV-2025 | 329.99